## Sheet1
公告(開)號 | KindCode | 公告(開)日 | 名稱 | 申請日 | 摘要 | 申請範圍 | 專利權人 | IPC
US08410781 | B1 | 2013-04-02 | High temperature superconductor receiver coil magnetic resonance imaging systems and methods compatible with an infant incubator | 2010-06-28 | Systems and methods which employ a high temperature superconductor (HTS) receiver coil configuration for MRI analysis of small volume subjects, such as infants, are shown. Embodiments provide a HTS tape RF phase array receiver coil implementation. The foregoing HTS tape receiver coil implementation may be provided in a Helmholtz coil configuration. With such a Helmholtz coil configuration, circuitry is preferably provided to provide tuning, matching, and/or decoupling with respect to the HTS receiver coils. Embodiments implement a cryostat configuration to maintain one or more HTS receiver coils at a desired operating temperature (e.g., ≦77° K) while providing a safe environment for a subject (e.g., infant) being imaged. | 1. A system comprising: a high temperature superconductor (HTS) receiver coil, wherein the HTS receiver coil comprises a multi-coil Helmholtz coil configuration, wherein the HTS receiver coils of the multi-coil Helmholtz coil configuration are adapted for very low field strength imaging of a small volume subject;a cryostat adapted to incarcerate the HTS receiver coil in a cold media and to maintain the HTS receiver coil at a desired operating temperature during magnetic resonance imaging (MRI) of a subject, wherein the cryostat and HTS receiver coils are adapted for disposing in an infant incubator; andcoil circuitry coupled to the HTS receiver coil and adapted to interface the HTS receiver coil to a MRI host system, wherein the coil circuitry comprises adjustable tuning circuitry adapted to tune a resonant frequency of the HTS receiver coil to a field frequency of the MRI host system. 2. The system of claim 1, wherein the coil circuitry further comprises adjustable matching circuitry adapted to match an output impedance of the coil circuitry to an input impedance of the MRI host system. 3. The system of claim 1, wherein the HTS receiver coil comprises a single turn coil. 4. The system of claim 1, wherein each HTS receiver coil of the multi-coil Helmholtz coil configuration comprises a single turn coil. 5. The system of claim 1, wherein the coil circuitry further comprises adjustable decoupling circuitry adapted to decouple individual HTS receiver coils of the multi-coil Helmholtz coil configuration. 6. The system of claim 1, wherein the HTS receiver coils of the multi-coil Helmholtz coil configuration are operable to provide signal-to-noise gain within the range of 1.5 to 2.7 over corresponding metal receiver coils at the very low field strength. 7. The system of claim 1, wherein the very low field strength is less than or equal to 0.5 Tesla. 8. The system of claim 1, wherein the very low field strength is less than or equal to 0.2 Tesla. 9. The system of claim 1, wherein the cryostat and HTS receiver coils are provided in a free standing configuration adapted to be placed within the infant incubator. 10. The system of claim 1, wherein the cryostat and HTS receiver coils are provided in a configuration adapted to be attached to one or more surface of the infant incubator. 11. A system comprising: a high temperature superconductor (HTS) receiver coil, wherein the HTS receiver coil comprises a multi-coil Helmholtz coil configuration, wherein the coils of the HTS receiver coil are adapted for low field strength imaging of a small volume subject;a cryostat adapted to incarcerate each coil of the HTS receiver coil in a cold media and to maintain the coils at a desired operating temperature during magnetic resonance imaging (MRI) of a subject, wherein the cryostat and HTS receiver coil are adapted for disposing in an infant incubator; andcoil circuitry coupled to coils of the HTS receiver coil and adapted to interface the HTS receiver coil t... | Hong Kong Applied Science and Technology Research Institute Co., Ltd. | G01V003/00 A61B005/05
US08396530 | B1 | 2013-03-12 | Method for biosensor usage with pressure compensation | 2012-11-12 | A biosensor is described which can obtain physiological data from an individual. The biosensor may collect electrodermal activity, skin temperature, and other information. The biosensor may be attached to the body through the use of a garment which may be fastened in multiple locations on the human body. The biosensor includes compensation for electrodermal activity measurements based on the amount of pressure applied to the electrodes that are in contact with the skin. As pressure is increased the electrodermal activity values typically increase. By compensating for the influence that pressure changes have on electrodermal activity, more accurate analysis of physiology and therefore mental state analysis may be performed. | 1. A processor-implemented method for measuring physiology comprising: capturing electrodermal activity readings from a body via electrodes which are in contact with skin; collecting pressure information on an amount of pressure applied to the electrodes by a pressure sensing means, which are in contact with the skin; and compensating the electrodermal activity readings based on the pressure information which was collected. 2. The method according to claim 1 wherein the pressure sensing means comprises one or more of force sensitive resistors, piezoelectric devices, piezoelectric polymers, pressure sensitive materials, and pressure sensitive gels. 3. The method according to claim 1 wherein the compensating is accomplished using one or more of circuitry, a processor, software, and firmware. 4. The method according to claim 1 wherein the compensating is accomplished in real time as the electrodermal activity readings are captured. 5. The method according to claim 1 further comprising correcting electrodermal activity evaluations based on temperature of the skin. 6. The method according to claim 1 further comprising correcting electrodermal activity evaluations based on sensed humidity. 7. The method according to claim 1 further comprising evaluating skin temperature. 8. The method according to claim 7 further comprising compensating skin temperature evaluation based on pressure applied to the electrodes. 9. A computer program product embodied in a non-transitory computer readable medium for measuring physiology, the computer program product comprising: code for capturing electrodermal activity readings from a body via electrodes which are in contact with skin; code for collecting pressure information on an amount of pressure applied to the electrodes by a pressure sensing means, which are in contact with the skin; and code for compensating the electrodermal activity readings based on the pressure information which was collected. 10. The computer program product according to claim 9 wherein the pressure sensing means comprises one or more of force sensitive resistors, piezoelectric devices, piezoelectric polymers, pressure sensitive materials, and pressure sensitive gels. 11. The computer program product according to claim 9 wherein the compensating is accomplished using one or more of circuitry, a processor, software, and firmware. 12. The computer program product according to claim 9 wherein the compensating is accomplished in real time as the electrodermal activity readings are captured. 13. The computer program product according to claim 9 further comprising code for correcting electrodermal activity evaluations based on temperature of the skin. 14. The computer program product according to claim 9 further comprising code for correcting electrodermal activity evaluations based on sensed humidity. 15. The computer program product according to claim 9 further comprising code for evaluating skin temperature. 16. The computer program ... | Affectiva, Inc. | A61B005/04
US20130085366 | A1 | 2013-04-04 | BIOLOGICAL SIGNAL DETECTION ELECTRODE AND BIOLOGICAL SIGNAL DETECTION APPARATUS | 2012-09-14 | A biological signal detection electrode includes a water-containing member and an absorbent sheet. The water-containing member is impregnated with conductive fluid and has flexibility. The absorbent sheet covers the water-containing member and the conductive fluid is capable of permeating therethrough. | 1. A biological signal detection electrode, comprising: a water-containing member that is impregnated with conductive fluid and has flexibility; andan absorbent sheet that covers the water-containing member and through which the conductive fluid is capable of permeating. 2. The biological signal detection electrode according to claim 1, further comprising a container that is formed of a side surface and a bottom surface and includes an electrode terminal having conduction to the bottom surface, whereinthe water-containing member is housed in the container, andthe absorbent sheet covers the container together with the water-containing member. 3. The biological signal detection electrode according to claim 2, wherein the water-containing member is formed of a plurality of beads. 4. The biological signal detection electrode according to claim 2, wherein the water-containing member is formed of a superabsorbent polymer. 5. The biological signal detection electrode according to claim 2, wherein the water-containing member is formed of a plurality of beads arranged on the bottom surface of the container and a plurality of cotton applicators arranged on the plurality of beads. 6. The biological signal detection electrode according to claim 1, wherein the absorbent sheet is formed of a polyolefin film. 7. The biological signal detection electrode according to claim 1, wherein the water-containing member is formed of a cross-linked polyacrylic acid partial sodium salt. 8. A biological signal detection apparatus, comprising: a biological signal detection electrode including a water-containing member that is impregnated with conductive fluid and has flexibility and an absorbent sheet that covers the water-containing member and through which the conductive fluid is capable of permeating; anda brace configured to bring the biological signal detection electrode into contact with a biological body. | Sony Corporation | G01N027/327 A61B005/04
US20130096460 | A1 | 2013-04-18 | SKIN GAS COLLECTION TOOL | 2012-09-27 | A skin gas collection tool includes a casing forming a tubular opening section, a tubular flexible film member arranged along the inner lateral surface of the casing and a gas collection vessel gastightly linked to the casing. The tubular flexible film member is held at the opposite ends thereof in gastight contact with the inner lateral surface of the casing to form a sealed space between itself and the inner lateral surface of the casing and forced to expand toward the center of the tube as a fluid substance is fed into the sealed space. The tubular flexible film member has a thickness and an elasticity satisfying a predetermined relation. | 1. A skin gas collection tool comprising: a casing forming a tubular opening section for insertion of a skin gas collection body part;a tubular flexible film member arranged along the inner lateral surface of the casing; anda gas collection vessel gastightly linked to the casing;the tubular flexible film member being held at the opposite ends thereof in gastight contact with the inner lateral surface of the casing to form a sealed space between itself and the inner lateral surface of the casing;the casing having a fluid substance feed/discharge port for feeding a fluid substance into or discharging a fluid substance from the sealed space;the tubular flexible film member being forced to expand toward the center of the tube as a fluid substance is fed into the sealed space to thereby hold the tubular flexible film member in gastight contact with the skin gas collection body part inserted into the tubular opening section;the product at of the thickness t of the tubular flexible film member and the force a required to stretch a cube of a unit length of the tubular flexible film member by a unit length in a direction satisfying the requirement of the inequality formula (1) shown below and expressed in terms of the limit pressure Pmax of the fluid substance, the length s of the tubular flexible film member, the radius R of the tubular opening, the radius r of the region of the skin gas collection body part held in gastight contact with the tubular flexible film member as approximated by a circular cylinder and the number N of the folds produced on the flexible film member when the skin gas collection body part is held in position:σt≤Pmaxs2(π-2){(R+r)2sin2(90R-90rNR)+(R-r)2cos2(90R-90rNR)}12.(1) 2. The tool according to claim 1, wherein the skin gas collection tool is a tool for collecting gas emanated from the skin surface of a human being's hand or foot and the limit pressure Pmax is 0.0087 MPa. | CANON KABUSHIKI KAISHA | A61B005/00
US20130060103 | A1 | 2013-03-07 | METHOD AND SYSTEM FOR USING DISTRIBUTED ELECTROMAGNETIC (EM) TISSUE(S) MONITORING | 2011-05-12 | A system for monitoring at least one biological tissue of a patient during a period of at least 24 hours. The system comprises an implantable intrabody probe and an extrabody probe which propagate an electromagnetic (EM) signal, using an antenna, via at least one tissue therebetween, in a plurality of sessions during a period of at least 24 hours, a processing unit which analyses the EM signal to detect a change in at least one biological parameter of the at least one tissue, and an output unit which outputs the change. | 1. A system for monitoring at least one biological tissue of a patient during a period of at least 24 hours, comprising: an implantable intrabody probe and an extrabody probe which propagate an electromagnetic (EM) signal, using an antenna, via at least one tissue therebetween, in a plurality of sessions during a period of at least 24 hours;a processing unit which analyses said EM signal to detect a change in at least one biological parameter of said at least one tissue; andan output unit which outputs said change. 2. The system of claim 1, wherein said extrabody probe delivers and intercepts said EM signal. 3. The system of claim 1, wherein said extrabody probe delivers said EM signal and said intrabody probe intercepts said EM signal. 4. The system of claim 1, wherein said processing unit analyses said EM signal to detect a change in a fluid level of said at least one tissue. 5. The system of claim 1, wherein said processing unit is part of said implantable intrabody probe, said implantable intrabody probe comprises a communication interface to transmit data pertaining to said analyzed EM signal to at least one of said extrabody probe and an extrabody patient management unit. 6. (canceled) 7. The system of claim 36, wherein said implantable intrabody probe is integrated with an implantable medical device (IMD). 8. (canceled) 9. The system of claim 36 further comprising a communication interface for receiving at least one parameter from an implantable medical device (IMD); said processing unit calculates said change according to a combination of an analysis of said EM signal and said at least one parameter. 10. The system of claim 1, further comprising a communication interface for receiving at least one parameter from an implantable medical device (IMD); and being operated according to said at least one parameter. 11. The system of claim 36, further comprising a communication interface for forwarding data related to said change to an implantable medical device (IMD) so as to allow regulation of operation of said IMD. 12. The system of claim 11, wherein said change is a cardiac ejection fraction change, and wherein said IMD is a pacemaker device, and wherein said regulation comprises adjusting the pacing parameters of a said pacemaker according to said cardiac ejection fraction change. 13. The system of claim 11, wherein said processing unit calculates cardiac output according to said change, said regulating comprises adjusting the pacing parameters of a pace making element according to said cardiac output. 14. The system of claim 11, wherein said IMD comprises a drug releasing element, said IMD adjusting the releasing pace of said drug releasing element according to said change. 15. The system of claim 11, wherein said change is a rate of change of the pressure in the heart of the patient, said IMD adjusting the pacing parameters of a pace making element according to said rate. 16. The system of claim 1, wherein said implantable ... | Sensible Medical Innovations Ltd. | A61B005/07 A61M005/168 A61N001/365
US08419687 | B2 | 2013-04-16 | Device for shielding a sharp tip of a cannula and method of using the same | 2010-04-29 | A safety device for shielding a sharp tip of a tubular needle includes a shaft sized and shaped for being received into the passage of the tubular needle through a first end of the passage and extending to a second end of the passage. A shield is associated with the shaft and is constructed for receiving and substantially shielding the sharp tip of the needle. A catch is associated with the shaft. The catch prevents the withdrawal of the shaft from the passage of the needle when the shield is shielding the sharp tip of the needle. | 1. A method of shielding a sharp tip of a cannula at least partially defining an interior passage, the cannula including proximal and distal ends, wherein the sharp tip is formed on the distal end of the cannula, the method comprising: collecting a sample of at least one of tissue and a bodily fluid from a patient in the passage of the cannula;inserting a shaft into the passage through the distal end thereof to push the sample out of the proximal end of the passage to collect the sample, the step of inserting including: retracting a catch mounted on the shaft as the catch contacts the distal end of the cannula so that the catch is nearer to the shaft for movement of the shaft through the passage of the cannula; andshielding the sharp tip of the cannula with a shield when the shaft is inserted a predetermined distance into the cannula; andretaining the shaft relative to the cannula against movement out of the passage through the distal end so as to hold the shield over the sharp tip. 2. The method as set forth in claim 1, wherein retaining the shaft includes extending the retracted catch to a position in which the catch projects out from the shaft as it exits the proximal end of the passage. 3. The method as set forth in claim 2, further comprising releasing the catch to permit the shaft to be withdrawn from the passage. 4. The method as set forth in claim 1, wherein shielding the sharp tip includes penetrating a hematic absorbent body disposed within the shield with the sharp tip. 5. The method as set forth in claim 1, wherein retracting the catch includes moving the catch from an extended position extending laterally outward from the shaft to a retracted position in which an outer surface of the catch is substantially flush with an exterior surface of the shaft. 6. The method as set forth in claim 3, wherein releasing the catch includes depressing the catch into a recess of the shaft. | Covidien AG | A61M005/178 A61B010/00 A61B005/00 A61B017/14
US08401611 | B2 | 2013-03-19 | Apparatus and method for imaging tissue | 2008-06-04 | A device and method for imaging body tissue, the device comprising a catheter for accessing body cavities having a catheter end, the catheter end having there within an ionizing radiation source for emitting ionizing radiation; and at least one ionizing radiation detector for detecting ionizing radiation; and wherein preferably a signal is emitted by the ionizing radiation source, said signal comprising photons or electrons, said photons or electrons are reflected from the body tissue or provoke the body tissue to generate photons or electrons. | 1. A device for imaging body tissue, the device comprising: a catheter for accessing body cavities, comprising:a radiation source (108) for emitting beta radiation, andat least one detector (116, 118, 120) for detecting the beta radiation, andwherein said at least one radiation source (108) is located in proximity to said at least one detector (116, 118, 120), andwherein said at least one detector is configured for detecting electrons backscattered from the body tissue in response to said radiation source. 2. The device of claim 1 further comprising at least one collimator located partially surrounding said at least one radiation source for limiting the radiation emission. 3. The device of claim 2 wherein said at least one collimator having there within an at least one shaped tunnel allowing for the dispersion of electrons. 4. The device of claim 1 further comprising an amplifier for amplifying the backscattered electrons. 5. The device of claim 1 further comprising a stent. 6. The device of claim 1 further comprising a stent holder. 7. The device of claim 1 wherein said at least one detector comprises a material selected from the group consisting of Cadmium-Tellurium, Cadmium-Zinc-Tellurium, Silicone, and Silicone-Carbide. 8. The device of claim 1 wherein said at least one detector comprises at least one scintillation optical fiber. 9. The device of claim 8 further comprising a photomultiplier or a photodiode. 10. The device of claim 1 further comprising a shell, a motor and a cable, the cable is connected to the shell, the cable is rotated by the motor, said rotation is transferred to the shell. 11. The device of claim 10 wherein the radiation source is substantially centrally located and the at least one collimator is peripherally oriented, whereby the rotation of the shell results in an extended scanning area. 12. The device of claim 11 further comprising a second radiation source for emitting X-ray or gamma radiation and a detector configured for detecting X-ray fluorescence (XRF) photons provoked by the body tissue in response to emission of said X-ray or gamma radiation. 13. A method of imaging body tissue, the method comprising the steps of; emitting electrons from a beta radiation source, said beta radiation source is located within a catheter, anddetecting electron backscattering from the body tissue resulting from the emission of beta radiation from said beta radiation source within said catheter. 14. The method according to claim 13, further comprising a step of identifying aperture location. 15. The method of claim 13 further comprising the step of guiding catheter end through aperture. 16. The method of claim 13 further comprising the step pushing a stent partially through the aperture, using a stent holder. 17. The method of claim 13 further comprising the step of removing the catheter and the stent holder. | Check-Cap Ltd. | A61B005/05
US20130060152 | A1 | 2013-03-07 | APPARATUS AND METHOD FOR CONTINUOUS OSCILLOMETRIC BLOOD PRESSURE MEASUREMENT | 2011-04-28 | A method that extends the oscillometric method, which currently is used for blood pressure measurement at one point in time, to provide continuous measurement of blood pressure (BP). The method provides a BP signal that is similar to an invasive arterial line continuous BP measurement with minimal changes in clinical procedures. The apparatus for performing the method includes a sensor with a fluid-filled, disposable, flexible bladder underneath a non-invasive inflatable cuff monitor. The inflatable cuff monitor provides a single-point BP value in a traditional manner. An electronic scaling adapter estimates the diastolic pressure and systolic pressure corresponding to the BP signal obtained from the fluid-filled bladder, uses the single-point BP value from the inflatable cuff monitor to scale the BP signal detected by the bladder, and outputs a scaled BP signal that can be displayed from a conventional vital signs monitor. | 1. A non-invasive blood pressure apparatus for use with an air-pressurizable cuff that provides a near-continuous blood pressure (BP) signal output, the apparatus comprises: a fluid-filled bladder positionable under an air-pressurizable cuff, a pressure transducer coupled to the bladder through a fluid-filled line, and a controller in electrical communication with the transducer to translate nearly continuously the pressure signal from the transducer into a BP value. 2. The apparatus of claim 1, further comprising a monitor and means for inputting a BP value determined from the oscillometric method using an air-pressurizable cuff, the controller being configured to scale and output the near-continuous BP signal to the oscillometrically-measured BP in real time. 3. The apparatus of claim 2, where the scaling adapter comprises: a) at least one microcontroller that includes an ADC and an DAC;b) at least one air pump that communicates with the inflated baldder;c) at least one mini-pump that communicates with the fluid pressure in the bladder; andd) at least one algorithm that controls the air pump and determines the mean arterial pressure and pulse pressure and scales an output signal accordingly. 4. The apparatus of claim 1, where the pressure signal from the transducer is processed to filter out any signals that do not correlate with the subject BP signal shape. 5. The apparatus of claim 1, further comprising an air-pressurizable cuff and a transducer coupled to the cuff to output the air pressure in the cuff to the controller. 6. The apparatus of claim 5, where an absolute BP value is derived by employing the oscillometric method to the fluid-filled bladder pressure when pressed by inflating the air-pressurizable cuff. 7. The apparatus of claim 5, where the controller is connected to the pump and the air-pressure transducer to monitor and control the pressure in the air cuff so that the air-pressure transducer signal during an inflation phase can be used to measure BP, which provides an ability to measure at least one of systolic, mean arterial pressure (MAP), and diastolic pressure in either an inflation phase or a deflation phase. 8. The apparatus of claim 1, where the controller includes a scaling adapter electrically connected between the bladder transducer and a vital signs monitor. 9. The apparatus of claim 1, where the air-pressurizable cuff is provided by a commercially-available NIBP device. 10. The apparatus of claim 1, where the bladder includes a diaphragm having a thickness less than 100 microns. 11. The apparatus of claim 10, where the diaphragm is made of a silicone rubber or a polyurethane. 12. The apparatus of claim 1, where the bladder is disposable. 13. The apparatus of claim 1, where the bladder is attached with an adhesive rim. 14. The apparatus of claim 1, where the bladder is attached with an adhesive bandage. 15. A non-invasive blood pressure apparatus includes a controller configured to manipulate a pressure ... | CARDIOSTAR, INC. | A61B005/0225 A61B005/025 A61B005/022
US08923958 | B2 | 2014-12-30 | System and method for evaluating an electrophysiological signal | 2012-09-06 | A method of evaluating an electrophysiological signal is disclosed. A mathematical reconstruction over at least one cycle of the electrophysiological signal is used to identify an abnormal substrate. A non-transitory computer readable medium is also disclosed. The nontransitory computer readable medium has stored thereon instructions for identifying a pathological substrate from a mathematical reconstruction of an electrophysiological signal, which, when executed by a processor, causes the processor to perform steps comprising using a mathematical reconstruction over many cycles of the electrophysiological signal to identify a pathological state. A system for evaluating an electrophysiological signal includes a processor configured to identify a pathological condition from a mathematical reconstruction of the electrophysiological signal. The system also includes a data input coupled to the processor and configured to provide the processor with the electrophysiological signal. The system further includes a user interface coupled to either the processor or the data input. | 1. A method of evaluating an electrophysiological signal, comprising: receiving an electrophysiological signal;applying, using a processor of a computing device, a model-derived reconstruction using a summation series of complex exponentials over at least one cycle of the electrophysiological signal to identify a pathological substrate, the identification of the pathological substrate being based on a relative large or absolute value of the irrational fractional subspace derivative produced from the model-derived reconstruction of the electrophysiological signal; anddisplaying, on a user interface, one or more indicators of the electrophysiological signal to represent at least a portion of the electrophysiological signal and the pathological condition of the substrate and predict the risk for adverse clinical outcomes. 2. The method of claim 1, wherein the complex exponentials of the model-derived reconstruction of the electrophysiological signal comprises an input/output (I/O) expansion of the electrophysiological signal, in which at least one of the terms of the I/O expansion are fractionally differentiable and integrable. 3. The method of claim 2, wherein at least one term of the I/O expansion is Irrationally fractionally differentiable, and wherein the at least one term of the I/O expansion is analytically irrationally fractionally differentiable. 4. The method of claim 2, wherein the I/O expansion comprises a fractional derivative of order α that can be any real or complex number of the model-derived reconstruction. 5. The method of claim 1, wherein the accumulated absolute value of the irrational fractional subspace derivatives value indicate instability or arrhythmogenic potential, wherein the instability or arrhythmogenic potential is associated to a status of cardiac health including the risk of sudden death. 6. The method of claim 1, wherein the model-derived reconstruction which can include it's isolated subspaces of the electrophysiological signals over at least 100 seconds is transformed using delayed phase space reconstructions to increase the number of phase space dimensions to six or higher to extract informative high dimensional space time metrics, wherein cloud signal densities (SD), in high dimensional space, are a mixture of Gaussian sinusoidal functions that radiate from the moment center to the outer boundary of a manifold to allow for mixtures of Gaussian sinusoidal distributions to form complex decision boundaries that are used to predict a risk for adverse clinical outcomes, andwherein the Gaussian sinusoidal distributions are associated to a status of cardiac health including the risk of sudden death. 7. The method of claim 1, wherein the pathological substrate is selected from the group consisting of: a heart disease, a cardiac arrhythmia; a diabetic autonomic neuropathy; Parkinson's disease; a form of epilepsy; a brain injury; an altered state of cognition; a stability of a heart at different heart rates; an effe... | Analytics For Life Inc. | A61B005/0402 A61B005/0476 A61B005/04 A61B005/044 A61B005/0452 A61B005/0245 A61B005/00 A61B005/046 A61B005/0464 A61B005/02 A61B005/055 A61B006/03 G06K009/00
US20130090545 | A1 | 2013-04-11 | METHODS AND APPARATUSES FOR THE LOCALIZATION AND TREATMENT OF CANCER | 2011-06-07 | Embodiments of the present invention provide methods of detecting cancer, methods of treating cancer using targeted hyperthermia, methods of treating cancer using targeted chemical agents, methods of treating cancer comprising accurate measurements of the efficacy of treatments. The effect of nanoparticles on magnetic fields can be used to determine the location of a tumor, and a measure of the number of cells in the tumor. This location and measure can be used to guide therapy, and provide information regarding the most effective therapy to be applied. The same nanoparticles can be used to facilitate hyperthermia treatments, and to allow targeted application of chemical therapeutic agents. | 1. A method of treating cancer, comprising (a) determining the location and number of cells in a tumor according to claim 2, and (b) applying a therapy to the patient. 2. A method for determining the location and number of cells in a tumor comprising introducing magnetic nanoparticles conjugated with biocompatible features that preferentially bind with features common to cells in the tumor, subjecting the region of the tumor to a magnetic field, measuring the effect of the nanoparticle/feature conjugates on the magnetic field, determining the number of cells in the tumor from the magnitude of the effect, and determining the location of the tumor by the location of the magnetic moment of the nanoparticle/feature conjugates bound to cancer cells. 3. A method as in claim 2, wherein the effect of the nanoparticle/feature conjugates on the magnetic field is determined by attenuating or removing the applied magnetic field and measuring the decay of the residual magnetic field. 4. A method as in claim 1, wherein step (b) comprises applying hyperthermia to the region of the tumor. 5. A method as in claim 4, wherein applying hyperthermia comprises applying an oscillating magnetic field to the region of the tumor, wherein the oscillating magnetic field generates heat by its effect on the nanoparticle/feature conjugates. 6. A method according to claim 2, further comprising (c) determining a measure of the number of cells in the tumor after treatment, then repeating steps (b) and (c) until a desired number of cancel cells have been eliminated from the tumor. 7. A method as in claim 1, wherein step (b) comprises providing delivery packages, wherein a delivery package comprises a magnetic nanoparticle, a drug that harms cancer cells, and an inhibitor that inhibits action of the drug; (b2) introducing a plurality of delivery packages into a patient; (b3) applying a magnetic field to encourage the delivery packages to the location of a tumor; (b4) treating the patient such that the inhibitor is overcome and drug acts on the cancer cells. 8. A method as in claim 7, wherein the inhibitor comprises a coating that encapsulates the drug, and wherein treating the patient so that the inhibitor is overcome comprises applying a magnetic field such that the delivery packages generate heat, motion, or a combination thereof sufficient to disrupt the inhibitory function of the coating. 9. A method as in claim 1, further comprising determining from the magnetic effect of nanoparticles in the tumor a measure of the number of cells in the tumor remaining after such treatment, (d) repeating steps (b) and (c) until the number of cells remaining in the tumor is below a threshold value. 10. A method as in claim 9, wherein the nanoparticles used in steps (a) and (c) are the same as used in step (b). 11. A method as in claim 1, further comprising (c) determining a measure of the number of cells in the tumor by the magnetic effect of nanoparticles introduced into the tumor, ... | - | A61B005/05 A61N002/12 A61B005/00
US08398564 | B2 | 2013-03-19 | Method for determining relationships between different pressure-related signals derivable from a human or animal body or body cavity | 2008-10-24 | This invention describes a method for processing pressure signals derivable from locations inside or outside a human or animal body or body cavity. A major aspect of the invention relates to a method for determining relationships between different pressure-related signals with the purpose of obtaining signals predicting pressures inside a body or body cavity from pressure signals outside said body or body cavity. According to the invented method different formula-based relationships for specific types of signals and locations and sensor types are determined, which provides for a reference that can be applied on new and individual non-invasive pressure measurements. Thereby continuous pressure-related signals from a non-invasive source may be processed in a way that makes the continuous non-invasive pressure signals highly predictable of the pressures inside the body or body cavity. | 1. A method for processing two or more simultaneous continuous pressure-related signals derivable from a human or animal body from one or more locations thereof electable from: inside the body, outside the body, inside body cavity, outside body cavity, comprising the steps of obtaining samples of said signals at specific intervals, and in a processing unit converting thus sampled pressure signals into pressure-related digital data with identical time reference, wherein for selectable and simultaneous time sequence windows the method comprises using the processing unit for the further steps of:a) identifying from said digital data single pressure waves related to cardiac beat-induced pressure waves within said two or more simultaneous signals constituting a pressure recording,b) identifying from said digital data pressure waves related to artifacts or a combination of artifacts and cardiac beat-induced pressure waves within said two or more simultaneous signals constituting a pressure recording,c) computing time sequence (TS.x)-related parameters of said single pressure waves during said identical time sequence windows within said two or more simultaneous signals constituting a pressure recording,wherein the method in using the processing unit comprises additional steps of:d) determining relationships between time sequence (TS.x)-related parameters of said identical time sequence windows within said two or more simultaneous signals constituting a pressure recording,said relationships calculated as related time sequence (rTS.x) parameters, and selected as one or more from the group of:d1) relationship of mean values of starting diastolic minimum pressure of two or more perfect time sequence windows from two or more different pressure signals (rTS.Pmin1),d2) relationship of standard deviation of mean values of starting diastolic minimum pressure of two or more perfect time sequence windows from two or more different pressure signals (rTS.MeanPmin1_STD),d3) relationship of mean values of systolic maximum pressure of two or more perfect time sequence windows from two or more different pressure signals (rTS.MeanPmax),d4) relationship of standard deviation of mean values of systolic maximum pressure of two or more perfect time sequence windows from two or more different pressure signals (rTS.MeanPmax_STD),d5) relationship of mean amplitude values of two or more perfect time sequence windows from two or more different pressure signals (rTS.MeandP),d6) relationship of standard deviation of mean amplitude of two or more perfect time sequence windows from two or more different pressure signals (rTS.MeandP_STD),d7) relationship of mean latency of two or more perfect time sequence windows from two or more different pressure signals (rTS.MeandT),d8) relationship of standard deviation of mean latency of two or more perfect time sequence windows from two or more different pressure signals (rTS.MeandT_STD),d9) relationship of mean rise time coefficient of two or ... | DPCOM AS | A61B005/00
US08412317 | B2 | 2013-04-02 | Method and apparatus to measure bioelectric impedance of patient tissue | 2009-04-20 | A device to measure tissue impedance comprises drive circuitry coupled to calibration circuitry, such that a calibration signal from the calibration circuitry corresponds to the current delivered through the tissue. Measurement circuitry can be coupled to measurement electrodes and the calibration circuitry, such that the tissue impedance can be determined in response to the measured calibration signal from the calibration circuitry and the measured tissue impedance signal from the measurement electrodes. Processor circuitry comprising a tangible medium can be configured to determine a complex tissue impedance in response to the calibration signal and the tissue impedance signal. The processor can be configured to select a frequency for the drive current, and the amount of drive current at increased frequencies may exceed a safety threshold for the drive current at lower frequencies. | 1. A device for measuring an impedance of a tissue of a patient, the device comprising: calibration circuitry comprising an impedance;at least four electrodes configured to couple to the tissue of the patient, the at least four electrodes comprising at least two measurement electrodes and at least two drive electrodes;drive circuitry coupled to the at least two drive electrodes and the calibration circuitry to pass a current through the tissue and the calibration circuitry simultaneously, the drive circuitry configured to increase the current from a first current amount at a first frequency to a second current amount at a second frequency, the second frequency greater than the first frequency;measurement circuitry configured to couple to the at least two measurement electrodes and the calibration circuitry, the measurement circuitry configured to measure a calibration signal from the calibration circuitry and a tissue impedance signal from the at least two measurement electrodes; andprocessor circuitry comprising a tangible medium configured to determine the impedance of the tissue in response to the calibration signal and the tissue impedance signal. 2. The device of claim 1 wherein the processor circuitry comprises as least one of an impedance converter or a microcontroller. 3. The device of claim 1 wherein the processor circuitry is configured to determine the impedance of the tissue with a discrete Fourier transform of at least one of measurement signal or the current signal. 4. The device of claim 1 wherein the calibration circuitry is connected in series between the drive circuitry and the at least two measurement electrodes to calibrate the tissue impedance measurement when the at least two electrodes are connected to the patient. 5. The device of claim 1 wherein the drive circuitry is configured to pass the current through the tissue and the calibration circuitry to generate the tissue measurement signal and the calibration signal when the at least four electrodes are connected to the tissue. 6. The device of claim 5 wherein the calibration circuitry comprises a calibration resistor, and the measurement circuitry is configured to measure the calibration signal in response to the current through the calibration resistor and the tissue. 7. The device of claim 6 wherein the measurement circuitry is configured to measure the tissue measurement signal in response to the current through the tissue and the calibration resistor. 8. The device of claim 7 wherein the processor is configured to determine the tissue impedance in response to the calibration signal and the tissue measurement signal. 9. The device of claim 1 further comprising at least one switch coupled to the drive circuitry, the measurement circuitry, the calibration circuitry and the at least four electrodes, the at least one switch comprising a first configuration and a second configuration, wherein in the first configuration the at least one switch couples the measurement ... | Corventis, Inc. | A61B005/00
US08428677 | B2 | 2013-04-23 | Retinopathy of prematurity determination and alarm system | 2010-05-28 | Embodiments of the present disclosure relate to determining a likelihood of possible retinopathy of prematurity and alerting a caregiver of such likelihood. According to certain embodiments, an apparatus for displaying an indication of a risk of retinopathy of prematurity in a patient may include a processing unit. The processing unit is configured to determine whether an oxygen saturation history of the patient places the patient at risk of developing retinopathy of prematurity. The apparatus may also include a display unit configured to present an indication of a risk of prematurity in the patient when the processing unit determines that the oxygen saturation history of the patient places the patient at risk of developing retinopathy of prematurity, the indication comprising at least one of a number associated with the risk, an audible alarm, or a visual alarm. | 1. An apparatus for displaying an indication of a risk of retinopathy of prematurity in a patient, the apparatus comprising: a processing unit configured to determine whether an oxygen saturation history of the patient places the patient at risk of developing retinopathy of prematurity; anda display unit configured to present an indication of a risk of prematurity in the patient when the processing unit determines that the oxygen saturation history of the patient places the patient at risk of developing retinopathy of prematurity, the indication comprising at least one of a number associated with the risk, an audible alarm, or a visual alarm. 2. The apparatus of claim 1, wherein the display unit is configured to present the oxygen saturation history of the patient. 3. The apparatus of claim 1, wherein the display unit comprises a geometric shape, wherein the geometric shape is filled based on an extent the oxygen saturation history extends beyond an oxygen saturation threshold. 4. The apparatus of claim 3, wherein the geometric shape comprises an annulus. 5. The apparatus of claim 3, wherein the geometric shape is shaped like an eye. 6. The apparatus of claim 3, wherein the geometric shape is full when the extent exceeds a threshold. 7. The apparatus of claim 1, wherein the visual alarm comprises an eye shaped image. 8. The apparatus of claim 1, wherein the visual alarm flashes. 9. The apparatus of claim 1, wherein the visual alarm is a different color from other elements on the display unit. 10. A method for displaying an indication of a risk of retinopathy of prematurity in a patient, the method comprising: determining whether an oxygen saturation history of the patient places the patient at risk of developing retinopathy of prematurity; andpresenting an indication of a risk of prematurity in patient when the oxygen saturation history of the patient places the patient at risk of developing retinopathy of prematurity, wherein the indication comprises at least one of a number associated with the risk, an audible alarm, or a visual alarm. 11. The method of claim 10, comprising displaying the oxygen saturation history of the patient. 12. The method of claim 10, comprising displaying a geometric shape, wherein the geometric shape represents an extent the oxygen saturation history extends beyond an oxygen saturation threshold. 13. The method of claim 12, comprising filling the geometric shape as the extent the oxygen saturation history extends beyond the oxygen saturation threshold increases. 14. The method of claim 12, comprising emptying the geometric shape when the oxygen saturation history does not extend beyond the oxygen saturation threshold. 15. The method of claim 12, wherein the geometric shape comprises an annulus. 16. The method of claim 12, wherein the geometric shape is shaped like an eye. 17. The method of claim 12, wherein the geometric shape is full when the extent exceeds a threshold. 18. The method of claim 10, wher... | Covidien LP | A61B005/1455
US08391969 | B2 | 2013-03-05 | Body composition monitor, measurement result output method, and measurement result output program product | 2011-08-11 | A body composition monitor calculates a body composition value of a whole body and a body composition value by site of a user using a plurality of electrodes, and calculates a site ratio representing a ratio of the body composition value by site with respect to the body composition value of the whole body. A process of outputting ratio information (site ratio and/or evaluation index of site ratio) related to the calculate site ratio is then carried out. | 1. A body composition monitor comprising: a plurality of electrodes configured to be brought into contact with a surface of a body of a user;at least one processor;at least one memory, the at least one memory storing instructions that when executed cause the at least one processor to perform as:a first calculating portion configured to calculate a body composition value of a whole body and a body composition value by site of the user using the electrodes;a second calculating portion configured to calculate a site ratio representing a ratio of the body composition value by site with respect to the body composition value of the whole body;an evaluating portion configured to calculate a site evaluation index representing an evaluation index related to the calculated site ratio; andan output processing portion configured to display information including the site evaluation index on a display unit; whereinthe site evaluation index includes a high and low level representing a height of the site ratio, andthe output processing portion is configured to display a schematic image of a human body on the display unit and also is configured to display a position in the human body image corresponding to a site where the calculated high and low level is higher than average or a site where the calculated high and low level is lower than average of the site so as to be identifiable from other positions. 2. The body composition monitor according to claim 1, wherein the output processing portion is configured to display on the display unit whole body information related to the body composition value of the whole body in association with the site evaluation index. 3. The body composition monitor according to claim 2, wherein the whole body information includes at least one of the body composition value of the whole body and an evaluation index of the body composition value of the whole body in a physical attribute including sex of the user. 4. The body composition monitor according to claim 1, wherein the output processing portion is configured to display the calculated site ratio on the display unit. 5. The body composition monitor according to claim 1, further comprising: a non-transitory storage unit configured to store in advance specific information specifying a relationship of each high and low level representing a height of the site ratio and the site ratio for every physical attribute of a measurer, whereinthe evaluating portion is configured to calculate the high and low level corresponding to the calculated site ratio based on the specific information, the physical attribute of the user, and the calculated site ratio. 6. The body composition monitor according to claim 5, wherein the specific information includes at least one of a first table storing the high and low level targeting on all age attributes, and a second table storing the high and low level for every age attribute. 7. The body composition monitor according to claim 1, wherein the site in... | Omron Healthcare Co., Ltd. | A61B005/05
US10537274 | B2 | 2020-01-21 | Standardized measurement of physiological pressures using an air-charged catheter apparatus | 2012-09-21 | Systems and methods are provided for providing a standardized pressure value representing a transient pressure event within a region of interest within a living body. An air-charged catheter is configured to record pressure data representing the region of interest. A measurement assembly includes a parameter calculation component configured to calculate at least a peak pressure representing the transient pressure event and a time to peak pressure, representing the time necessary to reach the peak pressure, from the recorded pressure data. A standardization component is configured to calculate the standardized pressure value as a function of the peak pressure and the time to peak pressure. A user interface is configured to display at least the standardized pressure value at an associated display. | 1. A system for providing a standardized pressure value representing a transient pressure event within a region of interest within a living body comprising: an air-charged catheter that records pressure data representing the region of interest; anda measurement assembly, comprising a processor and at least one non-transitory computer readable medium storing executable instructions executable by the processor, the measurement assembly calculates at least a peak pressure representing the transient pressure event and a time to peak pressure, representing the time necessary to reach the peak pressure, from the recorded pressure data andcalculates the standardized pressure value, representing a peak pressure that would be expected for a water-filled catheter given the determined peak pressure, as a function of the peak pressure and the time to peak pressure; anda user interface that displays at least the standardized pressure value. 2. The system of claim 1, wherein the measurement assembly calculates the standardized pressure value as a product of the calculated peak pressure and a function of the time to peak pressure. 3. The system of claim 2, wherein measurement assembly calculates the standardized pressure value as the product of the calculated peak pressure and the ratio of an exponential function of the time to peak pressure to the difference between the exponential function of the time to peak pressure and a predetermined constant. 4. A system for providing a standardized pressure value representing a transient pressure event within a region of interest within a living body comprising: an air-charged catheter that records pressure data representing the region of interest; anda measurement assembly that calculates at least a peak pressure representing the transient pressure event and a time to peak pressure, representing the time necessary to reach the peak pressure, from the recorded pressure data, calculates a peak pressure that would be expected for a water-filled catheter given the determined peak pressure at the air-charged catheter, as a function of the peak pressure at the air-charged catheter and the time to peak pressure at the air-charged catheter; anda user interface that displays at least the peak pressure that would be expected for a water-filled catheter given the determined peak pressure at the air-charged catheter. 5. The system of claim 4, wherein the measurement assembly calculates the peak pressure that would be expected for a water-filled catheter given the determined peak pressure at the air-charged catheter as a product of the calculated peak pressure at the air-charged catheter and a function of the time to peak pressure at the air-charged catheter. 6. The system of claim 5, wherein the measurement assembly calculates the peak pressure that would be expected for a water-filled catheter given the determined peak pressure at the air-charged catheter as the product of the calculated peak pressure at the air-charged cath... | THE U.S. GOVT AS REPRESENTED BY THE DEPT. OF VETERANS AFFAIRS THE CLEVELAND CLININC FOUNDATION | A61B005/20 A61B005/03 A61B005/08 A61B005/00
US10426404 | B2 | 2019-10-01 | Sensor jacket | 2011-06-16 | A sensor guide wire includes a sensor element arranged in a jacket in a sensor region of the sensor guide wire; a core wire extending at least partly along a length of the sensor guide wire; and at least one electrical lead connected to the sensor element. The jacket is tubular and includes proximal and distal end openings, a jacket wall, a first opening arranged in the jacket wall, and a second opening arranged in the jacket wall, the first and second openings being proximate to the sensor element. The core wire is adapted to extend through the jacket via the proximal and distal end openings. At least a portion of the first opening and at least a portion of the second opening are both located in the same cross-section of the sensor guide wire, the cross-section being perpendicular to the longitudinal axis of the sensor guide wire. | 1. A sensor guide wire for intravascular measurement of a physiological variable, comprising: a core wire extending at least partly along a length of the sensor guide wire;a sensor element mounted on the core wire, in a sensor region of the sensor guide wire, the sensor element comprising a pressure sensitive device;a jacket having a jacket wall, the jacket being fixed relative to the core wire; andat least one lead connected to the sensor element;wherein the jacket is tubular and includes a proximal end opening, a distal end opening, and a first set of openings extending through the jacket wall,wherein the core wire extends through the jacket via the proximal and distal end openings, andwherein the first set of openings extending through the jacket wall includes a first opening located above the sensor element, a second opening located at a first lateral side of the sensor element, and a third opening located at a second lateral side of the sensor element, and wherein the first, second, and third openings are elongated in a longitudinal direction of the jacket, and are aligned in a circumferential direction of the jacket. 2. The sensor guide wire according to claim 1, wherein the jacket further includes a second set of openings extending through the jacket wall, the second set of openings including a fourth opening that is aligned with the first opening in a longitudinal direction of the jacket, a fifth opening that is aligned with the second opening in the longitudinal direction of the jacket, and a sixth opening that is aligned with the third opening in the longitudinal direction of the jacket, wherein the fourth, fifth, and sixth openings are elongated in the longitudinal direction of the jacket. 3. The sensor guide wire according to claim 2, wherein the jacket further includes a seventh opening. 4. The sensor guide wire according to claim 2, wherein the first set of openings is located at a distal portion of the jacket, and the second set of openings is located at a proximal portion of the jacket. 5. The sensor guide wire according to claim 1, wherein the jacket wall extends essentially parallel to a longitudinal axis of the sensor guide wire. 6. The sensor guide wire according to claim 1, wherein the first set of openings includes exactly three openings that are aligned in the circumferential direction of the jacket: the first opening, the second opening, and the third opening. 7. The sensor guide wire according to claim 1, wherein the pressure sensitive device is a membrane. 8. The sensor guide wire according to claim 7, wherein the sensor element further comprises one or more piezoresistive elements provided on the membrane. 9. The sensor guide wire according to claim 1, wherein the first set of openings is located at a distal portion of the jacket. | ST. JUDE MEDICAL COORDINATION CENTER BVBA | A61B005/0215 A61M025/00 A61B005/00
US09833601 | B2 | 2017-12-05 | System and method for the simultaneous bilateral treatment of target tissues within the ears using a guide block structure | 2012-10-09 | Systems and methods for treating a patient having a head with a first ear and a second ear, function by mounting a support structure to the head of the patient; aligning the support structure with a target tissue in an ear canal of the first ear; stabilizing the support structure relative to the target tissue by injecting a material into the canal and hardening the material; and actuating a device while the device is supported by the support structure so that the device therapeutically remodels the target tissue of the first ear. | 1. A system for treating a patient, the patient having a head with a first ear and a second ear, the system comprising: (a) a support structure engageable with the head of the patient, wherein the support structure comprises at least one guide member, wherein the at least one guide member is configured for complete insertion into the first ear, wherein the at least one guide member is configured to transition from a compressed state to an expanded state against an ear canal of the first ear while completely inserted into the first ear;(b) a receptacle comprising an outer surface and an inner surface, wherein the receptacle extends proximally from the at least one guide member in such a way that the receptacle is configured to fit within the ear canal of the first ear while the at least one guide member is completely inserted into the first ear, wherein the outer surface of the receptacle is configured to face the ear canal of the first ear;(c) an injectable material receivable by the inner surface of the receptacle such that the receptacle is configured to prevent contact between the ear canal of the first ear and the injectable material, the injectable material having a workable state allowing adjustment to alignment between the at least one guide member of the support structure and a target tissue of the first ear, and a hardened state for stabilizing the at least one guide member of the support structure relative to the target tissue; and(d) a device mountable to the support structure, the device actuatable so as to therapeutically remodel the target tissue of the first ear. 2. The system of claim 1, wherein the injectable material comprises an impression material. 3. The system of claim 1, wherein the target tissue comprises a tympanic membrane, and further comprising an image capture device supported by the support structure and oriented so as to image the target tissue of the first ear so that alignment of the support structure with the first ear can be performed with reference to a display of a captured image. 4. The system of claim 3, wherein the support structure further comprises a fluid barrier configured for retaining a fluid in the ear canal in fluid communication with the tympanic membrane, the fluid barrier separating the injectable material from the fluid. 5. The system of claim 4, further comprising an iontophoresis electrode supported by the support structure, the electrode suitable for applying a therapeutic agent of the fluid to the target tissue. 6. The system of claim 5, further comprising an optical distance measuring system receivable by the support structure so as to measure a distance from the support structure to the tympanic membrane. 7. The system of claim 6, wherein the support structure has an interface, and wherein the interface replaceably receives a measurement module including the measuring system, a treatment module including a treatment device, and/or an iontophoresis module including the iontophoresis e... | TUSKER MEDICAL, INC. | A61M031/00 A61N001/30 A61B005/00 A61B017/00 A61F011/00
US20130066225 | A1 | 2013-03-14 | MONITORING INCENTIVE SPIROMETRY | 2011-09-08 | Systems and methods for monitoring incentive spirometry are disclosed. A patient measuring unit measures inhalation and/or exhalation flow and/or volume. The patient is instructed to follow a prescribed program of repeated inhalations and/or exhalations using the patient measuring unit. Feedback is provided to the patient to facilitate compliance with the prescribed program. All usage of the patient measuring unit is recorded and displays are provided for both the patient and an attending clinician. Prescribed performance targets are programmed, and alarms are set to indicate when prescribed targets are not met. Alarms can be set for minimum and maximum flow rates, minimum inhalation volume, minimum repeat count per set, maximum interval between sets, and maximum performance degradation compared to a recent average. | 1. A system for monitoring incentive spirometry comprising: a patient measuring unit, wherein said patient measuring unit measures inhalation and/or exhalation flow rate and/or volume;a data recording device capable of recording measured data from said patient measuring unit;a local display capable of displaying said inhalation and/or exhalation flow rate and/or volume;visual and/or audible alarms capable of alerting a clinician when patient compliance and/or performance is outside prescribed limits; anda user interface that enables a clinician to set and monitor patient usage frequency, flow and/or volume parameters for each use, and to set said prescribed limits for said visual and/or audible alarms. 2. The system of claim 1, wherein said local display is integral to said patient measuring unit. 3. The system of claim 1, wherein said local display is separate from said patient measuring unit. 4. The system of claim 1, wherein said local display provides a count of inhalations for the current set of inhalations and/or the elapsed time from the last set of measured inhalations. 5. The system of claim 1, further comprising means for providing additional feedback to said patient corresponding to said measured data. 6. The system of claim 1, further comprising means for transmitting measured data to a monitoring station. 7. The system of claim 1, wherein said prescribed limits comprise minimum and maximum flow rates, minimum inhalation volume, minimum repeat count per set, or maximum interval between sets. 8. The system of claim 7, wherein said prescribed limits further comprise limits on decrease in inhalation volume relative to recent average inhalation volume. 9. The system of claim 1, wherein said patient measuring unit is disposable. 10. The system of claim 1, wherein said patient measuring unit comprises both disposable elements and non-disposable elements. 11. A method for monitoring incentive spirometry comprising: providing a patient measuring unit, wherein said patient measuring unit measures inhalation and/or exhalation flow and/or volume;providing a local display capable of displaying said inhalation and/or exhalation flow rate and/or volume;instructing a patient to follow a prescribed program of repeated inhalations and/or exhalations using said patient measuring unit;setting prescribed targets for patient performance;setting alarms to indicate when prescribed targets are not met;recording measured data; anddisplaying measured data to an attending clinician. 12. The method of claim 11, wherein said local display is integral to said patient measuring unit. 13. The method of claim 11, wherein said local display is separate from said patient measuring unit. 14. The method of claim 11, further comprising providing additional feedback to said patient corresponding to said measured data. 15. The method of claim 11, further comprising transmitting measured data to a monitoring station. 16. The method of claim 11, wherein said pr... | - | A61B005/087 A61B005/091
US20130079602 | A1 | 2013-03-28 | ANALYSIS OF PHYSIOLOGY BASED ON ELECTRODERMAL ACTIVITY | 2012-09-22 | Disclosed are computer-implemented techniques for analyzing physiology based on electrodermal activity. Initially, an individual's autonomic data is captured into a computer system. The autonomic data provides information for evaluating the physiology of the individual. The autonomic data is captured through at least one sensor. Analysis, based on the autonomic data captured on the individual, is received from a web service. An output related to physiology is rendered based on the analysis which was received. | 1. A computer-implemented method for analyzing physiology comprising: capturing autonomic data on an individual into a computer system wherein the autonomic data provides information for evaluating physiology of the individual and wherein the autonomic data is captured through at least one sensor;receiving analysis from a web service wherein the analysis is based on the autonomic data on the individual which was captured; andrendering an output related to physiology based on the analysis which was received. 2. The method of claim 1 wherein the autonomic data includes electrodermal activity. 3. The method of claim 2 further comprising collecting accelerometer data on the individual. 4. The method of claim 3 further comprising determining contextual information based on one or more of skin temperature or the accelerometer data. 5. The method of claim 4 wherein the contextual information includes information for an activity that the individual is performing. 6. (canceled) 7. The method of claim 1 further comprising uploading the autonomic data to the web service. 8. The method of claim 7 wherein the uploading is accomplished using a mobile device. 9. (canceled) 10. The method of claim 1 further comprising collecting further data on one or more of heart rate, heart rate variability, accelerometer readings, respiration, or skin temperature. 11. The method of claim 1 wherein the sensor is attached to an appendage of the individual. 12. The method of claim 1 wherein the output, which is rendered, describes the physiology of the individual. 13. The method of claim 2 further comprising performing signature analysis on the electrodermal activity which was collected to identify a characteristic of the electrodermal activity that corresponds to a physiological condition. 14. The method of claim 13 wherein the signature analysis is based on the electrodermal activity as well as accelerometer data. 15. The method of claim 13 wherein the signature analysis is based on the electrodermal activity as well as one or more of heart rate, heart rate variability, respiration, or skin temperature. 16. The method of claim 13 further comprising inferring that the individual is experiencing a physiological condition based on observing the characteristic of the autonomic data. 17. The method of claim 16 wherein the inferring includes a probability factor that the person is experiencing the physiological condition. 18. The method of claim 16 wherein the physiological condition that is being experienced is one or more of a group including pain, anxiety, panic attack, epileptic seizure, sleep disorder, respiratory sleep problem, heart attack, depression, stress, reaction to medication, bipolar attack, distracted driving, concussion, stroke, autistic reaction, ADHD behavior, boredom, well being, being startled, being in a mood, having arthritis, cystic fibrosis, diabetes, addiction, eczema outbreak, fragile X syndrome reaction, obsessive-compulsive disorder, ph... | AFFECTIVA, INC. | A61B005/0205 A61B005/053 A61B005/08 A61B005/01 A61B005/024 A61B005/00 A61B005/11
US20130060129 | A1 | 2013-03-07 | MAGNETIC RESONANCE IMAGING DEVICE AND CONTROL METHOD THEREOF | 2012-08-23 | A magnetic resonance imaging (MRI) device and a control method thereof reduce the preparation time for MRI photographing a patient. A patient table has a transfer unit for moving a patient inside the magnet assembly. A fixing unit includes a signal transmitting unit. A signal receiving unit is installed on a diagnosis area of the patient or a radio frequency (RF) coil attached to a diagnosis area of the patient, and a patient position determination system calculates position information of the diagnosis area of the patient or the RF coil if the signal receiving unit detects a signal output from the signal transmitting unit when the transfer unit transfers the patient to inside the magnet assembly and to transfer the diagnosis area of the patient to an optimum photographic area inside the magnet assembly based on the position information. | 1. A magnetic resonance imaging (MRI) device which has a magnet assembly and a table provided with a transfer unit for moving an object to inside the magnet assembly, and with a fixing unit supporting the transfer unit, the magnetic resonance imaging device comprising: a signal transmitting unit installed on the magnet assembly;a signal receiving unit installed on a diagnosis area of the object or a radio frequency (RF) coil attached to the diagnosis area of the object; anda position determination system configured to calculate position information of the diagnosis area of the object or the RF coil if the signal receiving unit detects a signal output from the signal transmitting unit when the transfer unit moves the object to inside of the magnet assembly and to move the diagnosis area of the object to a predetermined MRI imaging area inside the magnet assembly based on the position information of the diagnosis area of the object or the RF coil. 2. The magnetic resonance imaging device of claim 1, wherein the signal transmitting unit comprises a plurality of signal transmitting units that are installed on the magnet assembly, and wherein, in response to the signal receiving unit receiving signals from the plurality of signal transmitting units, the position determination system calculates distances of the RF coil or the diagnosis area of the object, which has the signal receiving unit installed thereon, with respect to each of the plurality of signal transmitting units, and calculates a position of the RF coil or the diagnosis area of the object based on the calculated distance information. 3. The magnetic resonance imaging device of claim 2, wherein, in response to the position of the RF coil or the diagnosis area of the object being calculated, the position determination system calculates a distance between the position of the RF coil or the diagnosis area of the object and the predetermined MRI imaging area in the magnetic assembly and moves the diagnosis area of the object to the predetermined MRI imaging area in the magnet assembly. 4. The magnetic resonance imaging device of claim 1, wherein the signal transmitting unit outputs a signal with a broad frequency band or a signal with a narrow frequency band, and if the signal transmitting unit outputs a signal with a narrow frequency band, the position determination system determines that the signal transmitting unit is positioned substantially vertically above the signal receiving unit when the signal receiving unit receives the signal. 5. The magnetic resonance imaging device of claim 4, wherein if the signal transmitting unit outputs a signal with a broad frequency band, the position determination system determines that the signal transmitting unit is positioned substantially vertically above the signal receiving unit when an intensity of the signal received by the signal receiving unit changes from increasing to decreasing. 6. A control method of a magnetic resonance imaging device (M... | SAMSUNG ELECTRONICS CO., LTD. | A61B005/055
US20130066228 | A1 | 2013-03-14 | MINIMIZING MECHANICAL TRAUMA DUE TO IMPLANTATION OF A MEDICAL DEVICE | 2011-09-13 | A medical implant component including a fiber Bragg grating sensor is described. The sensor may be located so as to be at a leading end of the implant when the implant is being inserted, allowing feedback to be provided to a surgeon of the force being applied to the leading end of the implant during implantation. An interrogator for a sensor fiber Bragg grating is also described. The interrogator includes a matched fiber Bragg grating to the sensor fiber Bragg grating, which passes a proportion of the return light signal from the sensor fiber Bragg grating, the intensity of which can be related to the strain/force applied to the sensor Bragg grating. | 1. An implantable medical device comprising: a carrier member configured for implantation into a patient, the carrier member having a patient contact region;one or more operative components disposed in the carrier member;a fiber optic sensor including a fiber Bragg grating (FBG) disposed in the patient contact region of the carrier member; and, and an optical fiber extending from the FBG. 2. The device of claim 1, wherein the carrier member has a first elastic modulus and the fiber optic sensor has a second elastic modulus and wherein the first elastic modulus is less than the second elastic modulus. 3. The device of claim 2, wherein the first elastic modulus is in the range of approximately 1 to approximately 100 GPa and the second elastic modulus is less than or equal to approximately 100 MPa. 4. The device of claim 2, wherein: the carrier member is elongate and has a distal tip region that is inserted into a cochlea during implantation, wherein the tip region physically contacts the patient during implantation;the FBG is located at said tip region. 5. The device of claim 1, wherein the FBG is between approximately 0.3-01-0.5 mm in length. 6. An interrogator for a sensor fiber Bragg grating, the interrogator comprising: a light source for providing incident light to the sensor fiber Bragg grating over a forward light path;a return light path for receiving return light from the sensor fiber Bragg grating;a reference fiber Bragg grating disposed in the return light path, the reference fiber Bragg grating having a grating pattern to reflect return light received from the sensor fiber Bragg grating, whereby variations in the environment of the sensor fiber Bragg grating within an operating range of the sensor fiber Bragg grating that affect the return light, result in variations in the proportion of the return light passed by the reference fiber Bragg grating; anda light detector for receiving and detecting the return light passed by the reference fiber Bragg grating. 7. The interrogator of claim 6, wherein the return light path comprises a first light path in which the reference fiber Bragg grating is located, and a second light path, which does not include a said reference fiber Bragg grating, and wherein the light detector is adapted to also receive return light over the second light path and use the return light of the second light path as a compensation signal. 8. The interrogator of claim 7, wherein the light detector uses the return light of the second light path to compensate for at least one of fluctuations in the intensity of light generated by the light source and fluctuations in the intensity of the incident light. 9. The interrogator of claim 6, wherein for at least one environmental condition within the operating range of the sensor fiber Bragg grating, the return light passed by the reference fiber grating has two components centred at different wavelengths and wherein the interrogator comprises an additional fiber Bragg grat... | - | A61B005/00 G02B006/34 G02B006/42
US20130060096 | A1 | 2013-03-07 | Integrating Wellness Care and Data into the Patient Care Cycle | 2011-09-07 | In a computer-based medical patient care system, patient wellness information, such as exercise data, visits to wellness providers, and vitamin intake, is collected by the system. The wellness information is associated with the patient=s medical record. The wellness information is made available to the patient=s the medical services providers via the system. Wellness information is categorized relative to whether it has been verified by a third party or self reported by the patient. Medical providers, such as physicians, obtain insight into patients=wellness issues, thereby becoming able to work with patients more effectively to effect behavior modification, determine whether the patient is actually following wellness directives, etc. | 1. A computer-implemented method for collecting patient wellness information and associating the collected patient wellness information with patient medical information and making the combined information available to a medical services provider in a computer-based medical-wellness system, comprising: receiving wellness information for a patient at the medical-wellness system and associating the received patient wellness information with a patient medical record; andproviding the patient wellness information to a medical provider portal for the medical-wellness system when the medical services provider accesses the patient medical record for the patient from the medical provider portal and requests the patient wellness information. 2. The computer-implemented method according to claim 1, wherein when the received patient wellness information is input to the medical-wellness system by a wellness provider, the wellness information is deemed to be provider-reported data, said providing further comprises associating an indication with the wellness data that the patient wellness information is provider-reported data. 3. The computer-implemented method according to claim 1, wherein when the received patient wellness information is input to the medical-wellness system by the patient, the wellness information is deemed to be patient-reported data, and said providing further comprises associating an indication with the wellness information that the wellness information is patient-reported data. 4. The computer-implemented method according to claim 1, wherein the wellness information is associated with wellness items, said computer-implemented method further comprising the medical services provider creating a wellness item for a patient from a list of available wellness items provided by the medical portal. 5. The computer-implemented method according to claim 1, wherein said receiving step further comprise receiving the wellness information from a patient portal to the medical-wellness system, the patient self-reporting the wellness information via the patient portal. 6. The computer-implemented method according to claim 1, wherein said receiving step further comprises receiving the wellness information from a wellness provider portal to the medical-wellness system, the wellness provider inputting the patient information via the wellness portal. 7. An apparatus comprising: a processor; anda computer program product residing on a computer readable medium for collecting patient wellness information and associating the collected patient wellness information with patient medical information and making the combined information available to a medical services provider in a medical-wellness environment, the computer program product comprising instructions for causing the processor to:receive wellness information for a patient at the medical-wellness environment and associate the received patient wellness information with a patient medical record; andprovid... | PATIENT FORWARD, LLC | A61B005/00
US09026201 | B2 | 2015-05-05 | Methods and apparatuses for detection of myocardial ischemia upon exertion | 2012-11-27 | Various method embodiments of the present invention concern sensing patient-internal pressure measurements indicative of physiological exertion, identifying one or more steady state periods of physiological exertion based on the patient-internal pressure measurements, sensing extra-cardiac response data and cardiac response data corresponding to the one or more physiological exertion steady state periods, respectively comparing the extra-cardiac response data and the cardiac response data to extra-cardiac response information and cardiac response information associated with equivalent levels of physiological exertion intensity of the one or more steady state periods, and determining the likelihood that myocardial ischemia occurred during the one or more steady state periods based on the comparison of the extra-cardiac response data to the extra-cardiac response information and the cardiac response data to the cardiac response information. | 1. A method of detecting ischemia during exertion, comprising: executing non-transitory machine-executable instructions stored in memory for;obtaining static exertion measurements indicative of static physiological exertion;identifying steady state periods of physiological exertion based on the static exertion measurements;assessing the intensity of physiological exertion for each of the identified steady state periods;sensing extra-cardiac response data during identified physiological exertion steady state periods;sensing cardiac response data during identified physiological exertion steady state periods;comparing the extra-cardiac response data corresponding to identified steady state periods of physiological exertion with extra-cardiac response information associated with equivalent physiological exertion intensity;determining the normalcy of the extra-cardiac response data for each steady state period based on the comparison of the extra-cardiac response data and the extra-cardiac response information;comparing the cardiac response data corresponding to identified steady state periods of physiological exertion with cardiac response information associated with equivalent physiological exertion intensity;determining the normalcy of the cardiac response data for each steady state period based on the comparison of the cardiac response data and the cardiac response information; anddetermining the likelihood that myocardial ischemia occurred during one or more of the identified steady state periods of physiological exertion, wherein: the likelihood of ischemia for the one or more steady state periods is determined to be relatively high if both the extra-cardiac response data and the cardiac response data sensed during the one or more steady state periods are determined to be abnormal;the likelihood of ischemia for the one or more steady state periods is determined to be relatively moderate if only one of the extra-cardiac response data and the cardiac response data sensed during the one or more steady state periods is determined to be abnormal; andthe likelihood of ischemia for the one or more steady state periods is determined to be relatively low if neither of the extra-cardiac response data and the cardiac response data sensed during the one or more steady state periods are determined to be abnormal. 2. The method of claim 1, wherein: obtaining static exertion measurements comprises obtaining patient internal pressure measurements;identifying steady state periods of physiological exertion comprises identifying steady state periods of exertion based on the patient internal pressure measurements; andassessing the intensity of physiological exertion for the identified steady state periods comprises classifying each period in one of a plurality of patient internal pressure ranges. 3. The method of claim 1, further comprising sensing accelerometer data during identified physiological exertion steady state periods; andclassifying one or more of the ... | Cardiac Pacemakers, Inc. | A61B005/0468 A61B005/083 A61B005/0205 A61B005/0215 A61B005/03 A61B005/00
US08945133 | B2 | 2015-02-03 | Spinal distraction tool for load and position measurement | 2011-09-23 | A spine alignment system is provided to assess load forces on the vertebra in conjunction with overall spinal alignment. The system includes a spine instrument having an electronic assembly and a sensorized head. The sensorized head can be inserted between vertebra and report vertebral conditions such as force, pressure, orientation and edge loading. A GUI is therewith provided to show where the spine instrument is positioned relative to vertebral bodies as the instrument is placed in the inter-vetebral space. The system can distract vertebrae to a first height and measure the load applied by the spine region. The GUI can indicate that the load is outside a predetermined range. The spine region can be distracted to a second height where the load is measured within the predetermined load range. | 1. A method of distracting a spinal region comprising the steps of: inserting a sensored head of a spinal instrument into a spinal region;electronically measuring at least one of the orientation, rotation, angle, or position of the sensor head with respect to a reference position not on the spinal instrument;positioning the sensored head until the position of a load magnitude on the sensored head as electronically measured by the sensored head is within a predetermined positional range; anddistracting the spinal region to a height where an electrical measurement of the load magnitude by the sensored head of the spinal instrument is within a predetermined load range. 2. The method of claim 1 further including the steps of: remote monitoring loading measured by the spinal instrument; and adjusting a height of the spinal instrument coupled to the spinal region to increase or decrease distraction of the spinal instrument until an electronically measured loading is within the predetermined load range. 3. The method of claim 2 where the step of adjusting the height includes increasing or decreasing a distraction height corresponding to heights of a prosthetic component. 4. The method of claim 3 further including a step of identifying a location in the spinal region for the prosthetic component that falls within the predetermined load range and the predetermined position range. 5. The method of claim 4 further including a step of placing the prosthetic component at the location in the spinal region. 6. The method of claim 5 further including the steps of: comparing a trajectory of the prosthetic component to a trajectory of the spinal instrument; andviewing the trajectories of the prosthetic component and spinal instrument on the remote system such that the prosthetic component is placed in the identified location of the spinal region along a similar trajectory as the spinal instrument. 7. The method of claim 6 further including a step of rotating a handle of the spinal instrument to change a distraction height. 8. The method of claim 6 further including a step of indicating by visual, audio, or haptic means when the load applied by the spinal region on the spinal instrument is within the predetermined load range. 9. A method of distracting a spinal region comprising the steps of: inserting a sensored head of a spinal instrument into a spinal region;locally and electronically measuring a load applied by the spinal region on the sensored head while the spinal region is distracted by the sensored head to a first height, and if the measured load is outside a predetermined load range indicating that the measured load is outside the predetermined load range;measuring a position of the measured load on the sensored head; andadjusting the spinal instrument to distract the spinal region to a second height where an electronic load measurement at the second height falls within the predetermined load range. 10. The method of claim 9 further including a st... | Orthosensor Inc | A61B017/58 A61B005/107 A61B005/103 A61F002/46 A61F002/30
US08688206 | B2 | 2014-04-01 | Visualization of myocardial infarct size in diagnostic ECG | 2011-04-25 | The segments of an anatomically corresponding bull's eye graph familiar to echocardiologists is annotated by coloring those segments for which ECG data indicates the presence of myocardial infarction injury. In an illustrated example, segments are colored with a second color when the ECG data corresponding to those segments are indicated as being the site of a coronary occlusion. The segments of the bull's eye graph may be colored in a third color with the results of a diagnostic imaging exam, such as by coloring segments exhibiting wall motion abnormalities with a third color. | 1. A diagnostic ECG system for visually displaying a size of a myocardial infarction (MI), the system comprising: an ECG analysis module responsive to an ECG lead signal and configured to produce parameters corresponding to certain anatomical locations of the heart for which the ECG parameter indicates the MI;a bull's eye graph subdivided into a plurality of segments anatomically corresponding to different areas around the left ventricle of the heart and at different levels of the left ventricle in relation to an apex of the heart; andan image processor configured to visually distinguish one of the plurality of segments corresponding to anatomical locations of the heart identified by the produced parameters to visually display the size of the MI. 2. The diagnostic ECG system of claim 1, wherein the parameters produced by the ECG analysis module comprise at least one of an R wave amplitude or notch, a P wave amplitude or polarity, a QRS vector axis shift, a Q wave, a T wave, and an ST elevation of an ECG waveform. 3. The diagnostic ECG system of claim 1, wherein the parameters produced by the ECG analysis module further comprise parameters relevant to MI size and left ventricle location using the Selvester scoring system. 4. The diagnostic ECG system of claim 3, wherein the ECG analysis module is further configured to map left ventricle location parameters relevant to MI size to segments of the bull's eye graph. 5. The diagnostic ECG system of claim 4, wherein the ECG analysis module is further configured to mark the segments of the bull's eye graph to which the left ventricle location parameters are mapped with a first distinctive color or shading. 6. The diagnostic ECG system of claim 5, wherein the ECG analysis module is further configured to map a determined location where an occlusion is present to a segment of the bull's eye graph and to mark the segment in a second distinctive color or shading. 7. The diagnostic ECG system of claim 6, further comprising a display device configured to display the size of the MI with the first and second distinctive colors or shadings, and wherein the display device is further responsive to the ECG analysis module to display the MI size derived from a Selvester scoring system as a percentage value. 8. The diagnostic ECG system of claim 7, wherein the display device is further responsive to the ECG analysis module to simultaneously display a plurality of ECG lead waveforms and the bull's eye graph. 9. The diagnostic ECG system of claim 8, wherein the bull's eye graph further comprises a 17-segment bull's eye graph. 10. The diagnostic ECG system of claim 8, wherein the segments of the bull's eye graph which are visually distinguished by ECG parameter data are visually distinguished by a first color or shading, and a segment which is visually distinguished by WMA data is visually distinguished by a second color or shading. 11. The diagnostic ECG system of claim 1, wherein the ECG analysis module is fur... | Koninklijke Philips N.V. | A61B005/04
US08517954 | B2 | 2013-08-27 | Neural monitoring system | 2012-11-14 | A neural monitoring system for detecting an induced response of a muscle to a stimulus provided within an intracorporeal treatment area of a human subject includes a mechanical sensor configured to be placed in mechanical communication with the muscle and to generate a mechanomyography output signal corresponding to a sensed mechanical movement of the muscle, and a receiver in communication with the mechanical sensor. The receiver is configured to: receive the mechanomyography output signal from the mechanical sensor; compute a time derivative of an acceleration of the muscle from the mechanomyography output signal; compare the computed time derivative of acceleration to a jerk threshold; and indicate that the sensed mechanical movement of the muscle was induced by the provided intracorporeal stimulus if the computed time derivative of acceleration exceeds the jerk threshold. | 1. A neural monitoring system for detecting an induced response of a muscle to a stimulus provided within an intracorporeal treatment area of a human subject, the intracorporeal treatment area including a nerve that innervates the muscle, the neural monitoring system comprising: a mechanical sensor configured to be placed in mechanical communication with the muscle and to generate a mechanomyography output signal corresponding to a sensed mechanical movement of the muscle; anda receiver in communication with the mechanical sensor and configured to: receive the mechanomyography output signal from the mechanical sensor;compute a time derivative of an acceleration of the muscle from the mechanomyography output signal;compare the computed time derivative of acceleration to a jerk threshold; andindicate that the sensed mechanical movement of the muscle was induced by the provided intracorporeal stimulus if the computed time derivative of acceleration exceeds the jerk threshold. 2. The neural monitoring system of claim 1, further comprising a stimulator configured to extend within the intracorporeal treatment area and to provide the stimulus therein. 3. The neural monitoring system of claim 2, wherein the provided stimulus is an electrical stimulus. 4. The neural monitoring system of claim 3, wherein the receiver is further configured to: receive an indication of a magnitude of the provided intracorporeal stimulus;determine a magnitude of acceleration of the muscle from the mechanomyography output signal; anddetermine a proximity between the stimulator and the nerve from the magnitude of the provided intracorporeal stimulus and the magnitude of acceleration of the muscle. 5. The neural monitoring system of claim 4, wherein the receiver is further configured to: compare the determined proximity to a proximity threshold; andprovide an alert if the determined proximity is less than the proximity threshold and the computed time derivative of acceleration exceeds the jerk threshold. 6. The neural monitoring system of claim 2, wherein the stimulator is an invasive medical instrument. 7. The neural monitoring system of claim 6, wherein the invasive medical instrument includes a retractor. 8. The neural monitoring system of claim 1, further comprising an electrical sensor configured to be placed in electrical communication with the muscle and to generate an electromyography output signal corresponding to a sensed electrical potential of the muscle. 9. The neural monitoring system of claim 8, wherein the mechanical sensor and the electrical sensor are included in a single sensing device. 10. The neural monitoring system of claim 9, wherein the receiver is configured to determine if the sensing device is in physical contact with the human subject by monitoring the electromyography output signal for the presence of free-running electromyography activity. 11. The neural monitoring system of claim 10, wherein the receiver is further configured to provide ... | Innovative Surgical Solutions, LLC | A61B005/11
US08396529 | B2 | 2013-03-12 | Dry electrode device and method of assembly | 2012-03-29 | An electrode set is disclosed that has two separable parts including an assembled base with printed circuit board basement, biasing member and top cover and an electrode. The basement and top cover may be made by metal or conductive material. | 1. A dry electrode set, comprising: a base portion, wherein the base portion comprises a base, a conductive biasing mechanism, an opening, and a connection, wherein the base portion further comprises a basement that includes teeth and a top cover, and wherein the basement with its teeth passes through the base, captures the conductive biasing mechanism between the basement and the top cover and secures itself to the top cover using the teeth;a conductive electrode having a cap portion and a post portion connected to the cap portion, the post portion having a retaining ridge, wherein the conductive electrode is replaceable;the conductive electrode is inserted into the opening of the base, wherein the conductive electrode is releasably retained in the base by the retaining ridge, wherein the conductive electrode is pivotable and rotatable in the opening of the base, and wherein the conductive electrode is biased away from the base and allows for the conductive electrode to be pressed fitted against a user's skin;wherein a signal detected by the conductive electrode passes through the conductive electrode and the conductive biasing mechanism to the connection; andwherein the base is located between the conductive electrode and the basement. 2. The dry electrode set of claim 1, wherein the conductive biasing mechanism further comprises a spring. 3. The dry electrode set of claim 1, wherein the base further comprises a set of circuits and the top cover connected to each other. 4. The dry electrode set of claim 1, wherein the conductive biasing mechanism further comprises a spring, and wherein the base further comprises a set of circuits and the top cover connected to each other. 5. The dry electrode set of claim 1, wherein the conductive electrode comprises a silver-silver chloride surface electrode. 6. The dry electrode set of claim 1, wherein a surface of the conductive electrode includes gold or silver. 7. The dry electrode set of claim 1, wherein the conductive electrode comprises a button type electrode. 8. A dry electrode set, comprising: a base portion, wherein the base portion comprises a base, a conductive biasing mechanism, an opening, and a connection, wherein the base portion further comprises a basement that includes teeth and a top cover, wherein the basement with its teeth passes through the base, captures the conductive biasing mechanism between the basement and the top cover and secures itself to the top cover using the teeth, and wherein the conductive biasing mechanism further comprises a spring;a conductive electrode having a cap portion and a post portion connected to the cap portion, the post portion having a retaining ridge;the conductive electrode is inserted into the opening of the base, wherein the conductive electrode is releasably retained in the base by the retaining ridge, wherein the conductive electrode is pivotable and rotatable in the opening of the base, wherein the conductive electrode is biased away from the... | NeuroSky, Inc. | A61B005/04 A61B005/0478
US09053483 | B2 | 2015-06-09 | Personal audio/visual system providing allergy awareness | 2012-03-30 | A system provides a recommendation of food items to a user based on nutritional preferences of the user, using a head-mounted display device (HMDD) worn by the user. In a store, a forward-facing camera of the HMDD captures an image of a food item. The food item can be identified by the image, such as based on packaging of the food item. Nutritional parameters of the food item are compared to nutritional preferences of the user to determine whether the food item is recommended. The HMDD displays an augmented reality image to the user indicating whether the food item is recommended. If the food item is not recommended, a substitute food item can be identified. The nutritional preferences can indicate food allergies, preferences for low calorie foods and so forth. In a restaurant, the HMDD can recommend menu selections for a user. | 1. A method for recommending an item to a user, the method comprising: receiving image data of a scene from a camera, the scene comprises a particular item on a shelf, wherein the particular item is arranged in a known relative position to another item on the shelf, the particular item has a visual characteristic and is arranged in a certain location among a plurality of locations in a store, and the another item has a visual characteristic;identifying the certain location based on a location of the user;accessing a data source comprising an inventory of items in the store, each item in the inventory of items is cross-referenced to a location among the plurality of locations;identifying candidate items in the inventory of items, the candidate items comprise items in the inventory which are cross-referenced to the certain location and excludes items in the inventory of items which are not cross-referenced to the certain location, and the candidate items are cross-referenced to image data;performing a comparison which compares the visual characteristic of the particular item and the visual characteristic of the another item to the image data of the candidate items;identifying one of the candidate items as a match to the particular item based on the comparison and the known relative position to the another item on the shelf, the one of the candidate items is cross-referenced to a parameter in the inventory;obtaining a determination as to whether or not the particular item is recommended for the user based on a comparison of the parameter to a preference associated with the user; andinforming the user as to whether or not the particular item is recommended for the user based on the determination. 2. The method of claim 1, wherein: the plurality of locations comprises a plurality of aisles in the store;the certain location of the user comprises a certain aisle in the store; andeach item in the inventory of items is cross-referenced to an aisle among the plurality of aisles. 3. The method of claim 1, wherein: the camera comprises a front-facing camera of a head-mounted display device. 4. The method of claim 1, wherein: the informing the user comprises causing an augmented reality projection system to project an augmented reality image to the user, based on the determination. 5. The method of claim 1, wherein: the particular item comprises a food item; andthe parameter of the one of the candidate items comprises a nutritional parameter and the preference associated with the user comprises a nutritional preference. 6. A display device, comprising: an augmented reality projection system;a camera which receives image data of a scene, the scene comprises a particular item which is arranged in a known relative position to another item in a store, the particular item has a visual characteristic and is arranged in a certain location among a plurality of locations in the store, and the another item has a visual characteristic;a location-detection system wh... | Microsoft Technology Licensing, LLC | G09G005/00 G06Q030/00 G02B027/01
US08388553 | B2 | 2013-03-05 | Cycle and load measurement device | 2005-11-04 | The present application relates to a sensing system for an medical device, the sensing system having at least one sensor for measuring movement of the medical device and a recording device for storing movement data from the at least one sensor. The application also relates to a method for evaluating a patient's compliance with a healing regimen, the patient provided with a medical device, the method having the steps of a) collecting movement data relating to movement of a sensing system affixed within, to, or near the medical device; b) retrieving the movement data from the sensing system; and c) analyzing the movement data and comparing the movement data to standard movement data to evaluate the patient's compliance with the healing regimen. | 1. A method for evaluating a patient's compliance with a bone healing regimen, the patient provided with a medical device, the method comprising: collecting movement data relating to movement of a sensing system affixed within, to, or near the medical device;retrieving the movement data from the sensing system;analyzing the movement data to determine cycle counts for one or more acceleration levels for each of a plurality of time periods; andevaluating the patient's compliance with the bone healing regimen by comparing the cycle counts to a standard cycle distribution comprising a plurality of standard cycle counts that have predetermined values that indicate a different number of cycles for at least some of the plurality of time periods. 2. The method of claim 1, in which the sensing system comprises at least a first discrete accelerometer and a second discrete accelerometer, and the first discrete accelerometer and the second discrete accelerometer have different acceleration setpoints, and in which the sensing system comprises a recording device for storing movement data from the first discrete accelerometer and the second discrete accelerometer. 3. The method of claim 2, in which at least one of the acceleration setpoints is a maximum acceleration setpoint defined such that a cycle is detected if a measured acceleration is below the maximum setpoint. 4. The method of claim 2, in which at least one of the acceleration setpoints is a minimum acceleration setpoint. 5. The method of claim 2, in which the recording device stores movement data from the first discrete accelerometer when the first discrete accelerometer detects an acceleration rate that exceeds one of the acceleration setpoints. 6. The method of claim 5, in which the acceleration setpoint of the first discrete accelerometer or the acceleration setpoint of the second discrete accelerometer is from 0.25 to 100 m/s2. 7. The method of claim 1, in which the medical device is an intramedullary nail, a bone plate, a bone screw, an external fixation device, a joint product, a trauma product, a spine product, or an interference screw. 8. The method of claim 1, in which the sensing system is located within an intramedullary nail cap. 9. The method of claim 1, wherein analyzing the movement data to identify cycle counts for one or more acceleration levels comprises analyzing the movement data to identify cycle counts for a plurality of different acceleration levels. 10. The method of claim 1, wherein evaluating the patient's compliance with the bone healing regimen by comparing the cycle counts to the standard cycle distribution comprises comparing the cycle counts to a standard cycle distribution indicating a number of cycles at each of a plurality of load levels. 11. The method of claim 1, wherein the standard cycle distribution corresponds to the bone healing regimen and indicates, for the plurality of time periods, numbers of cycles that increase with time. 12. The method of clai... | Smith & Nephew, Inc. | A61B005/103 A61B005/117
US08394031 | B2 | 2013-03-12 | Acoustic detection of endotracheal tube location | 2002-07-01 | A system and method for use in detecting an endotracheal tube location within a body electronically detects indigenous breath sounds emanating from a region of the body and processes the detected indigenous breath sounds to generate a parameter representative of an acoustic characteristic of the body associated with the endotracheal tube location within the body. The system and method generates an output indicative of the endotracheal tube location within the body based on the parameter representative of the acoustic characteristic of the body. | 1. A method of detecting an endotracheal tube location within a body, the method comprising: electronically detecting indigenous breath sounds emanating from the body, including receiving a first signal from a first acoustic sensor at a first location of the body and a second signal from a second acoustic sensor at a second location of the body;electronically processing the detected indigenous breath sounds to calculate a first acoustic energy corresponding to the first location using the first signal and a second acoustic energy corresponding to the second location using the second signal, wherein each of the acoustic energies corresponds to substantially the same time interval;calculating an acoustic energy ratio of the first and second acoustic energies, wherein the acoustic energy ratio is representative of an acoustic characteristic of the body associated with the endotracheal tube location within the body; andelectronically generating an output indicative of the endotracheal tube location within the body based on the acoustic energy ratio. 2. The method of claim 1, wherein at least one of the first acoustic sensor or the second acoustic sensor is disposed adjacent to one of a chest region of the body or an epigastric region of the body. 3. The method of claim 1, wherein the first acoustic sensor is disposed adjacent to a left side chest region of the body and the second acoustic sensor is disposed adjacent to a right side chest region of the body. 4. The method of claim 1, wherein the acoustic energy ratio is a spectral energy ratio. 5. The method of claim 4, wherein calculating the spectral energy ratio includes converting the detected indigenous breath sounds into digital information and using a fast Fourier transform to calculate the spectral energy ratio. 6. The method of claim 4, wherein calculating the spectral energy ratio includes dividing a first spectral energy value associated with a chest region of the body by a second spectral energy value associated with an epigastric region of the body. 7. The method of claim 1, wherein electronically processing the detected indigenous breath sounds further comprises calculating one of a mean spectral difference or a time delay. 8. The method of claim 1, wherein electronically generating the output indicative of the endotracheal tube location within the body based on the acoustic energy ratio includes comparing the acoustic energy ratio to a baseline value associated with a non-intubated condition of the body. 9. The method of claim 1, wherein electronically generating the output indicative of the endotracheal tube location within the body based on the acoustic energy ratio representative of the acoustic characteristic of the body includes generating one of a visual or an audible indication of the endotracheal tube location. 10. The method of claim 1, wherein electronically generating the output indicative of the endotracheal tube location within the body based on the acoustic energy... | Biomedical Acoustic Research, Corp. | A61B005/06
US08423117 | B2 | 2013-04-16 | System and method to process an acquired image of a subject anatomy to differentiate a portion of subject anatomy to protect relative to a portion to receive treatment | 2009-06-22 | A system and method to process an acquired image to differentiate a portion of subject anatomy to protect relative to a portion of anatomy to receive treatment is provided. The system includes a controller with program instructions to perform the steps of receiving an instruction to indicate a zone interest of the imaged anatomy to protect associated with treatment of the subject anatomy; calculating a first set of image elements associated with a first circulatory network in communication to supply a first zone of interest to treat and not in communication to supply a second zone of interest to protect; calculating a second set of image elements of the acquired image associated with a second circulatory network in communication to supply the second zone of interest to protect; and creating a display that differentiates the second set of image elements from a remainder of the acquired image. | 1. A method of processing an acquired image of a body portion intended to receive a treatment associated with a tool, the body portion including a first zone of interest to receive the treatment, the method comprising: using a processor to perform the steps of: receiving an instruction to indicate a second zone of interest of the imaged body portion to avoid impact associated with the treatment;identifying a first set of image elements of the acquired image associated with a first part of a circulatory network that circulates flow to the first zone of interest;identifying a second set of image elements of the acquired image associated with a second part of the circulatory network that circulates flow to the second zone of interest; and creating a display that differentiates the second set of image elements associated with the second part of the circulatory network from a remainder of the acquired image. 2. The method of claim 1, further comprising the step of: highlighting the first set of image elements associated with the first part of the circulatory network to differentiate from the remainder of the acquired image. 3. The method of claim 2 further comprising the step of: highlighting the second image elements associated with the second part of the circulatory network that circulates flow to the second zone of interest to differentiate the second image elements from the highlighted first image elements as well as the remainder of the acquired image. 4. The method of claim 1, further comprising the step of: highlighting acquired image data associated with an intersection of the first part and second part of the circulatory network. 5. The method of claim 1, further comprising the steps of: identifying and creating an illustration of at least one point in the acquired image that lies within the first set of image elements associated with the first zone of interest and outside the second set of image elements associated with the second zone of interest; andcalculating and displaying a path through the illustration of at least one point within the first set of image elements associated with the first zone of interest, wherein the path is displayed to provide a guide for the tool to reach the point to receive medical intervention. 6. The method of claim 1, further comprising the steps of: acquiring instructions of limits of a contour that defines a third zone of interest in the acquired image, the third zone of interest corresponding to an already treated portion of the body portion;identifying at least a part of the circulatory network that circulates flow to the third zone of interest; andhighlighting the acquired image data of at least part of the circulatory network associated with the third zone of interest to differentiate from the remainder of the acquired image as to be protected. 7. A system comprising: an imaging system to acquire an image of a body portion intended to receive a treatment, the body portion including a first zone of ... | General Electric Company | A61B005/05
US08398567 | B2 | 2013-03-19 | Method and apparatus for measuring an analyte in a body fluid | 2005-02-04 | An apparatus and method for analyzing an analyte in a body fluid sample using a lancing device (10) having a hollow lancet are disclosed. According to one embodiment of the present invention, the method comprises the acts of lancing the skin of a test subject with the hollow lancet (18) having an interior of the hollow lancet (18) that forms a capillary channel, collecting a body fluid sample from the lanced skin in the capillary channel of the hollow lancet (18), and analyzing the body fluid sample for determining the analyte concentration in the body fluid sample while the collected body fluid sample remains in the lancet (18). | 1. An apparatus for lancing the skin of a test subject, collecting a body fluid sample from the lanced site on the skin of the test subject, the apparatus comprising: a body having an open end;a hollow lancet having a tip adapted to puncture skin and to collect a body fluid sample, the interior of the hollow lancet forming a channel for moving a fluid sample from the tip to a reaction area;a lancing mechanism disposed within the body, the lancing mechanism coupled to the lancet at an end of the lancet opposite the tip, the lancing mechanism being adapted to move the lancet between a retracted position, a lancing position for puncturing the skin of a test subject, and a collection position for collecting the body fluid sample;an outer end cap having a first end coupled to the open end of the body and a second end for contacting the skin of the test subject, the outer end cap forming a first aperture therein that the tip of the lancet enters when in the lancing position, the outer end cap having a wall extending to the second end thereof; andan inner end cap disposed within the outer end cap, the inner end cap having a first end coupled to the open end of the body and a second end forming a second aperture therein that the tip of the lancet enters when in the lancing position, the second end being adapted to contact the skin of the test subject when the lancet is in the collecting position, the inner end cap having a wall extending to the second end thereof, the wall of the outer end cap extending farther towards the skin than the wall of the inner end cap during lancing such that the skin of the test subject is drawn inside of the outer end cap and contacts the inner end cap,wherein the second end of the outer end cap and the second end of the inner end cap remain in contact with the skin in the lancing position to assist in sample formation and collection. 2. The apparatus of claim 1 wherein the lancet comprises fused silica. 3. The apparatus of claim 1 wherein the lancet has a polygonal cross-section. 4. The apparatus of claim 1 further comprising a vacuum member for evacuating air from the inner and outer end caps, the vacuum member being adapted to position the skin of the test subject against the second end of the inner end cap. 5. The apparatus of claim 4 wherein the vacuum member comprises a diaphragm. 6. The apparatus of claim 4 wherein the vacuum member comprises bellows. 7. The apparatus of claim 1 further comprising: a light source for illuminating the reaction of the reagent and the analyte in the body fluid sample; anda light detector for detecting light transmitted through the reaction. 8. The apparatus of claim 1 wherein the lancet has a square or rectangular cross-section. 9. The apparatus of claim 1 wherein the retracted position and the collection position are substantially the same. 10. The apparatus of claim 1 wherein the inner end cap remains entirely disposed within the outer end cap during the retracted position, th... | Bayer HealthCare LLC | A61B005/00 A61B017/14 A61B017/32
US08398562 | B2 | 2013-03-19 | Ear canal pressurization device | 2007-07-02 | An ear canal pressurization device optimized for aural acoustic immittance testing is disclosed. Changes in volume of a first flexible chamber, due to motor movement, produce changes in ear canal pressure based on Boyle's law. A vent may be opened to allow ear canal pressure to gently equalize to ambient air pressure or to generate ear canal pressure sweeps free of pressure baseline offset. The vent may be closed to set a static ear canal pressure or to generate ear canal pressure sweeps with an incidental baseline offset. The vent may be controlled to generate ear canal pressure sweeps with an intended baseline offset. The device produces ear canal pressure proportional to drive voltage, so any desired pressure versus time function can be generated by applying a coil driving voltage with the appropriate amplitude versus time function. | 1. A device for parametrically varying air pressure in an ear canal in accordance with the requirements of aural acoustic immittance testing, said device comprising: a first chamber assembly including a first flexible chamber attached, and hermetically sealed, to a first supposing end plate structure, said first flexible chamber enclosing a volume of air which is coupled, via an air line from an air line fitting in said first supporting end plate structure, to an ear canal;a second chamber assembly including a second flexible chamber attached to a second supporting end plate structure, said second flexible chamber enclosing a volume of air coupled via an opening in said second end plate structure to ambient air pressure;a motor assembly including a rigid non ferromagnetic chamber link, said chamber link being fitted on a first end with a first ferromagnetic keeper washer and first rare earth ring magnet, said chamber link being fitted on a second end with a second ferromagnetic keeper washer and second rare earth ring magnet, said first and second ring magnets with like poles magnetically opposing each other whereby the first flexible chamber can be compressed and the second flexible chamber can be expanded, or vice versa, by application of an electromagnetic field which attracts the first ring magnet and repels the second ring magnet, or vice versa; anda forcer assembly, disposed equidistant between the first chamber assembly and the second chamber assembly, said forcer assembly comprising a bobbin formed of a hollow cylindrical ferromagnetic core bounded at either end by ferromagnetic washers, said ferromagnetic core wound with a length of magnet wire to form a coil, said coil providing an electromagnetic field for moving the motor assembly when current flows through said coil. 2. The device of claim 1 further comprising a controlled valve attached along the air line to couple the air line through a small vent to ambient pressure, the size of said vent being chosen to give a pressure discharge time constant of several seconds so that pressure loss through the vent is minimal for typical alternating pressure generation sweep rates. 3. A method for producing a pressure change in an ear canal using the device of claim 1, the method comprising the step of applying a DC or AC driving voltage to the coil of the forcer assembly, said voltage resulting in movement of the motor assembly to change the volume of the air space enclosed by the first flexible chamber, said change in volume resulting in a proportional change in ear canal pressure according to Boyle's gas law. 4. The method of claim 3 further comprising the steps of: producing changes in ear canal pressure proportional to the driving voltage;selecting a magnetic flux density of the first ring magnet and the second ring magnet, respectively, to achieve a balance between a motor assembly drive force provided by the forcer assembly, and an elastic restorative force of the first and second flex... | Micro Audiometrics Corporation | A61B005/00 A61B005/12 A61F011/00 A61F011/06 A61H001/00
US08401620 | B2 | 2013-03-19 | Needle positioning apparatus and method | 2007-03-06 | Apparatus for accurate positioning of a needle guide is disclosed. The apparatus provides a means for taking as input the position vector for the point of insertion of the needle into the body. This point of insertion can be selected from images produced by a Computer Tomography system. Similarly, the apparatus has a means for taking as input the point of target. A controller determines the directional vector between point of insertion and point of target. A guide manipulator accurately positions the needle guide in line with the directional vector, such that the needle can easily be inserted through the guide to the point of target. The positioning of the guide manipulator in accordance with the directional vector is done with the help of motors. | 1. An apparatus, comprising: a support base configured to be movable to a desired position on a floor adjacent a movable cradle of an imaging system and lockable at the desired position relative to the imaging system;a guide manipulator supported on the support base, the guide manipulator configured to position a needle guide at a target location with respect to a patient disposed on the movable cradle, the target location being outside an imaging space of the imaging system such that a needle can be inserted through the needle guide at the target location, through an insertion point on the patient, and into a target point within the patient; andprocessing circuitry configured to: receive images of the patient from the imaging system;determine, based at least in part on the received images, a location of the insertion point relative to a gantry of the imaging system when the patient is disposed on the movable cradle and the movable cradle is disposed outside of the imaging space of the imaging system such that the insertion point is outside of the imaging space;determine a directional vector between the insertion point and the target point;determine the target location of the needle guide to be in line with the directional vector based at least in part on the determined location of the insertion point and the directional vector; andcause the guide manipulator to be moved to position the needle guide at the target location. 2. The apparatus of claim 1, wherein the support base is selectively lockable to a docking system. 3. The apparatus of claim 1, wherein the target location of the needle guide is determined at least in part based upon a position of the support base with respect to the imaging system. 4. The apparatus of claim 1, wherein the processing circuitry is configured to determine the target point within the patient based at least in part on the images received from the imaging system, and the target location of the needle guide is determined at least in part based on the insertion point and the target point and coordinates derived from the desired position of the support base with respect to the imaging system. 5. The apparatus of claim 1, wherein the guide manipulator includes a positioning element, the positioning element including first and second members, the first and second members configured to rotate about mutually perpendicular axes. 6. The apparatus of claim 1, further comprising a skin level sensor adapted to be disposed on a skin surface of the patient and to provide signals to the processing circuitry indicating whether a correction of a spatial orientation of the needle guide is needed. 7. The apparatus of claim 1, wherein the guide manipulator has five axes of movement. 8. The apparatus of claim 1, further comprising a display portion coupled to the processing circuitry and configured to display image data received from the imaging system. 9. The apparatus of claim 1, wherein the imaging system is a computed tomog... | Perfint Healthcare Private Limited | A61B005/055 A61B019/00
US08419652 | B2 | 2013-04-16 | Non invasive analysis of body sounds | 2009-03-03 | This method for analysing the sounds of body fluid flows includes:—simultaneously acquiring (2) sounds from various locations of a body;—identifying (6) the points of maximum sound intensity (PMIs) of the acquired sounds for each acquisition instant;—determining (10) the source locations of the acquired sounds; and—determining (12, 14) the sound radiation patterns of the acquired sounds. A corresponding device, system and program perform this method. | 1. A method for analysing the sounds of body fluid flows comprising: repeatedly and simultaneously acquiring sounds from a plurality of locations of a body with a plurality of acoustic sensors distributed on the body; andwith a processor, determining characteristics of the body fluid flows, including: identifying points of the maximum sound intensity (PMIs) of the acquired sounds for each of a plurality of sound acquisitions;determining source locations of the acquired sounds; anddetermining sound radiation patterns of the acquired sounds. 2. The method according to claim 1, wherein determining the source locations of the acquired sounds comprises analysing several acquisition instants and determining the maximum of several points of maximum sound intensity as a source location. 3. The method according to claim 2, further comprising: with the processors, defining sound acquisition cycles and/or regions based on a periodicity and repetition of the points of maximum sound intensity. 4. The method according to claim 1, further comprising: with the processor, comparing the determined fluid flow characteristics with existing reference flow characteristics and providing a match likelihood of the characteristics of the acquired sounds with said existing reference flow characteristics. 5. The method according to claim 1, wherein said body fluid flows are human heart blood flows. 6. The method according to claim 1, further including: on a display, displaying an image depicting the points of maximum sound intensity of the sounds acquired from the body. 7. The method according to claim 1, further including: on a display, displaying image frames depicting the identified points of maximum sound intensity, the determined source locations, and the determined sound radiation patterns. 8. The method according to claim 1, further including: forming a plurality of digital image frames, each digital image frame being formed from the determined source locations and the identified points of maximum sound intensity for each of the plurality of simultaneously acquired sound acquisitions. 9. The method according to claim 8, further including: determining the sound radiation patterns from the plurality of digital image frames. 10. A processor programmed to perform the method according to claim 1. 11. A method for analyzing the sounds of body fluid flows comprising simultaneously acquiring sounds from a plurality of locations of a body with an acoustic transducer and determining characteristics of the body fluid flows, wherein determining the characteristics of the fluid flows comprises, with a processor: identifying the points of maximum sound intensity (PMIs) at easch of a plurality of times that the sounds are acquired;determining source locations of the acquired sounds;creating a digital image mapping the points of maximum sound intensity each time the sounds are acquired;tracking the points of maximum sound intensity over a consecutive plurality of the image... | Koninklijke Philips Electronics N.V. | A61B005/08
US08428676 | B2 | 2013-04-23 | Thermoelectric energy harvesting with wireless sensors | 2010-03-31 | A system and method for generating power from temperature differences across a thermoelectric energy harvester. The system may include one or more sensing components which, acting alone or in combination, are capable of generating data related to one or more physiological parameters. The system may also include wireless communication circuitry capable of wirelessly transmitting the data related to the one or more physiological parameters. Furthermore, at least one of the one or more sensing components or the wireless communication circuitry may be at least partially powered, directly or indirectly, by energy generated via the thermoelectric energy harvester. | 1. A physiological sensor, comprising: a generating structure configured to generate power in response to differences in temperature, wherein a first portion of the generating structure is configured to directly contact a patient's tissue and a second portion of the generating structure is configured to directly contact surrounding air;a sensing component configured to generate data related to one or more physiological parameters; andwireless communication circuitry configured to wirelessly transmit the data related to the one or more physiological parameters, wherein the sensing component or the wireless communication circuitry are at least partially powered, directly or indirectly, by the power generating structure. 2. The physiological sensor of claim 1, comprising an energy storing structure that is at least partially charged by the power generating structure, wherein the sensing component is at least partially powered by the energy storing structure. 3. The physiological sensor of claim 2 wherein the energy storing structure comprises a chargeable battery or a capacitor. 4. The physiological sensor of claim 1, wherein the power generating structure comprise a thermoelectric energy harvester. 5. A power module for a physiological sensor, comprising: a power generating structure configured to generate power in response to differences in temperature, wherein a first portion of the generating structure is configured to directly contact a patient's tissue and a second portion of the generating structure is configured to directly contact surrounding air; anda connector capable of releasably connecting to a physiological sensor, wherein the connector is capable of transmitting power generated by the power generating structures to the physiological sensor when connected. 6. The power module of claim 5, comprising an energy storing structure that is at least partially charged by the power generating structure. 7. The power module of claim 5, wherein the power module comprises a bracelet coupled to at least one of the power generating structure or the connector. 8. The power module of claim 7, wherein the power generating structure is affixed to the bracelet. 9. The power module of claim 5, wherein the power module comprises a garment coupled to at least one of the power generating structure or the connector. 10. The power module of claim 9, wherein the power generating structure is integrated into the garment. 11. A method for powering a wireless sensor, comprising the acts of: generating power using a power generating structure in response to differences in temperature, wherein a first portion of the power generating structure is positioned directly on a patient's tissue and a second portion of the power generating structure is in direct contact with surrounding air; andproviding the power to the sensor, wherein the sensor comprises a sensor housing positioned on a patient, the sensor housing comprising a light generating component and a l... | Covidien LP | A61B005/1455
US08391570 | B2 | 2013-03-05 | Method of guiding an irradiation equipment | 2006-06-30 | The present invention relates to a method and an apparatus for guiding an irradiation equipment (2) located outside a human body (1) or an animal body. The method comprises the steps of identifying, in an image (4), a three-dimensional element (7) visible in the image (4), said three-dimensional element (7) has been in position in, or being inserted into, a cavity of the human body (1) or the animal body, establishing, in the image (4), a preliminary position of the three-dimensional element (7) visible in the image (4) in relation to a reference, establishing a preliminary position of the irradiation equipment (2) in relation to the reference, and adjusting the irradiation equipment (2) in response to the position the three-dimensional element (7). | 1. A method for locating a disordered tissue in a human body or animal body, such as a tumor, and for guiding an irradiation equipment located outside the body for treatment of the disordered tissue in the body, comprising the steps of: initially performing one of the following steps: inserting into a cavity of the human body or the animal body, or maintaining in position in a cavity of the human body or the animal body, at least one single, integral three-dimensional element, the at least one three-dimensional element having a locking mechanism for locking the three-dimensional element in a position relative to the disordered tissue so as to ensure that the three-dimensional element will have substantially no movement relative to the disordered tissue, and the at least one three-dimensional element having a geometrical structure with a number of points that are detectable in an image of the three-dimensional element,identifying, in an image, the at least one single, integral three-dimensional element visible in the image of the human body or the animal body in relation to the disordered tissue,establishing, in the image, a preliminary position of the at least one single, integral three-dimensional element, visible in the image, in relation to a reference,establishing, in the image, a preliminary position of the irradiation equipment in relation to the reference, in order to establish a preliminary set-up of the irradiation equipment in relation to the reference, andadjusting the irradiation equipment in relation to the reference in response to the preliminary position or a subsequent position of the at least one single, integral three-dimensional element in relation to the reference. 2. A method according to claim 1, wherein the step of establishing a preliminary position of the irradiation equipment in relation to the reference is performed in order to establish a preliminary set-up of a mutual relationship between the irradiation equipment and the reference. 3. A method according to claim 1, wherein the step of establishing a preliminary position of the irradiation equipment in relation to the reference is performed in order to establish a preliminary set-up of a number of selected irradiation parameters of the irradiation equipment. 4. A method according to claim 1, wherein the step of adjusting is a step of adjusting the mutual relationship between the irradiation equipment and the reference in response to the possible movement of the three-dimensional element in relation to the reference. 5. A method according to claim 1, wherein the step of adjusting is a step of adjusting at least some of the number of selected irradiation parameters of the irradiation equipment in response to the preliminary position of the radiation equipment. 6. A method according to claim 1, wherein the step of adjusting is a step of adjusting at least some of the number of selected irradiation parameters of the irradiation equipment in response to the possible m... | PNN Medical A/S | G01K009/20 A61B005/05
US08396528 | B2 | 2013-03-12 | Analyte sensor | 2008-03-25 | Systems and methods of use for continuous analyte measurement of a host's vascular system are provided. In some embodiments, a continuous glucose measurement system includes a vascular access device, a sensor and sensor electronics, the system being configured for insertion into communication with a host's circulatory system. | 1. A continuous analyte detection system, comprising: a continuous analyte sensor configured for contact with a sample from a circulatory system of a host and configured to generate a first signal and a second signal, wherein the first signal is a measurement of a glucose oxidase catalyzed reaction product with glucose and the second signal is a measurement of a reference analyte; a reference sensor configured to generate a reference signal that is a measurement of the reference analyte; anda processor module configured to process the second signal and the reference signal to calibrate the first signal. 2. The system of claim 1, wherein the continuous analyte sensor comprises a first working electrode and a second working electrode, wherein the first working electrode is disposed beneath an active glucose oxidase portion of a sensor membrane and is configured to generate a signal that is a measurement of glucose and non-glucose related electroactive compounds, wherein the non-glucose related electroactive compounds have an oxidation potential that substantially overlaps with an oxidation potential of the glucose oxidase catalyzed reaction product with glucose; wherein the second working electrode is disposed beneath an inactive-enzymatic or a non-enzymatic portion of the sensor membrane and is configured to generate a signal that is a measurement of the related non-glucose related electroactive species, and wherein the processor module is configured to process signals from the first working electrode and second working electrode, whereby the first signal is generated substantially without a non-glucose-related signal component. 3. The system of claim 2, wherein the first working electrode is further configured to generate the second signal. 4. The system of claim 2, wherein the second working electrode is further configured to generate the second signal. 5. The system of claim 1, wherein the reference sensor comprises an optical sensing apparatus. 6. The system of claim 1, wherein the reference sensor is disposed in a same local environment as the continuous analyte sensor. 7. The system of claim 1, further comprising a flow control device configured to meter a flow of a fluid. 8. A continuous analyte detection system, comprising: a continuous analyte sensor configured for contact with a sample from a circulatory system of a host and configured to generate a first signal and a second signal,wherein the first signal is a measurement of a test analyte and the second signal is a measurement of a reference analyte;wherein the continuous analyte sensor comprises a first working electrode, a second working electrode, and a third working electrode, wherein the first working electrode is disposed beneath an active enzymatic portion of a sensor membrane and is configured to generate a signal corresponding to glucose and non-glucose related electroactive compounds, wherein the non-glucose related electroactive compounds have an oxidation potential t... | DEXCOM, Inc. | A61B005/05
US08428700 | B2 | 2013-04-23 | Electroanatomical mapping | 2011-07-14 | This invention relates to the determination and/or representation of physiological information relating to a heart surface. | 1. A method for providing an electroanatomical representation of a patient's heart, the method comprising: measuring signals at one or more electrodes at multiple positions in the patient's heart cavity over a time period including multiple heart beat cycles, at least some of the signals being in response to electrical activity in the patient's heart cavity;applying an algorithm to one or more specific signals of the measured signals to determine a triggering event in the specific signal, with applying the algorithm including: selecting portions of the specific signal to process to determine the triggering event based on a second, different signal of the measured signals by processing the second signal to determine an event corresponding in time to a potential undesired triggering event in the specific signal; andselecting a portion of the specific signal that excludes the time period including the potential false triggering event;synchronizing, by the computer, the signals measured at the one or more electrodes with one another according to a heart beat cycle based on the triggering event; andgenerating, by the computer, the electroanatomical representation of the patient's heart based on the synchronized measured signals and positions of the catheter electrodes. 2. The method of claim 1, wherein selecting portions of the specific signal comprises selecting portions of the specific signal to exclude from processing. 3. The method of claim 1, wherein selecting portions of the specific signal comprises selecting portions of the specific signal to include in processing. 4. The method of claim 1, wherein the one or more electrodes comprise one or more electrodes on an intracardiac catheter. 5. The method of claim 1, further comprising: generating, by the computer, annotation information for the measured signals by applying one or more algorithms to the measured signals. 6. The method of claim 5, further comprising conveying at least some of the annotation information to the user. 7. The method of claim 1, further comprising: inserting a catheter comprising the one or more electrodes into the heart cavity;moving the catheter to each of multiple, different positions in the heart cavity. 8. The method of claim 7, wherein generating the electroanatomical representation of the patient's heart comprises determining physiological information at multiple locations of the endocardium surface based on the measured signals at the multiple positions by processing the synchronized signals. 9. The method of claim 1, further comprising: displaying at least a portion of the electroanatomical representation of a patient's heart. 10. The method of claim 1, further comprising using the electroanatomical representation of a patient's heart to guide treatment of the heart cavity. 11. The method of claim 10, wherein the treatment comprises ablation of one or more selected regions of the heart. 12. The method of claim 10, wherein the treatment comprises cell th... | Rhythmia Medical, Inc. | A61B005/04
US08414506 | B2 | 2013-04-09 | Composite guidewire | 2007-06-15 | Alternative designs, materials and manufacturing methods for guidewires. Some embodiments pertain to a composite guidewire having proximal and distal section, and a connector adapted and configured for permanently joining the proximal section to the distal section. In some embodiments, at least one of the sections is made of a linear-elastic nickel-titanium alloy. Several alternative guidewire tip designs including coiled safety/shaping structures are also disclosed. | 1. A guidewire, comprising: an elongate core member having a proximal portion and a distal tip portion; anda shaping member coupled to the distal tip portion, the shaping member being formed from a single wire or ribbon that transitions from a coiled section having a length disposed on and encircling an outer surface of the distal tip portion of the elongate core to a non-coiled section extending distally from the distal tip portion;wherein the length of the coiled section is less than a length of the proximal portion of the elongate core member. 2. The medical device of claim 1, wherein the shaping member includes stainless steel. 3. The medical device of claim 1, wherein the shaping member includes a material selected from the group consisting of stainless steel, nickel-chromium alloy, cobalt alloy, and nickel-titanium alloy. 4. The medical device of claim 1, wherein the shaping member includes a shapeable material. 5. The medical device of claim 1, wherein the shaping member is soldered to the distal tip portion. 6. The medical device of claim 1, wherein at least one of the coiled section and the non-coiled section includes a flattened ribbon. 7. The medical device of claim 1, wherein the non-coiled section includes one or more helical twists. 8. The medical device of claim 1, wherein the non-coiled section is coaxial with the distal tip portion. 9. The medical device of claim 1, wherein the core member includes a connector that attaches the proximal portion to the distal tip portion. 10. The medical device of claim 9, wherein the connector includes a metal alloy having a Unified Numbering System (UNS) designation of N06625. 11. A guidewire, comprising: an elongate core wire having a proximal portion having a length and a distal portion having a length; anda distal member having a proximal end and a distal end, the proximal end coupled to the distal portion of the elongate core wire, the distal member being made from a single structure that transitions from a coiled section having a length that is coiled around and disposed on an outer surface of the distal portion of the elongate core wire to a non-coiled section extending distally from the distal portion;wherein the length of the coiled section is significantly shorter than the length of proximal portion of the elongate core. 12. The medical device of claim 11, wherein the distal member includes a shaping ribbon. 13. The medical device of claim 11, wherein the distal member includes stainless steel. 14. The medical device of claim 11, wherein the distal member includes a material selected from the group consisting of stainless steel, nickel-chromium alloy, cobalt alloy, and nickel-titanium alloy. 15. The medical device of claim 11, wherein the distal member includes a shapeable material. 16. The medical device of claim 11, wherein the distal member is soldered to the distal portion. 17. The medical device of claim 11, wherein at least one of the coiled section and the non-coi... | Boston Scientific Scimed, Inc. | A61B005/00
US08388529 | B2 | 2013-03-05 | Differential diagnosis of neuropsychiatric conditions | 2008-07-08 | A computer implemented method, apparatus, and computer program product for generating neuropsychiatric diagnoses. Quantitative information describing diagnostic characteristics associated with a patient is generated based on an analysis of a set of patient scans. The quantitative information comprises a set of indictors associated with regions of interest in the set of scans for the patient. The set of indicators of potential neuropsychiatric conditions is compared with a set of diagnostic signatures. A diagnostic signature comprises a set of indicators of a known neuropsychiatric condition. Matching signatures are identified. A matching signature is a diagnostic signature that corresponds to at least one indicator in the set of indicators to form a set of signatures. A diagnosis associated with each signature in the set of signatures is identified to form a set of potential diagnoses. The set of potential diagnoses is presented with links to relevant portion of the medical literature. | 1. A computer implemented method executing on a processor for generating neuropsychiatric diagnoses, the computer implemented method comprising: automatically determining a set of regions of interest in a set of patient scans stored on computer readable storage media based on comparing the set of patient scans with a set of baseline scans stored on computer readable storage media;generating quantitative information describing diagnostic characteristics associated with a patient based on an analysis of the set of patient scans, wherein the quantitative information comprises a set of indicators of potential neuropsychiatric conditions, the set of indicators including one or more indicators associated with each region in the set of regions of interest in the set of scans for the patient including a first indicator associated with a first region of interest in the set of regions of interest and a second indicator associated with a second region of interest in the set of regions of interest, wherein the first indicator is of a different form than the second indicator;comparing each of the set of indicators of potential neuropsychiatric conditions with a set of diagnostic signatures, wherein a diagnostic signature comprises a set of indicators describing diagnostic characteristics of a known neuropsychiatric condition;identifying a plurality of matching signatures, wherein a matching signature is a diagnostic signature describing a first diagnostic characteristic that corresponds to a second diagnostic characteristic described by at least one indicator in the set of indicators to form a set of signatures; andidentifying a plurality of diagnoses including a diagnosis associated with each signature in the set of signatures to form a set of potential diagnoses. 2. The computer implemented method of claim 1 further a identifying a weighting associated with each matching signature, wherein a matching signature having a greater weighting is identified as a diagnosis having a higher degree of certainty than a diagnosis associated with a matching signature having a lower weighting. 3. The computer implemented method of claim 1 wherein generating the quantitative information comprises: deriving the quantitative information from a correlation of the regions of interest with portions of interest in the medical literature. 4. The computer implemented method of claim 1 wherein generating the quantitative information comprises: analyzing a medical history for the patient with the regions of interest and portions of interest in the medical literature to form the quantitative information, wherein the medical history comprises information describing previously diagnosed medical conditions of the patient, previously prescribed medications, and currently prescribed medications. 5. The computer implemented method of claim 1 wherein generating the quantitative information comprises: analyzing clinical data with the regions of interest and portions of interest in the me... | International Business Machines Corporation | A61B005/00 G06K009/00
US08423122 | B2 | 2013-04-16 | Localization of capsule with a synthetic source of quadrupoles and dipoles | 2009-07-06 | This invention relates to methods and apparatus for localizing an in vivo imaging device by means of a single magnetic source coil assembly and a single magnetic detector coil assembly. This invention also relates to methods and apparatus to enable the use of a single magnetic source coil assembly to also transmit and receive information, images, and controls signals, as well as for the coil assembly to be used in DC-DC voltage conversion. A user interface with a display provides the user with the option of viewing selected images captured by the in vivo imaging device. | 1. A system comprising: an encapsulated in-vivo imaging device, comprising a single electromagnetic sensor coil for determining localization of said in vivo imaging device in a vicinity of an electromagnetic field, said localization computed based on determining an electrical signal across said electromagnetic sensor coil, said signal being induced by said electromagnetic field;a set of quadrupole electromagnetic radiator source coils to radiate said electromagnetic field, said electromagnetic field being sensed by said electromagnetic sensor coil, and said set of electromagnetic radiator source coils being located outside of said encapsulated in-vivo imaging device;wherein said set of quadrupole electromagnetic radiator source coils comprises three mutually orthogonal pairs of parallel coils, and wherein a distance between said parallel coils within said pair is substantially smaller than a distance between said electromagnetic radiator source coils and said electromagnetic sensor coil. 2. The system of claim 1, further comprising an analog-to-digital converter, wherein said converter is used for detecting an electrical signal generated by said radiated electromagnetic field across said electromagnetic sensor coil within said in-vivo imaging device for purposes of localization of said device. 3. The system of claim 1, further comprising a DC-DC converter, wherein said converter is used for delivering power to said in-vivo device. 4. The system of claim 3, wherein said electromagnetic sensor coil is part of said DC-DC converter. 5. The system of claim 1, further comprising a transceiver, wherein said transceiver is to transmit information from and receive information by said in-vivo imaging device. 6. The system of claim 5, wherein said electromagnetic sensor coil is used as an antenna by said transceiver for transmitting information from and receiving information by said in-vivo imaging device. 7. The system of claim 1, wherein said encapsulated in-vivo imaging device further comprising an analog-to-digital converter, a DC-DC converter, a transceiver and means for switching between said coil, and said analog-to-digital converter, said DC-DC converter, and said transceiver within said in-vivo imaging device. 8. The system of claim 1, further comprising a power source to deliver power to said in-vivo device. 9. The system of claim 1, further comprising means for processing information generated in said in-vivo device. 10. The system of claim 1, further comprising a processor and interface circuitry means for controlling said in-vivo device. 11. The system of claim 1, further comprising illumination means for illuminating a body lumen being imaged by said in-vivo device. 12. The system of claim 1, further comprising an imager. 13. The system of claim 1, further comprising a transceiver to transmit data to and receive data from said in-vivo imaging device, said transceiver located outside a body lumen or a cavity being imaged. 14. The s... | Given Imaging Ltd. | A61B005/05 G01S005/04
US08417308 | B2 | 2013-04-09 | Systems and methods for monitoring pain management | 2010-03-31 | The present disclosure relates to systems and methods for monitoring pain management using measurements of physiological parameters based on a PPG signal. A reference physiological parameter may be compared against a later measurement to identify a change in condition that may indicate a pain management problem. | 1. A method for monitoring pain management, comprising: receiving, at a processor, a first respiration rate measurement;generating, using a processor, a PPG waveform based at least in part on a PPG signal;analyzing, using the processor, one or more features within the PPG signal;determining, using the processor, a second respiration rate measurement based at least in part on the one or more analyzed features;comparing, using the processor, the second respiration rate measurement and at least the first respiration rate measurement; andif the second respiration rate measurement differs from the first respiration rate measurement by a selected value, generating a signal. 2. The method of claim 1 further comprising generating, using the processor, a scalogram based at least in part on the PPG signal. 3. The method of claim 1 wherein the receiving the first respiration rate measurement comprises receiving an input indicating a respiration rate range, or receiving reference respiration rate information based on the PPG signal. 4. The method of claim 1 wherein the signal indicates at least one of the group of: an alarm, a request to provide pain management, and a request to provide sedation. 5. The method of claim 1, further comprising, if the second respiration rate measurement differs from the first respiration rate measurement by a selected value, automatically providing pain management or sedation by sending a signal to a pain management controller indicating a request for pain management or sedation. 6. The method of claim 5, further comprising: determining, using the processor, a third respiration rate measurement based at least in part on the PPG signal; anddetermining, using the processor, an effectiveness of the pain management or sedation based at least in part on the second respiration rate measurement and the third respiration rate measurement. 7. The method of claim 6, wherein the determining, using the processor, the effectiveness of the pain management or sedation is further based at least in part on data indicating a blood pressure measurement or a respiration effort. 8. A method for monitoring pain management, comprising: analyzing, using the processor, one or more features within a PPG signal;determining, using the processor, a first respiration rate measurement based at least in part on the one or more analyzed features of the PPG signal;receiving information at the processor indicating that pain management or sedation has been administered to a patient;determining, using the processor, a second respiration rate measurement based at least in part on the PPG signal at a time after the pain management or sedation has been administered to a patient; anddetermining, using the processor, an effectiveness of the pain management or sedation based at least in part on a comparison of the first respiration rate measurement and the second respiration rate measurement. 9. The method of claim 8 further comprising generating, using the proc... | Covidien LP | A61B005/145
US08417317 | B2 | 2013-04-09 | Blood flow dynamic analysis apparatus and method, and magnetic resonance imaging system | 2009-10-27 | A blood flow dynamic analysis apparatus acquires data from a plurality of regions lying in slices set to a subject with a contrast agent injected therein and analyzes blood flow dynamics of the subject, based on the data. The apparatus includes a contrast agent concentration profile generation device for generating profiles each indicative of a temporal change in the concentration of the contrast agent for every said region lying in the slices, a characteristic amount calculation device for calculating the concentrations of the contrast agent in the regions after a bolus of contrast agent has passed through the regions, from the profiles, a histogram generation device for generating a histogram containing the concentrations of the contrast agent in the regions after the bolus of contrast agent has passed through the regions, a region determination device for determining a region in which each vein exists, from the regions, based on the histogram, and a function calculation device for calculating a venous output function, based on a temporal change in the concentration of the contrast agent in the region in which the vein exists. | 1. A blood flow dynamic analysis apparatus configured to acquire data from a plurality of regions lying in slices set to a subject with a contrast agent injected therein and to analyze blood flow dynamics of the subject based on the data, said blood flow dynamic analysis apparatus comprising: a contrast agent concentration profile generation device configured to generate a profile indicative of a temporal change in a concentration of the contrast agent for each of the regions;a characteristic amount calculation device configured to calculate the concentration of the contrast agent in each region as contrast agent passes through the region based on a respective profile;a graphical representation generation device configured to generate a graphical representation containing a cluster of dots representing the concentration of the contrast agent in each region as the contrast agent passes through the region;a region determination device configured to determine a region of the plurality of regions in which a vein exists based on the graphical representation; anda function calculation device configured to calculate a venous output function, based on the temporal change in the concentration of the contrast agent in the region in which the vein exists. 2. The blood flow dynamic analysis apparatus according to claim 1, wherein said characteristic amount calculation device is configured to calculate a peak concentration at which the concentration of the contrast agent reaches a peak, and a peak concentration achieved time necessary for the concentration of the contrast agent to reach the peak concentration, from each of the contrast agent concentration profiles. 3. The blood flow dynamic analysis apparatus according to claim 2, wherein the cluster of dots represents at least the peak concentration and the peak concentration achieved time in each region. 4. The blood flow dynamic analysis apparatus according to claim 3, wherein said region determination device comprises: a region extraction unit configured to extract a plurality of first regions each having a peak concentration achieved time lying in a first range based on the graphical representation;a noise elimination unit configured to eliminate regions determined by the noise elimination unit to be noise from within the first regions; anda region selection unit configured to select a region in which a vein exists, from the first regions with the noise eliminated therefrom, based on the concentration of the contrast agent in each of the regions as the contrast agent passes through the region. 5. The blood flow dynamic analysis apparatus according to claim 4, wherein said region selection unit is configured to select the region in which the vein exists, from the first regions with the noise eliminated therefrom, based on the peak concentration in each of the first regions and the concentration of the contrast agent in each of the first regions as the contrast agent passes through the region. 6. The ... | GE Medical Systems Global Technology Company LLC | A61B005/05
US08403867 | B2 | 2013-03-26 | Concentric guidewire assembly | 2009-05-14 | A concentric guidewire assembly includes a unitary first coil spring, a second coil spring joined to the first coil spring, and a core wire extending through the first and second coil springs. The first coil spring has a longitudinal axis, a first spring portion, a second diameter spring portion adjacent the first spring portion, and a third spring portion adjacent the second spring portion, the inner diameter of the second spring portion being smaller than the inner diameters of the first and third spring portions to fit with the core wire and maintain concentricity between the first coil spring and the core wire. The second coil spring has an inner diameter sized to receive the third spring portion. | 1. A guidewire assembly comprising: an elongate core wire;a unitary first coil spring having: a longitudinal axis;a first spring portion having an outer diameter concentric with the longitudinal axis;a second spring portion distal of and adjacent to the first spring portion and having at least one coil with an outer diameter smaller than that of the first spring portion and an inner diameter concentric with the longitudinal axis and sized to mate with the core wire; anda third spring portion distal of and adjacent to the second spring portion and having an outer diameter larger than that of the second spring portion; anda second coil spring having an outer diameter substantially equal to that of the first spring portion and an inner diameter concentric with the longitudinal axis and sized to matingly receive the third spring portion therewithin. 2. The guidewire assembly of claim 1 wherein the at least one coil comprises a plurality of coils. 3. The guidewire assembly of claim 1 wherein the second spring portion is soldered to the core wire and the third spring portion is soldered to the second coil spring. 4. The guidewire assembly of claim 3 further comprising a solderless gap between the second spring portion and the third spring portion. 5. The guidewire assembly of claim 1 wherein the second coil spring is screwed onto the third spring portion. 6. The guidewire assembly of claim 1 wherein the core wire comprises a first core portion, a second core portion distal of and having a smaller diameter than the first core portion and a tapered core portion disposed between the first and second core portions. 7. The guidewire assembly of claim 6 wherein the second spring portion is mated with the tapered core portion. 8. The guidewire assembly of claim 1 wherein the unitary first coil spring is formed of stainless steel wire and the second coil spring is formed of a wire more radiopaque than the stainless steel wire and the second coil spring is disposed distally of the first coil spring to provide a radiopaque-tipped guidewire assembly. 9. The guidewire assembly of claim 1 wherein the second coil spring is formed of stainless steel wire and the unitary first coil spring is formed of a wire more radiopaque than the stainless steel wire and the unitary first coil spring is disposed distally of the second coil spring to provide a radiopaque-tipped guidewire assembly. | Medtronic Vascular, Inc. | A61B005/00
US08702678 | B2 | 2014-04-22 | Assemblies, systems, and methods for infusing therapeutic agents into the body | 2012-08-01 | An infusion catheter assembly has the ability to infinitely titrate the length of a porous fluid distribution section in situ. The infusion catheter assembly thereby provides a length of infusion that can be infinitely varied over a prescribed range, to control the effective infusion length and the rate of infusion. Using the infusion catheter assembly, a physician has the capability to treat only the length of the vessel desired, thereby preventing excessive drug/patient exposures. The porous fluid distribution section can include an array of spaced apart apertures that vary in size and/or density along the length of the porous fluid distribution section, such that the flow rate remains essentially constant for a given inlet pressure independent of the effective infusion length. | 1. An infusion catheter assembly comprising: a catheter body having an interior lumen and including a porous fluid distribution section having a predefined maximum length communicating with the interior lumen;at least one fluid delivery port for dispensing a fluid from an external source into communication with the porous fluid distribution section for infusion through the porous fluid distribution section at a flow rate;a barrier mechanism movable within the catheter body to establish for the infusion catheter assembly an infinitely variable range of effective infusion lengths between the maximum length and any smaller length along the porous fluid distribution section; and wherein the barrier mechanism comprises an expandable structure. 2. The infusion catheter assembly according to claim 1, the expandable structure expands in response to introduction of a fluid. 3. The infusion catheter assembly according to claim 1, further including a lumen in the catheter body to accommodate passage of a guide wire, and the barrier mechanism also including a lumen to accommodate passage of the guide wire. 4. The infusion catheter assembly according to claim 1, further including a first radiopaque marker on the barrier mechanism and a second radiopaque marker on the catheter body to visualize the effective infusion length by radiographic imaging. 5. The infusion catheter assembly according to claim 1, wherein the porous fluid distribution section is sized and configured for weep or pulse-spray infusion of the fluid. 6. The infusion catheter assembly according to claim 1, wherein the catheter body is sized and configured for intravascular introduction. 7. The infusion catheter assembly according to claim 1, wherein the catheter body is sized and configured for introduction into a tissue mass or organ. 8. The infusion catheter assembly according to claim 1, wherein the catheter body is sized and configured for intramuscular introduction. 9. The infusion catheter assembly according to claim 1, wherein the fluid dispensed by fluid delivery port includes a therapeutic agent. 10. An infusion catheter assembly comprising: a catheter body having an interior lumen and including a porous fluid distribution section having a predefined maximum length communicating with the interior lumen, the porous discharge section comprising an array of spaced apart apertures that vary in size and/or density along the length of the porous fluid distribution section;at least one fluid delivery port for dispensing a fluid from an external source into communication with the porous fluid distribution section for infusion through the porous fluid distribution section at a flow rate;a barrier mechanism movable within the catheter body to establish for the infusion catheter assembly an infinitely variable range of effective infusion lengths between the maximum length and any smaller length along the porous fluid distribution section, and wherein the spaced apart apertures vary in s... | Venous Therapy, Inc. | A61M025/09 A61M025/10 A61M005/14
US09247889 | B2 | 2016-02-02 | Neural probe with optical stimulation capability | 2010-11-19 | A neural probe is disclosed for optically stimulating or silencing neurons and recording electrical responses to the stimulus. Using patterning techniques, an integral optical waveguide may be fabricated on the probe for transmitting neuron-affecting light from a light source to a probe tip. The probe tip may include one or more electrodes to receive electrical responses from stimulated neurons for recording or further processing. According to various embodiments, the disclosed neural probes may utilize multiple light sources simultaneously, switch between multiple light sources, or utilize a single light source to stimulate or silence multiple neuron locations simultaneously via multiple probe tips or via multiple light-emitting sites located along the length of the probe. Neural probes are thereby provided that have sufficient spatial resolution to accurately target, stimulate, and record the reaction of neurons, or as few as a single neuron, utilizing a slim, compact structure. | 1. A neural probe, comprising: a probe body;a shank extending from the probe body to a tip;a light source for providing neuron-affecting light at said tip, wherein at least a portion of the shank is constructed from a patterned wafer that is configured to provide the neuron-affecting light at said tip; andone or more recording electrodes attached to said tip for receiving electrical responses to the neuron-affecting light. 2. A neural probe as defined in claim 1, further comprising a patterned optical waveguide extending from a source end at the probe body to an emitting end near said tip, wherein the light source is in communication with the source end and the neuron-affecting light is provided at the tip by the emitting end. 3. A neural probe as defined in claim 1, wherein the light source comprises one or more light-emitting diodes attached to said tip. 4. A neural probe as defined in claim 3, wherein at least one of the light-emitting diodes is an organic light-emitting diode. 5. A neural probe, comprising: a probe body;a shank extending from the probe body to a tip;a light source for providing neuron-affecting light at said tip;a patterned optical waveguide extending from a source end at the probe body to an emitting end near said tip, wherein the light source comprises a fiber optic having a first end in communication with an external light source and a second end abutting and in communication with the source end of the optical waveguide, and wherein the neuron-affecting light is provided at the tip by the emitting end; andone or more recording electrodes attached to said tip for receiving electrical responses to the neuron-effecting light. 6. A neural probe as defined in claim 5, wherein the fiber optic and the optical waveguide each have a cross-sectional area, and there is at least an order of magnitude difference between the two cross-sectional areas. 7. A neural probe, comprising: a probe body;a shank extending away from the probe body and having an outer perimeter;a light source for providing neuron-affecting light to a stimulation zone, the stimulation zone being located along the outer perimeter of the shank and extending from the shank and beyond the outer perimeter;a patterned optical waveguide formed in place on the shank at an outer surface of the shank and extending from a source end at the probe body to a light-emitting site at the stimulation zone; anda plurality of recording electrodes for receiving electrical responses to the neuron-affecting light, the electrodes attached to the shank and grouped together in an array to define an electrode array region at the stimulation zone. 8. A neural probe as defined in claim 7, wherein the shank extends to a tip and the stimulation zone is located at the tip. 9. A neural probe as defined in claim 7, wherein the light source is in communication with the source end and the neuron-affecting light is provided at the light-emitting site. 10. A neural probe as defined in claim 9, ... | The Regents of The University of Michigan | A61B005/04 A61N005/06 A61B005/00 A61N001/05
US09931519 | B2 | 2018-04-03 | Medical apparatus, therapy apparatus, method of estimating optical probe, and calibration method | 2012-10-16 | According to an embodiment of the present application, there is provided a medical apparatus, including: a light source unit configured to be capable of emitting light including at least natural emission light, the light being guided into an optical probe; a first detecting unit configured to detect an intensity of light exiting from the light source unit; and a calculation unit configured to calculate to approximate to a non-linear function based on an intensity of light detected by the first detecting unit for calibration of the optical probe. | 1. A medical apparatus, comprising: a light source unit configured to emit a light selected from the group consisting of a first light and a second light, the light source unit configured to emit the first light when a first current is supplied to the light source unit and emit the second light when a second current is supplied to the light source unit, wherein the first current is equal to or smaller than a laser-oscillation-threshold current, and the second current is larger than the laser-oscillation-threshold current;a first detecting unit connected to the light source unit;an optical probe connected to the first detecting unit, wherein the first detecting unit is configured to detect a light intensity from a part of the light exiting from the light source unit and entering the optical probe; anda calculation unit configured to calculate an output of the light exiting from the optical probe, based on the light intensity detected by the first detecting unit, using a first function when the light source unit emits the first light and using a second function different from the first function when the light source unit emits the second light. 2. The medical apparatus according to claim 1, wherein the light source unit includes a semiconductor laser. 3. The medical apparatus according to claim 1, further comprising a guide unit, to which the optical probe is attachable, that guides light emitted from the light source unit to the attached optical probe. 4. The medical apparatus according to claim 3, wherein the calculation unit is configured to obtain a correlation between the light intensity and the output of light, based on calculation to the first function when the light source unit emits the first light and based on calculation to the second function when the light source unit emits the second light. 5. The medical apparatus according to claim 4, further comprising: a display unit that displays an output of light exiting from the optical probe, the output of light being calculated by the calculation unit; andan operation unit capable of receiving an operation to adjust an output of light emitted from the light source unit. 6. A therapy apparatus, comprising: a light source unit configured to emit a light selected from the group consisting of a first light and a second light, the light source unit configured to emit the first light when a first current is supplied to the light source unit and emit the second light when a second current is supplied to the light source unit, wherein the first current is equal to or smaller than a laser-oscillation-threshold current, and the second current is larger than the laser-oscillation-threshold current;an optical probe;a guide unit, to which one end of the optical probe is attachable, wherein the guide unit guides the light from the light source unit to the one end of the optical probe; a calibration unit that detects an output of the light from the other end of the optical probe; anda calculation unit... | SONY CORPORATION | A61B017/58 G01J001/00 A61B005/00 A61N005/06 A61N005/067
US09808164 | B2 | 2017-11-07 | Evaluation of cardiac dyssynchrony based on chest wall motion and electrical cardiac activity | 2012-08-28 | Cardiac dyssynchrony of a patient may be evaluated based on electrical activity of a heart of the patient and corresponding chest wall motion of the patient sensed via an external accelerometer. In one example, an acceleration signal indicative of the chest wall motion is generated by an external accelerometer positioned on the chest wall of the patient. A processor of a diagnostic device integrates the acceleration signal to generate a velocity signal and temporally correlates the velocity signal and an electrical cardiac signal. The processor determines a time delay between a deflection of the electrical cardiac signal indicating ventricular electrical activation and a subsequent greatest peak of the velocity signal. The time delay may indicate a degree of electromechanical delay of the left ventricle. In some examples, the processor generates an output indicative of a cardiac dyssynchrony status based on the time delay. | 1. A system comprising: an external accelerometer configured to generate an acceleration signal indicative of chest wall motion of a patient; anda processor configured to integrate the acceleration signal to generate a velocity signal, receive an electrical cardiac signal indicative of electrical cardiac activity of the patient, temporally correlate the velocity signal with the electrical cardiac signal, determine a time delay between a deflection of the electrical cardiac signal indicative of electrical activation of a ventricle of a heart of the patient and a subsequent greatest peak of the velocity signal, and generate an output indicative of a cardiac dyssynchrony status of the patient based on the time delay. 2. The system of claim 1, wherein the electrical cardiac signal comprises at least one of an electrocardiogram or an electrogram, and the deflection is a Q-wave. 3. The system of claim 1, wherein the electrical cardiac signal comprises at least one of an electrocardiogram or an electrogram, and the deflection is an R-wave. 4. The system of claim 1, wherein the accelerometer is configured to generate an acceleration signal indicative of movement of the chest wall of the patient in a single axis. 5. The system of claim 1, further comprising a user interface, wherein the processor is configured to generate the output indicative of the cardiac dyssynchrony status of the patient by at least controlling the user interface to display a visible indication of the time delay. 6. The system of claim 1, further comprising a user interface, wherein the processor is configured to generate the output indicative of the cardiac dyssynchrony status of the patient by at least controlling the user interface to generate an audible or somatosensory indication of the time delay. 7. The system of claim 1, further comprising a memory, wherein the processor stores the output indicative of the cardiac dyssynchrony status in the memory. 8. The system of claim 1, wherein the processor is configured to determine the cardiac dyssynchrony status by at least comparing the time delay to a threshold value, and wherein the processor is configured to determine a first cardiac dyssynchrony status and generate a first output indicative of the first cardiac dyssynchrony status in response to determining the time delay is less than the threshold value, and determine a second cardiac dyssynchrony status and generate a second output indicative of the second cardiac dyssynchrony status in response to determining the time delay is not less than the threshold value. 9. The system of claim 1, wherein the processor is configured to generate the output by at least automatically generating an output recommending a type of cardiac rhythm management therapy based on the time delay. 10. The system of claim 9, wherein the processor is configured to determine the type of cardiac rhythm management therapy by at least comparing the time delay to a plurality of time delay ranges assoc... | Medtronic, Inc. | A61B005/0245 A61B005/0452 A61B005/11
US09770210 | B2 | 2017-09-26 | Systems and methods for analyzing a physiological sensor signal | 2011-09-23 | The present disclosure relates generally to patient monitoring systems and, more particularly, to signal analysis for patient monitoring systems. In one embodiment, a method of analyzing a detector signal of a physiological patient sensor includes obtaining the detector signal from the physiological patient sensor, wherein the detector signal crosses a horizontal boundary more than once. The method also includes determining the relative time and the slope of the detector signal at each boundary crossing. The method further includes estimating the amplitude of the detector signal based, at least in part, on the determined relative time and slope of the detector signal at each boundary crossing. The method also includes determining a physiological parameter of a patient based, at least in part, on the estimate of the amplitude of the detector signal. | 1. A method for analyzing a detector signal of a physiological patient sensor, comprising: receiving the detector signal from the physiological patient sensor at a processor, wherein the detector signal crosses a horizontal boundary more than once;using the processor, determining a relative time and a slope of the detector signal at each point at which the detector signal crosses the horizontal boundary;using the processor, estimating an amplitude of the detector signal based, at least in part, on the determined relative time and slope of the detector signal at each point at which the detector signal crosses the horizontal boundary; andusing the processor, determining a physiological parameter of a patient based, at least in part, on the estimate of the amplitude of the detector signal. 2. The method of claim 1, wherein the horizontal boundary is a zero boundary. 3. The method of claim 1, wherein determining the relative time of the detector signal at each point at which the detector signal crosses the horizontal boundary comprises determining the periodicity or the frequency of the points at which the detector signal crosses the horizontal boundary. 4. The method of claim 1, wherein determining the slope of the detector signal at each point at which the detector signal crosses the horizontal boundary comprises determining the derivative of the detector signal at each point at which the detector signal crosses the horizontal boundary. 5. The method of claim 1, wherein estimating the amplitude of the detector signal comprises multiplying values of the determined slopes of the detector signal at two adjacent points at which the detector signal crosses the horizontal boundary by the determined relative time between the two adjacent points. 6. The method of claim 1, wherein estimating the amplitude of the detector signal comprises estimating the amplitude of the detector signal using a probabilistic or stochastic method comprising non-parametric Bayesian estimates, neural networks, or any combination thereof. 7. The method of claim 1, wherein estimating the amplitude of the detector signal comprises estimating the amplitude of the detector signal using an adaptive rule-based system comprising propositional or predicate calculus, Modal, non-monotonic, or fuzzy logic, or any combination thereof. 8. The method of claim 1, wherein determining a physiological parameter of a patient comprises determining a pulse rate, oxygen saturation, respiration rate, respiration effort, continuous non-invasive blood pressure, cardiac output, fluid responsiveness, perfusion, pulse rhythm type, hydration level, or any combination thereof. 9. The method of claim 1, comprising displaying the physiological parameter on a display. 10. A patient monitoring system, comprising: a patient monitor comprising: an input configured to receive a detector signal from a physiological sensor; anda processor configured to:locate a portion of the detector signal between two adjac... | NELLCOR PURITAN BENNETT IRELAND | A61B005/00 A61B005/1455
US08428718 | B2 | 2013-04-23 | Method and apparatus for detecting change in intrathoracic electrical impedance | 2011-07-07 | A method and apparatus for detection of changes in impedance a patient that includes generating measured impedances, generating an adaptive baseline trend of the measured impedances corresponding to a first time period, generating a short term trend of the measured impedances corresponding to a second time period less than the first time period, determining changes in relative position of the short term trend and the baseline trend, the determined changes in relative position corresponding to determining intersecting of the baseline trend by the short term trend, determining differences between the baseline trend and calculated period average impedances, and accumulating, in response to determining no intersecting of the baseline trend by the short term trend, the determined differences between the baseline trend and the calculated period average impedances. | 1. An implantable medical device, comprising: a plurality of electrodes;an output circuit outputting a plurality of output pulse signals along a vector formed by electrodes of the plurality of electrodes;a measurement circuit generating a corresponding plurality of measurement signals in response to the plurality of output pulse signals; anda microprocessor configured to determine a plurality of period average impedances in response to the plurality of output pulse signals and the plurality of measurement signals corresponding to a predetermined time period,determine an adaptive baseline trend of period average impedances of the plurality of period average impedances corresponding to a first time period,determine a short term trend of period average impedances of the plurality of period average impedances corresponding to a second time period different from the first time period,determine changes in relative position of the short term trend and the baseline trend,determine differences between the baseline trend and the calculated period average impedances, andaccumulate, in response to the determined changes in relative position of the baseline trend and the short term trend, the determined differences between the baseline trend and the calculated period average impedances. 2. The implantable medical device of claim 1, wherein the accumulated determined differences is set to zero when the short term trend intersects the adaptive baseline trend. 3. The implantable medical device of claim 1, wherein the microprocessor initially generates the adaptive baseline trend and the short term trend using a first computation scheme and the microprocessor subsequently generates the adaptive baseline trend and the short term trend using a second computation scheme different from the first computation scheme. 4. The implantable medical device of claim 3, wherein the microprocessor performs the first computation scheme at a first rate and the microprocessor performs the second computation scheme at a second rate less that the first rate. 5. The implantable medical device of claim 4, wherein the microprocessor computes the first rate in response to a predetermined number of the generated measured impedances. 6. The implantable medical device of claim 1, wherein the determined changes in relative position correspond to determining intersecting of the baseline trend by the short term trend. 7. The implantable medical device of claim 1, wherein the microprocessor compares the accumulated determined differences to a predetermined threshold and determines corresponding significant events in response to the comparing. 8. The implantable medical device of claim 7, wherein the significant events determined by the microprocessor include one of storing data within the implantable medical device, apply or modifying a delivered therapy, notifying the patient, notifying medical personnel, and modifying frequency of impedance measurement. 9. The implantable medical dev... | Medtronic, Inc. | A61B005/053
US08396540 | B2 | 2013-03-12 | Electronic fetal monitoring assessment system and method | 2008-06-13 | Electronic fetal monitoring assessment tools and methods of use thereof. The electronic fetal monitoring assessment tools are useable in connection with Electronic Fetal Monitoring (“EFM”) systems, such as those EFM systems currently used by and available to medical professionals. Electronic fetal monitoring assessment tools may include an electronic measurement tool for one or more of assessing the baseline FHR, assessing variability of the baseline FHR, assessing decelerations in the FHR and/or assessing acceleration in the FHR. Electronic measurement tools may be used as electronically generated visual tools to assess one or more fetal heart rate patterns. | 1. An electronic fetal monitoring assessment tool for use with an Electronic Fetal Monitoring (EFM) system including: at least one sensor positionable on or about a patient to measure maternal uterine contraction information and fetal heart rate information;a data processor in combination with the at least one sensor to receive and process the maternal contraction information and the fetal heart rate information from the at least one sensor;a display in combination with the data processor, wherein the display visually communicates to a user the fetal heart rate information as a fetal heart rate tracing within a first coordinate structure and the maternal contraction information as a contraction line within a second coordinate structure, wherein the first coordinate structure comprises a plurality of vertical coordinates expressed as beats per minute and a plurality of horizontal coordinates expressed as seconds;the electronic fetal monitoring assessment tool comprising data processor executable instructions on a readable medium of the EFM, the instructions operating at least one electronic measurement tool that is manually selected using a user interface in combination with the EFM to automatically generate an electronically generated graphic indicator that is manually placed within the first coordinate structure or second coordinate structure on the display, wherein the electronically generated graphic indicator is visible on the display when positioned within the first coordinate structure or second coordinate structure, and the graphic indicator comprises an electronically generated range window movably positionable over the fetal heart rate tracing and spanning at least one range of vertical coordinates of the first coordinate structure, the electronically generated range window comprising a first window of a first vertical coordinate range spanning five beats per minute and a second window of a second vertical coordinate range spanning twenty-five beats per minute, wherein the first window is visually distinguishable from the second window. 2. The electronic fetal monitoring assessment tool of claim 1, further comprising a second electronic measurement tool including a further graphic indicator comprising an electronically generated baseline of the fetal heart rate tracing. 3. The electronic fetal monitoring assessment tool of claim 2, further comprising: an information window electronically generated within the display; anda coordination circuit, whereupon placement of the electronically generated baseline within the first coordinate structure, the coordination circuit determines a horizontal coordinate of the electronically generated baseline and outputs into the information window a corresponding baseline fetal heart rate value. 4. The electronic fetal monitoring assessment tool of claim 3, wherein the information window displays a date and a time of the placement of the electronically generated baseline within the first coordinate str... | Clinical Computer Systems Incorporated | A61B005/024
US08409109 | B2 | 2013-04-02 | Rectal probe with disposable balloon assembly | 2005-03-28 | A reusable temperature sensing probe assembly comprises a temperature sensor strip extending from one end of a handle. The temperature sensor strip carries at least one temperature sensor for measuring temperature within a body cavity of a person, such as the rectum. The handle/temperature sensor strip is reversibly positionable within a unitary balloon/sleeve assembly comprised of a balloon portion and a sleeve portion. The balloon portion is comprised of a first interior space configured to hold the temperature sensor stip and a second interior space separate from the first interior space that is configured for inflation. An inflation tube has one portion sealed within the second interior space of the balloon portion and a second portion which extends through the sleeve portion for connection to a fluid source. | 1. A temperature sensing probe assembly comprising: a handle having a length, a width, a first end and a second end;a temperature sensor strip carried by the handle and extending from the first end of the handle, the temperature sensor strip comprising a temperature sensor spaced from the first end, the temperature sensor configured for connection to a thermometry device;a balloon-and-sleeve assembly comprising: opposing first and second layers of a flexible polymeric material configured to define a balloon and a sleeve that extends longitudinally from the balloon, the balloon further comprising a first interior space in communication with an interior space of the sleeve, and a second interior space isolated from the first interior space and from the interior space of the sleeve; andan inflation tube having a first tube portion sealingly connected within the second interior space of the balloon, the first tube portion configured with an inflation port, the inflation tube further having a second tube portion extending through the interior space of the sleeve and being configured for connection to a fluid source; andwherein the handle is reversibly positionable within the sleeve and the temperature sensor strip is reversibly positionable within the first interior space of the balloon. 2. The temperature sensing probe assembly of claim 1 wherein the balloon comprises a third polymeric layer having a perimeter edge corresponding to a perimeter of the balloon and an end portion facing the sleeve, the perimeter edge connected to the first and second polymeric layers of the balloon, the first and third polymeric layers defining the first interior space of the balloon and the second and third polymeric layers defining the second interior space of the balloon. 3. The temperature sensing probe assembly of claim 2 wherein the first and third layers of the balloon are configured to define a temperature sensor channel, the temperature sensor channel in communication with the interior space of the sleeve. 4. The temperature sensing probe assembly of claim 3 wherein the balloon comprises a waist at a point of transition from the balloon to the sleeve, wherein the first interior space of the balloon comprises an opening defined by an unconnected portion of each of the first and third polymeric layers corresponding to the waist of the balloon, and wherein the opening comprises a guide tube connected to the first and third polymeric layers. 5. The temperature sensing probe assembly of claim 1 wherein the handle further comprises a channel extending along the length of the handle and an opening in a surface of the handle for access to the channel, the channel having an inner diameter that approximates an outer diameter of the second tube portion to receive and removably retain a length of the second tube portion, wherein the opening has a width less than a width of the channel. 6. The temperature sensing probe assembly of claim 5 wherein the handle comprises a... | Urologix, Inc. | A61B005/00 A61B001/04 A61B001/00 A61M029/00
US08398575 | B1 | 2013-03-19 | Early warning and shutdown system for hemodialysis | 2009-12-03 | An early warning and shutdown system that connects to a fluid loss detection device for dressings at pre-existing port sites, catheter sites, operative sites, ostomy sites, drain sites, line sites such as those utilized in hemodialysis, wound sites, or other areas for which monitoring of fluid or blood loss is medically indicated. The early warning and shutdown system sounds an alarm when the fluid loss detection device senses a loss of fluid, and then compresses a return tube carrying such fluid to stop further fluid loss if the fluid loss continues. | 1. An early warning and shutdown system for hemodialysis comprising: a fluid loss detection device with a central opening surrounding a return access site through which a return line is configured to enter a patient's body, where the fluid loss detection device comprises an emergency shut-down electrical circuit loop surrounding the central opening in a radial plane wherein said emergency shut-down electrical circuit loop is activated by a fluid leak, and an early warning alarm electrical circuit loop surrounded by the emergency shut-down electrical circuit loop in the radial plant, wherein said early warning alarm electrical circuit loop is activated by a smaller fluid leak than the fluid leak that activates the emergency shut-down electrical circuit loop; andan automatic shutdown device connected to the fluid loss detection device, the automatic shutdown device comprising:a channel capable of receiving the return line; anda clamping mechanism located adjacent the channel such that the clamping mechanism does not compress the return line when the clamping mechanism is in an open position but compresses the return line to stop fluids from flowing therethrough when the clamping mechanism is in an engaged position,wherein the automatic shutdown device automatically moves the clamping mechanism from the open position to the engaged position when the emergency shut-down electrical circuit loop is activated by a fluid leak. 2. The early warning and shutdown system of claim 1 where the automatic shutdown device further comprises an alarm, wherein the alarm is activated when the early warning alarm electrical circuit loop is activated. 3. The early warning and shutdown system of claim 2 wherein the alarm may produce sounds, lights, vibrations, or any combination thereof. 4. The early warning and shutdown system of claim 1 where the automatic shutdown device further comprises an alarm activated when the emergency shut-down electrical circuit loop is activated. 5. The early warning and shutdown system of claim 4 wherein the alarm may produce sounds, lights, vibrations, or any combination thereof. 6. The early warning and shutdown system of claim 1 where the fluid loss detection device connects to the automatic shutdown device via a modular connector. 7. The early warning and shutdown system of claim 1 where the clamping mechanism is actuated by spring, electrical, mechanical, pneumatic, electromechanical or electropneumatic force. 8. The early warning and shutdown system of claim 1 where the automatic shutdown device further comprises a bracket or strap capable of securing the return line within the channel. 9. The early warning and shutdown system of claim 1 where the automatic shutdown device attaches to the patient's arm. | - | A61M037/00 A61B005/00
US08412305 | B2 | 2013-04-02 | Mobile multiple modality containment suite | 2008-08-26 | There are occasions when a medical facility has the need to image subject that have been contaminated with a hazardous or communicable chemical or biological agent. Occurrences of such conditions are often too remote to justify having diagnostic scanners dedicated to such imaging. A contaminated or “hot” chamber (20) interfaces with one or more uncontaminated imaging suites or “cold” chambers (22). The hot chamber (20) includes barrier walls (16) with selectively deployable containment tubes (14) that when deployed, are sealed with the barrier wall (16) and extend from the barrier wall into the gantry of the cold chamber scanners. The tubes (14) extend the hot chamber (20) can be extended into the cold chambers (22) for imaging while remaining sealed, isolating the hot subjects from the cold imaging equipment. The imagers can thus be used for both normal clinical scanning and hot patient scanning. | 1. An imaging suite comprising: a barrier wall for separating a biohazard containment region from an uncontaminated region, the barrier wall including an aperture;a selectively deployable containment vessel removably mounted to the barrier wall such that in a deployed configuration the containment vessel is sealed to the barrier wall around the aperture and extends from the biohazard containment region into the uncontaminated region;a gantry of a medical imaging device located in the uncontaminated region with an imaging region that is substantially coaxial with a longitudinal axis of the containment vessel such that in the deployed configuration, the containment vessel extends into the gantry and in an undeployed configuration the containment vessel is not in the gantry such that the gantry is available for imaging uncontaminated subjects;a subject support for supporting a subject and in a deployed configuration inserting a potentially contaminated subject from the biohazard containment region into the containment vessel and into the gantry and withdraws the subject from the containment vessel in an undeployed configuration;a cap configured to seal an opening to the containment vessel with the subject support in the undeployed configuration;a portal cover configured to seal the aperture in the barrier wall with the subject support in the undeployed configuration such that when the containment vessel is to define an air gap between the portal cover and the cap, the air gap being configured to receive a decontamination fluid. 2. The imaging suite as set forth in claim 1, wherein the gantry is movably mounted for movement toward and away from the barrier wall. 3. The imaging suite as set forth in claim 1, wherein the containment tube is configured to be removed from the barrier wall into the uncontaminated region after the portal cover has sealed the aperture and the portal cover includes a decontamination fluid valve which releases decontamination fluid to decontaminate faces of the cap and the portal cover which face the air gap. 4. The imaging suite as set forth in claim 1, further including: a plurality of uncontaminated regions, each with a corresponding barrier wall, deployable containment vessel, gantry, and subject support. 5. The imaging suite according to claim 4, wherein the plurality of uncontaminated regions are mobile structures. 6. The imaging suite as set forth in claim 1, wherein the gantry is configured to image uncontaminated subjects in the uncontaminated region without the containment vessel before and after the containment vessel is deployed and the potentially contaminated subject is inserted into the gantry without decontaminating the biohazard containment region. 7. The imaging suite according to claim 1, wherein the selectively deployable containment vessel supports a BSL-4 containment level in a deployed configuration which maintains the uncontaminated region at a higher pressure than the biohazard region, and seals... | Koninklijke Philips Electronics N.V. | A61B005/00
US08401613 | B2 | 2013-03-19 | PET-MRI combination apparatus | 2009-09-24 | Disclosed herein is a PET-MRI combination apparatus which can extend transaxial and axial fields of view (FOV) by transmitting an output signal from a photo sensor to the outside of an MRI bore using cable. The PET-MRI combination apparatus includes an MRI bore for capturing an MR image of an object. A PET detector is installed inside imaging space of the MRI bore, and is configured such that a plurality of scintillation crystal arrays, each having scintillation crystals arranged in a ring shape, is arranged in a longitudinal direction so as to extend a axial field of view (FOV). A PET circuit unit is installed outside the MRI bore to prevent the PET circuit unit from being influenced by a magnetic field in the MRI bore, and is configured to include a signal amplification circuit and a signal processing circuit. A cable is configured to connect the PET detector to the PET circuit unit. | 1. A Positron Emission Tomography (PET)-Magnetic Resonance Imaging (MRI) combination apparatus, comprising: an MRI bore configured to capture an MR image of an object which moves into an imaging space;a PET detector installed inside the imaging space of the MRI bore, and configured such that a plurality of scintillation crystal arrays, each having a plurality of scintillation crystals arranged in a ring shape, is arranged in a longitudinal direction so as to extend a axial field of view (FOV);a PET circuit unit installed outside the MRI bore to prevent the PET circuit unit from being influenced by a magnetic field produced in the MRI bore, and configured to include therein a signal amplification circuit and a signal processing circuit; anda cable configured to connect the PET detector to the PET circuit unit,wherein the PET detector comprises photo sensor, and the signal amplification circuit comprises pre-amplifier and shaping amplifier, andthe cable is a multi-channel cable that is connected from the photo sensor to the signal amplification circuit, and is configured to transmit charge signals to the signal amplification circuit and further transmits voltage and bias signals to the PET detector, and has a high-characteristic impedance and wherein the cable has a length from 5 cm to 500 cm so as to prevent performance of PET and MRI imaging from being deteriorated. 2. The PET-MRI combination apparatus according to claim 1, wherein: the photo sensor converts scintillation detected by the scintillation crystals into the charge signals. 3. The PET-MRI combination apparatus according to claim 2, wherein the photo sensor is a semiconductor photo sensor. 4. The PET-MRI combination apparatus according to claim 2, wherein the cable is a multi-channel cable which comprises a number of channels corresponding to a number of charge signals output from the photo sensor and transmits respective charge signals to the PET circuit through corresponding channels. 5. The PET-MRI combination apparatus according to claim 2, wherein: the cable is a multi-channel cable comprising a number of channels exceeding a number of charge signals output from the photo sensor; andthe channels corresponding to the charge signals in number transmit respective charge signals to the PET circuit, and remaining channels not participating in the transmission of the charge signals are grounded, thus minimizing interference of the charge signals. 6. The PET-MRI combination apparatus according to claim 2, wherein the cable is a multi-channel fine coaxial cable. 7. The PET-MRI combination apparatus according to claim 2, wherein the cable is a multi-channel twisted-pair cable. 8. The PET-MRI combination apparatus according to claim 1, further comprising an object table equipped with a movable bed for allowing the object to move into the imaging space, wherein the PET circuit is installed within the object table. 9. The PET-MRI combination apparatus according to claim 8, wherein the ... | Industry-University Cooperation Foundation Sogang University | A61B005/05
US08403846 | B1 | 2013-03-26 | Networked triage system and method | 2009-10-22 | A networked triage system for prioritizing medical care administered to an injured user including a networked monitoring system and a plurality of user groups. Each group includes a portable network interface and a plurality of illuminated display systems. Each illuminated display system couples to an injured user and includes a plurality of light emitters. Each light emitter provides a predetermined wavelength of light than the other light emitters from the plurality of light emitters. Operatively, each respective predetermined wavelength provides information relating to a corresponding predetermined status of the user. Each illuminated display system includes an id tag processor that facilitates emission of identification signals for receipt by the portable network interface. Based on the identification signal, the portable network interface generates a network signal for receipt by the networked monitoring system. The network monitoring system can assess the degree of injury of several user groups in a triage situation. | 1. A networked triage system comprising:a plurality of user groups, each user group including a plurality of illuminated display systems, each illuminated display system couples to an injured user and includesa plurality of light emitters, each light emitter providing a predetermined wavelength of light than the other light emitters from the plurality of light emitters, each respective predetermined wavelength providing information relating to a corresponding predetermined status of the user, andan id tag processor, the id tag processor facilitates emission of an identification signal, anda portable network interface coupled to the plurality of illuminated display system, the portable network interface receiving the identification signal; anda networked monitoring system, each user group of the plurality of user groups in communication with the networked monitoring system. 2. The networked triage system according to claim 1 wherein the portable network interface generates a command signal for receipt by a desired illuminated display system in the network triage system, the command signal including illumination instructions for the illuminated display system. 3. The networked triage system according to claim 2 wherein each user group communicates with the networked monitoring system with network signals, and wherein the portable network interface generates a network signal based on the identification signal, the network signal including information regarding the identification of each illuminated display system and the status of the corresponding illuminated light emitter from each illuminated display system. 4. The networked triage system according to claim 3 wherein the command signal generated by the portable network interface is at least in part based on network signals received by the portable network interface from the networked monitoring system. 5. The networked triage system according to claim 1 the portable network interface including a manual interface and a display coupled to the manual interface, the display indicating the triage status from an illuminated display system. 6. The networked triage system according to claim 1 wherein at least one memory device stores triage information. 7. The networked triage system according to claim 6 wherein the at least one memory device is used in medical triage in conjunction with a desired illuminated display system, and stores identification signals and command signals associated with the desired illuminated display system. 8. The networked triage system according to claim 6 wherein the at least one memory device is color coded based on a color scheme associated with medical triage. 9. A method for organizing medical care comprising the steps of: providing a plurality illuminated display systems, each illuminated display system including an identification tag processor;administering a clinical assessment of an injured user and assigning a triage status to the injured user based on a pre-... | - | A61B005/00
US08396543 | B2 | 2013-03-12 | Storage of data for evaluation of lead integrity | 2010-01-28 | In general, the disclosure describes techniques for storing data corresponding to sensed high-rate non-sustained episodes that occur close in time to detection of a lead integrity condition. A method comprises detecting a first high-rate non-sustained episode, activating a data storage operation for storing data associated with high rate non-sustained episodes in response to detecting the first episode, and storing data associated with the first episode in an episode log in response to activating the data storage operation. Another method comprises detecting a lead integrity condition, and activating a data storage operation for storing data associated with high rate non-sustained episodes in response to detecting the condition. | 1. A system comprising: a sensing module that monitors a signal indicative of cardiac contractions;a processor that detects a first high rate non-sustained episode based on the signal sensed by the sensing module and activates a data storage operation for storing data associated with high rate non-sustained episodes in response to detecting the first episode; anda memory that stores data associated with the first episode in response to the processor activating the data storage operation, wherein the processor detects a lead integrity condition based on the signal sensed by the sensing module and determines whether the memory contains data associated with a predetermined number of high rate non-sustained episodes, and wherein the processor determines that the memory contains data associated with the predetermined number of high rate non-sustained episodes, turns off the data storage operation in response to the determination, and prevents data stored in the memory from being overwritten until the data is accessed for analysis. 2. The system of claim 1, wherein the processor detects a second high rate non-sustained episode based on the signal sensed by the sensing module and the memory stores data associated with the second episode in response to the processor detecting the second episode. 3. The system of claim 1, wherein the processor determines that the memory contains data associated with less than the predetermined number of high rate non-sustained episodes, the processor detects an additional high rate non-sustained episode based on the signal sensed by the sensing module, and the memory stores data associated with the additional episode in response to the processor detecting the additional episode. 4. The system of claim 1, wherein the processor determines that the data storage operation has been active for a threshold time period and turns off the data storage operation in response to determining that the data storage operation has been active for the threshold time period. 5. The system of claim 1, wherein the data associated with the first episode comprises an electrogram signal sensed by the sensing module. 6. The system of claim 5, wherein the data associated with the first episode further comprises a marker channel associated with the electrogram. 7. The system of claim 1, further comprising an implantable medical device that comprises the sensing module. 8. The system of claim 7, wherein the implantable medical device comprises the processor. 9. The system of claim 7, wherein the implantable medical device comprises at least one of a pacemaker, cardioverter, or defibrillator. | Medtronic, Inc. | A61B005/0464
US08414498 | B2 | 2013-04-09 | System, method and apparatus for measuring blood flow and blood volume | 2004-05-10 | A system for measuring blood flow in an organ of a subject, particularly useful for non-invasive cardiac output monitoring (N.I.C.O.M.™), the system comprises: a radiofrequency generator for generating output radiofrequency signals; a plurality of electrodes, designed to be connectable to the skin of the subject, the electrodes being for transmitting the output radiofrequency signals to the organ and for sensing input radiofrequency signals of the organ. The system further comprises a mixer, electrically communicating with the radiofrequency generator and at least a portion of the plurality of electrodes, for mixing the output radiofrequency signals and the input radiofrequency signals, so as to provide a mixed radiofrequency signal being indicative of the blood flow. The system further comprises electronic circuitry, constructed and designed to filter out a portion of the mixed radiofrequency signal so as to substantially increase a signal-to-noise ratio of a remaining portion of the mixed radiofrequency signal. | 1. A system for measuring blood flow in an organ of a subject, the system comprising: a radiofrequency generator for generating output radiofrequency signals;a plurality of electrodes, designed to be connectable to the skin of the subject, said electrodes being for transmitting said output radiofrequency signals to the organ and for sensing input radiofrequency signals of the organ;a mixer, electrically communicating with said radiofrequency generator and at least a portion of said plurality of electrodes, for mixing said output radiofrequency signals and said input radiofrequency signals, so as to provide a mixed radiofrequency signal having a radiofrequency sum and a radiofrequency difference and being indicative of the blood flow;electronic circuitry, constructed and designed to filter out a portion of said mixed radiofrequency signal; anda data processor for calculating at least one quantity using a remaining portion of said mixed radiofrequency signal, said at least one quantity being selected from the group consisting of a stroke volume, a cardiac output, a brain intra luminal blood flow and an artery blood flow rate. 2. The system of claim 1, wherein said electronic circuitry comprises a low pass filter for filtering out said radiofrequency sum. 3. The system of claim 1, wherein said electronic circuitry comprises an analog amplification circuit for amplifying said remaining portion of said mixed radiofrequency signal. 4. The system of claim 1, wherein said electronic circuitry comprises a digitizer for digitizing said remaining portion of said mixed radiofrequency signal. 5. The system of claim 1, wherein said electronic circuitry is designed and constructed so as to minimize sensitivity of said input radiofrequency signals to impedance differences between said plurality of electrodes and the organ of the subject. 6. The system of claim 5, wherein said electronic circuitry comprises at least one differential amplifier characterized by an impedance being larger than said impedance differences between said plurality of electrodes and the organ of the subject. 7. The system of claim 1, wherein said artery blood flow rate is selected from the group consisting of an external carotid blood flow rate, an internal carotid blood flow rate, an ulnar blood flow rate, a radial blood flow rate, a brachial blood flow rate, a common iliac blood flow rate, an external iliac blood flow rate, a posterior tibial blood flow rate, an anterior tibial blood flow rate, a peroneal blood flow rate, a lateral plantar blood flow rate, a medial plantar blood flow rate, a deep plantar blood flow rate. 8. The system of claim 1, further comprising a pacemaker, communicating with said data processor and operable to control a heart rate of the subject, wherein said data processor is programmed to electronically control said pacemaker, in accordance with a value of said at least one quantity. 9. The system of claim 1, further comprising a drug administrating device... | Cheetah Medical, Inc. | A61B005/02 A61B005/05
US08425431 | B1 | 2013-04-23 | Blood sample obtaining device | 2011-06-22 | A blood sample obtaining device including a first arm, a second arm, a light source and a pressure applying head. The first arm and the second arm are operably connected to each other. The light source is mounted with respect to the first arm. The pressure applying head is mounted with respect to the second arm. | 1. A blood sample obtaining system comprising: a blood sample obtaining device comprising: a first arm;a second arm that is operably connected to the first arm;a light source mounted to the first arm, wherein the light source is adapted to emit light; anda pressure applying head mounted to the second arm, wherein the pressure applying head has an open region formed therein and wherein the pressure applying head is rotatable with respect to the second arm, wherein the first arm and the second arm are configured to move to a closed configuration to retain a body portion in a stationary position with respect to the first arm and the second arm, and wherein the light source is configured to illuminate the body portion through the open region to aid a user in identifying a location for blood sampling; anda puncturing device that is configured to puncture the body portion. 2. The blood sample obtaining system of claim 1, wherein the first and second arms are biased away from each other. 3. The blood sample obtaining system of claim 2, wherein a biasing force is adjustable. 4. The blood sample obtaining system of claim 1, and further comprising a protective cover mounted at least partially over the light source, wherein the light is visible through the protective cover. 5. The blood sample obtaining system of claim 1, wherein the light source is configured to be activated using a technique selected from the group consisting of when the first arm and the second arm are moved from an open configuration toward a closed configuration, by movement of at least one of the first arm and the second arm from a stationary position, by an on/off switch or combination thereof. 6. The blood sample obtaining system of claim 1, wherein the open region on the pressure applying head is configured to allow blood to flow into a puncture site. 7. The blood sample obtaining system of claim 1, wherein the pressure applying head is capable for use as a guide for a puncture site. 8. The blood sample obtaining system of claim 1, and further comprising at least one guiding mark on the pressure applying head. 9. The blood sample obtaining system of claim 1, and further comprising a magnifying means operably connected to at least one of the first arm and the second arm. 10. The blood sample obtaining system of claim 9, wherein the magnifying means is movable between a use position and a storage position. 11. The blood sample obtaining system of claim 1, and further comprising a battery mounted with respect to at least one of the first arm and the second arm, wherein the battery is operably connected to the light source. 12. The blood sample obtaining system of claim 1, wherein rotation of the pressure applying head with respect to the second arm is configured to change an orientation of the open region with respect to the second arm. 13. The blood sample obtaining system of claim 1, wherein the pressure applying head further comprises a slot formed therein and wherein t... | - | A61B005/00
US08417329 | B2 | 2013-04-09 | Analysis and regulation of food intake | 2008-05-11 | Apparatus (18, 18′) is provided, which includes one or more fundic sensors (74), configured to be applied to a fundus of a subject (10), and to generate a fundic signal. The apparatus further includes a control unit (90), which is configured to make a tentative determination of ingestion by the subject (10), determine fundic impedance responsively to the fundic signal, and calculate a duration of a period during which the fundic impedance rose during the tentatively-determined ingestion. Upon finding that the duration is less than a fundic rise duration threshold value, the control unit (90) determines that the tentative determination of ingestion is a false positive. Other embodiments are also described. | 1. Apparatus comprising: one or more antral sensors, configured to be applied to an antrum of a subject, and to generate an antral signal; anda control unit, configured to: detect ingestion of food by the subject,determine antral impedance responsively to the antral signal, andinterpret a change in antral impedance vs. a as line value of less than a threshold value as indicating that the ingested food is predominantly solid. 2. no apparatus according to claim 1, further comprising: gastrointestinal (GI) tract attachment element, configured to be coupled to a portion of a (GI)tract of a subject such that the element surrounds less than 360 degrees of the GI tract, and applies a constrictive force to the GI tract portion that causes at least a 5% reduction in a cross-sectional area of the GI tract in a vicinity of the portion; andat least one electrode, electrically coupled to the control unit and coupled to the attachment element such that the electrode contacts the GI tract portion when the attachment element is coupled to the GI tract portion. 3. The apparatus according to claim 1, further comprising a gastric band, wherein the control unit is configured to cause tightening of the gastric band in response to a determination that the ingested food is predominantly solid. 4. The apparatus according to claim 1, wherein the control unit is configured to detect the ingestion of the food by; making a tentative determination of ingestion of solid food by the subject, anddetermining that the tentative determination is not a false positive upon finding that the ingested food is predominantly solid. 5. The apparatus according to claim 4, further comprising one or more fundic sensors, configured to be applied to a fundus of a subject, and to generate a fundic signal, wherein the control unit is configured to determine fundic impedance responsive to the fundic signal, calculate a duration of a period during which the fundic impedance rose during the tentatively-determined ingestion, and determine that the tentative determination is a false positive upon finding that the duration is less than a fundic rise duration threshold value. 6. The apparatus according to claim 1, further comprising: an external device, which comprises a device wireless communication module; andan implantable wireless device communication module, which is coupled to control unit,wherein the control unit is configured to dike the implantable wireless device communication module to wirelessly transmit, to the device wireless communication module, an indication that the ingested food is predominantly solid. 7. A method comprising: detecting ingestion of food by a subject;determining antral impedance of antral impedance of the subject; andinterpreting a change in anti-al impedance vs. a baseline value of less than a threshold value as indicating that the ingested hand is predominantly solid. 8. Apparatus comprising: one or more fundic sensors, configured to be applied to a fundus of... | Metacure Ltd. | A61B005/05 A61F002/00 A61F013/00 A61N001/00
US09220436 | B2 | 2015-12-29 | Technique for remanufacturing a BIS sensor | 2011-09-26 | Remanufactured BIS sensors and methods for remanufacturing used BIS sensors are provided. Such a remanufactured sensor may include certain components from a used medical sensor and certain new components. For example, a remanufactured BIS sensor may include a backing layer and at least first, second, and third electrodes disposed on the backing layer having a conductive ink. The first, second, and third electrodes are adapted to be in electrical contact with a patient to perform BIS measurements. A foam layer may be disposed on at least a portion of the backing layer, and an adhesive may be attached to the foam layer and is configured to secure the remanufactured BIS sensor to the patient. The first electrode, the second electrode, the third electrode, the backing layer, or a combination thereof, may be new and the foam layer, the adhesive, or a combination thereof, may be from a used medical sensor. | 1. A remanufactured bispectral index (BIS) sensor, comprising: a backing layer;first, second, and third electrodes disposed on the backing layer and comprising a conductive ink, wherein the first, second, and third electrodes are adapted to be in electrical contact with a patient to perform BIS measurements;a first foam layer disposed on at least a portion of the backing layer;a second foam layer disposed on at least a portion of the first foam layer;a first adhesive layer configured to secure the first foam layer to the second foam layer; anda second adhesive layer attached to the second foam layer and configured to secure the remanufactured BIS sensor to the patient; andwherein at least a portion of one of the first, second, and third electrodes and at least a portion of the backing layer are from a used medical sensor, and the second adhesive layer is new. 2. The remanufactured BIS sensor of claim 1, wherein the conductive ink of the first, second, and third electrodes comprises a silver/silver chloride ink printed on the backing layer, and wherein the first, second, and third electrodes are positioned between the backing layer and the first foam layer. 3. The remanufactured BIS sensor of claim 1, comprising a plurality of conductors printed in the conductive ink on the backing layer, wherein the conductors connect the first, second, and third electrodes to a tail region of the backing layer, and the tail region is configured to attach to a connector. 4. The remanufactured medical sensor of claim 3, comprising the connector, wherein the connector comprises a memory unit storing information relating to the remanufactured BIS sensor that enables a BIS monitor to use the BIS sensor to perform BIS measurements on the patient using at least the first, second, and third electrodes as a ground electrode, a reference electrode, and a signal electrode, respectively. 5. The remanufactured BIS sensor of claim 4, wherein the memory unit is from the used medical sensor and has been re-programmed to enable continued operation of the remanufactured BIS sensor. 6. The remanufactured BIS sensor of claim 4, wherein the memory unit comprises a replacement memory unit configured to emulate an original memory unit of the used medical sensor by simulating an output of the original memory unit based on an analysis of the output of the original memory unit. 7. The remanufactured BIS sensor of claim 4, wherein the memory unit comprises code configured to cause the remanufactured BIS sensor to become non-functional after a predetermined number of uses or after a predetermined period of time. 8. The remanufactured BIS sensor of claim 4, comprising an adaptor coupled to the connector, wherein the adaptor is configured to manipulate data transmitted to or from the memory unit to enable continued operation of the remanufactured BIS sensor. 9. The remanufactured BIS sensor of claim 8, wherein the adaptor is configured to manipulate data transmitted to the memory uni... | Covidien LP | A61B005/0478 A61B005/00
US10631760 | B2 | 2020-04-28 | Method for prediction, detection, monitoring, analysis and alerting of seizures and other potentially injurious or life-threatening states | 2012-08-31 | The present invention provides a method for predicting seizures and for detecting seizures, and other potentially injurious or life-threatening events, optionally in conjunction with a mobile device. In an embodiment, a portable device provides epilepsy seizure prediction, detection, monitoring, analysis and alerting for epilepsy patients or other people afflicted with seizures. In an embodiment, the portable device may alert and communicate information to health care providers, caregivers and family members, emergency services, and the like. Collected data may be reviewed and analyzed for use in developing specific criteria for predicting and detecting seizures and other potentially injurious or life-threatening events. | 1. A portable device comprising: a housing including:an accelerometer and/or gyroscope unit for measuring motion data and a body position of a person;a memory unit for storing settings for detecting high frequency motion by the person received from the accelerometer and/or gyroscope unit;a processor to implement an algorithm and generate an indication whether a specific abnormal motion occurred based on the algorithm, wherein the abnormal motion includes a seizure and the algorithm analyzes the measured motion data, comparing characteristics of the high frequency motion by the person to the measured motion data and body position of the person and determining seizure status and whether an alert should be sent based on the comparing, and further to adapt the algorithm for creating an individual algorithm customized toward characteristics of the high frequency motion by the person and information specific to a user compiled from medical history;a monitoring sensor, in electronic communication with the memory unit and processor, having at least one conductive pad arranged to be placed on a respective limb of the body of the person at a monitoring location for sensing and monitoring, over a prolonged period of time, signals from the respective limb of the body of the person and an electromyogram waveform of the user and calculating a muscle tension from the electromyogram waveform; anda display for viewing the abnormal motion or a determined seizure status,wherein the processor is further configured to determine whether the muscle tension is greater than a predetermined value, and whether the muscle tension is greater than the predetermined value,determining whether there is a change of the body position of the person during a predetermined period of time, andwhen there is a change of the body position of the person that is not within an allowable position change range, outputting an alert. 2. The portable device of claim 1, further comprising: an attachment apparatus for attaching the portable device to the person. 3. The portable device of claim 2, wherein the attachment apparatus is selected from a group consisting of a strap, cable, string, band, and leash. 4. The portable device of claim 1 wherein the monitoring sensor comprises one or more of an electrodermal activity sensor, heart rate sensor, heart rate variability sensor, temperature sensor, and a motion sensor. 5. The portable device of claim 1, further comprising a transceiver for communication between the portable device and a telecommunications network. 6. The portable device of claim 5, wherein the telecommunications network includes one or more of the Internet and an intranet. 7. A method for abnormal motion detection, comprising: downloading an optimal available abnormal motion detection algorithm to a mobile device;periodically activating device sensors electronically connected with the mobile device, via a processor electronically connected with the mobile device in listening m... | - | A61B005/00 A61B005/11 G08B021/04 G16H050/20 G16H050/70 G16H080/00 A61B005/024 A61B005/053 A61B005/0205 A61B005/0488
US09314186 | B2 | 2016-04-19 | Body fat measurement device | 2012-12-12 | A body fat measurement device includes a plurality of electrodes including back area electrodes and upper limb electrodes, a body impedance measurement unit that measures a body impedance using the plurality of electrodes, a body composition information calculation unit that calculates a body fat mass based on the body impedance, a fitting belt for bringing the back area electrodes into contact with the surface of the measurement subject's back area in a pressurized state, and an upper limb unit that includes a gripping portion that can be gripped by the measurement subject's hand, the upper limb electrodes being provided in the gripping portion. The upper limb unit can be attached to and detached from the fitting belt. | 1. A body fat measurement device comprising: a plurality of electrodes comprising back area electrodes for making contact with a surface of a back area that is an area on a back side of a trunk area of a measurement subject, and upper limb electrodes for making contact with a surface of upper limbs of the measurement subject;a body impedance measurement unit for measuring a body impedance of the measurement subject's body using said plurality of electrodes;a body composition information calculation unit that calculates a body fat mass based on said body impedance measured by said body impedance measurement unit;a fitting belt for bringing said back area electrodes into contact with the surface of the back area of the measurement subject in a pressurized state by being tightened around the trunk area of the measurement subject; andan upper limb unit comprising a gripping portion that can be gripped by a hand of the measurement subject, said upper limb electrodes being provided in said gripping portion,wherein said upper limb unit can be attached to and detached from said fitting belt,wherein the fitting belt comprises a buckle portion having a light-transmissive window portion,wherein, when the fitting belt is tightened around the trunk area of the measurement subject, the fitting belt measures a circumferential length of the trunk area of the measurement subject,wherein a surface of the light-transmissive window portion has a marker, andwherein the light-transmissive window allows the measurement subject to visually check whether a position of a navel of the measurement subject matches a position of the marker. 2. The body fat measurement device according to claim 1, wherein said fitting belt comprises a first engagement member,wherein said upper limb unit comprises a second engagement member that can engage with said first engagement member,wherein said upper limb unit is attached to said fitting belt by said first engagement member entering an engaged state with said second engagement member, andwherein said upper limb unit can be detached from said fitting belt by canceling said engaged state. 3. The body fat measurement device according to claim 2, wherein said first engagement member forms an opening by being attached to said fitting belt,wherein said second engagement member has a predetermined length that enables said second engagement member to be inserted into said opening,wherein said upper limb unit is attached to said fitting belt by said second engagement member being inserted into said opening, andwherein said upper limb unit is detached from said fitting belt by said second engagement member being pulled out from said opening. 4. The body fat measurement device according to claim 2, wherein the position at which said first engagement member is attached to said fitting belt can be moved along a lengthwise direction of said fitting belt. 5. The body fat measurement device according to claim 1, wherein said upper limb unit further... | OMRON HEALTHCARE Co., Ltd. | A61B005/053 A61B005/00
US20130079670 | A1 | 2013-03-28 | SELF-CONTAINED MUSCULAR-SKELETAL PARAMETER MEASUREMENT SYSTEM HAVING UN-LOADED OR LIGHTLY LOADED CAVITY | 2011-09-23 | At least one embodiment is directed to an insert sensing device for measuring a parameter of the muscular-skeletal system. The insert sensing device can be temporary or permanent. The insert sensing device is a self-contained encapsulated measurement device. The insert sensing device comprises a support structure having an articular surface for allowing articulation of the muscular-skeletal system and a support structure having a load bearing surface. The structures attach together to form a housing that includes one or more sensors, a power source, electronic circuitry, and communication circuitry. The electronic circuitry, power source, and communication circuitry are placed in a cavity of the insert sensing device that is unloaded or lightly loaded by the muscular-skeletal system. Shims can be attached to the load-bearing surface to adjust the height of insert sensing device. | 1. A measurement system for measuring a parameter of the muscular-skeletal system comprising a prosthetic knee insert that includes: at least one sensor;electronic circuitry operatively coupled to the at least one sensor; anda power source coupled to the electronic circuitry where the electronic circuitry and the power source are located within the prosthetic knee insert in an unloaded or lightly loaded region therein. 2. The measurement system of claim 1 where the prosthetic knee insert includes a first articular surface and a second articular surface for allowing movement of the muscular-skeletal system where the electronic circuitry and the power source are located between the first and second articular surfaces. 3. The measurement system of claim 2 where the electronic circuitry comprises one or more electrical components mounted and coupled to form a circuit on a printed circuit board. 4. The measurement system of claim 3 further including an application specific integrated circuit mounted to the printed circuit board to reduce form factor and power dissipation. 5. The measurement system of claim 4 where the power source is mounted to the printed circuit board and where a clip overlies the power source and couples to a slot in the at least one retaining feature. 6. The measurement system of claim 3 further including an interior surface within the insert where at least one retaining feature extends from the interior surface for retaining the printed circuit board. 7. The measurement system of claim 4 further including at least one channel adjacent to the interior surface for routing interconnect to the printed circuit board. 8. The measurement system of claim 2 where the prosthetic knee insert is substantially equal dimensionally to a final knee insert. 9. The measurement system of claim 8 further including: at least three sensors underlying the first articular surface; andat least three sensors underlying the second articular surface. 10. The measurement system of claim 9 further including: a first load plate coupled to the first articular surface for transferring a load applied to the first articular surface to the at least three sensors underlying the first articular surface; anda second load plate coupled to the second articular surface for transferring a load applied to the second articular surface to the at least three sensors underlying the second articular surface. 11. A prosthetic knee insert for measuring a force, pressure, or load applied by the muscular-skeletal system comprising: a first articular surface;a second articular surface; anda region between the first and second articular surfaces that is unloaded or lightly loaded by the muscular-skeletal region; anda cavity within the insert underlying the region for housing electronic circuitry for measuring the force, pressure, or load within the insert. 12. The prosthetic knee insert of claim 11 further including: at least three sensors underlying the first articular su... | ORTHOSENSOR | A61B005/103
US20130096437 | A1 | 2013-04-18 | METHOD FOR DETECTING TEMPLE HOT SPOT TEMPERATURE OF A LIVE BODY | 2012-12-12 | The present invention discloses a method for detecting temple hot spot temperature of a live body. Firstly, an infrared thermometer is used to continuously scan a temple of testee's forehead to obtain a plurality of measured infrared signals. Next, the measured infrared signals are sequenced from a greatest to a smallest measured infrared signal. Two output infrared signals closest to the greatest measured infrared signal are selected from the sequenced infrared signals. An average signal value is worked out from the selected infrared signals. Then, the average signal value is converted into a temple hot spot temperature of the testee's forehead. Thereby, not only the test result is more precise, but also the testee can learn the test result sooner. | 1. A method for detecting temple hot spot temperature of a live body comprising steps: using an infrared thermometer and continuously moving said infrared thermometer to scan different positions on a temple of testee's forehead to obtain a plurality of measured infrared signals;sequencing said plurality of measured infrared signals from a greatest measured infrared signal to a smallest measured infrared signal;selecting two output infrared signals, which are closest to said greatest measured infrared signal;obtaining an average signal value of said selected two output infrared signals; andconverting said average signal value into a hot spot temperature of said temple of testee's forehead. 2. The method for detecting temple hot spot temperature of a live body according to claim 1, wherein said infrared thermometer scans said testee's forehead five times every second. 3. The method for detecting temple hot spot temperature of a live body according to claim 2, wherein said infrared thermometer spends at least five seconds when scanning said testee's forehead. 4. The method for detecting temple hot spot temperature of a live body according to claim 1, wherein said infrared thermometer has an infrared sensor detecting infrared radiation emitted by said testee's forehead. 5. The method for detecting temple hot spot temperature of a live body according to claim 4, wherein said infrared thermometer has a microprocessor; said microprocessor is coupled to said infrared sensor, receives said infrared signals from said infrared sensor, sequences said infrared signals, obtains said average signal value, and converts said average signal value into said hot spot temperature of said temple of testee's forehead. 6. The method for detecting temple hot spot temperature of a live body according to claim 4, wherein said infrared thermometer has a probe structure; said probe structure has a casing accommodating said infrared sensor; one front end of said casing has a window, and said infrared sensor receives infrared radiation passing through said window. | RADIANT INNOVATION INC. | A61B005/00 A61B005/01
US09008414 | B2 | 2015-04-14 | Method and apparatus for assisted trajectory planning | 2011-10-04 | A procedure can be assisted by a processor system, such as a computer system. A trajectory can be used to identify a selected trajectory or path of an instrument to reach a tumor within a brain of a subject, reach a selected portion of the anatomy (e.g. sub-thalamic nucleus (STN) or spinal cord), or other appropriate target. The planning algorithm can include both inputted data and learned rankings or ratings related to selected trajectories. The planning algorithm can used the learned ratings to rate and later determined trajectories. | 1. A method of planning a trajectory to perform a procedure, comprising: selecting a plurality of training datasets regarding a plurality of training subjects, wherein each of the plurality of training datasets includes at least training image data;selecting at least one training trajectory in each of the selected plurality of training datasets;rating the at least one training trajectory in at least a selected sub-plurality of training datasets of the plurality of training datasets;executing instructions with a learning processor to process the training image data in each of at least the selected sub-plurality of training datasets of the plurality of training datasets;executing instructions with the learning processor to determine a learned rating coefficient that converges to a selected degree to predict the rating of each of the selected plurality of training trajectories;saving the determined learned rating coefficient;selecting a clinical dataset different from the plurality of training datasets including a clinical trajectory and a clinical image data;executing instructions with a clinical processor to process the clinical image data substantially similar to the instructions executed with the learning processor to process the training image data;executing instructions with the clinical processor to determine a clinical rating coefficient that converges to a selected degree to predict the rating of the clinical trajectory;determining a rating for the clinical trajectory based on the clinical rating coefficient. 2. The method of claim 1, wherein executing instructions with a learning processor to process the training image data includes sampling the training image data relative to the at least one training trajectory. 3. The method of claim 2, wherein executing instructions with a learning processor to process the training image data further includes reducing dimensionality of the sampled image data. 4. The method of claim 1, wherein executing instructions with the learning processor to determine rating coefficients includes executing a selected neural network algorithm to learn the rating of the selected at least one trajectory in each of the selected sub-plurality of the plurality of training datasets. 5. The method of claim 1, further comprising: selecting learning raters to rate the at least one training trajectory in at least the selected sub-plurality of training dataset of the plurality of training datasets;selecting a clinical rater to determine the clinical rating for the clinical trajectory;updating the saved learned coefficients with the determined clinical rating coefficient; andsaving the updated learned coefficient. 6. The method of claim 5, further comprising: executing instructions with the clinical processor to rate a current subject trajectory based on a current subject dataset different from the plurality of training datasets with the saved updated learned coefficient. 7. A system to determine a trajectory to perform a... | Medtronic Navigation, Inc. | G06K009/62 G06F019/00 A61B019/00
US08409113 | B2 | 2013-04-02 | Body fluid sampling unit | 2010-10-21 | A body fluid sampling unit includes a puncture device including a needle having a sharp needle point and a drive mechanism for operating the needle to puncture a living body surface with the needle point, a tip including an introducing section for introducing a body fluid flowing out from a puncture portion of the living body surface punctured with the needle point, a test paper for detecting a predetermined component in the body fluid, and a tip body mounted to a component measuring device for measuring the quantity and/or property of the predetermined component detected by the test paper; and a case including a mechanism containing section for containing the puncture mechanism so that the needle point of the puncture mechanism can be moved by the drive means, and a sampling implement containing section for containing the body fluid sampling implement so that the tip can be taken out. | 1. A method of obtaining a body fluid sample from a living body and using the body fluid sample comprising: removing a body fluid sampling implement from an interior of a container, the body fluid sampling implement comprising a reagent containing part comprising a reagent adapted to interact with a predetermined component in the body fluid, the interior of the container also containing a needle possessing a sharp needle point at a distal end of the needle;mounting the body fluid sampling implement on a component measuring device, the component measuring device being adapted to measure at least one of a quantity and a property of the predetermined component of the body fluid obtained by the body fluid sampling implement;the body fluid sampling implement being removed from the interior of the container either before mounting the body fluid sampling implement on the component measuring device or after mounting the body fluid sampling implement on the component measuring device;puncturing a surface of the living body with the needle by moving the needle relative to the container to produce a body fluid sample; andintroducing to the reagent containing part of the body fluid sampling implement the body fluid sample obtained by puncturing the surface of the living body with the needle so that the reagent interacts with the predetermined component in the body fluid sample. 2. The method as set forth in claim 1, wherein the body fluid sampling implement is removed from the interior of the container before mounting the body fluid sampling implement on the component measuring device, the body fluid sampling implement being mounted on the component measuring device after removing the body fluid sampling implement from the interior of the container. 3. The method as set forth in claim 1, wherein the body fluid sampling implement is mounted on the component measuring device as the body fluid sampling implement is in the interior of the container, the body fluid sampling implement being removed from the interior of the container after the body fluid sampling implement is mounted on the component measuring device. 4. The method as set forth in claim 3, wherein the body fluid sampling implement is mounted on the component measuring device by pushing the component measuring device towards the body fluid sampling implement, the pushing of the component measuring device causing a spring in the interior of the container to accumulate a spring bias which is applied to the needle during the puncturing of the surface of the living body. 5. The method as set forth in claim 1, wherein the interior of the container in which is located the body fluid sampling implement is covered by a removable membrane, and wherein the membrane is removed to expose the interior of the container before mounting the body fluid sampling implement on the component measuring device. 6. A method of obtaining a body fluid sample from a living body and using the body fluid sample comprising:... | Terumo Kabushiki Kaisha | A61B005/00 A61F002/02 B65D081/00
US09042970 | B2 | 2015-05-26 | Method and system for facilitating remote medical diagnosis and consultation | 2010-06-15 | A system for facilitating remote medical diagnosis and consultation of heart disease for a patient, the system comprising: a diagnostic device for performing Electrocardiography on the patient, a network device in communication with the diagnostic device via wired or wireless communication links, a software program pre-installed in the network device, a server located remotely, wherein during operation, the patient activates the diagnostic device which will perform Electrocardiography on the patient, the diagnostic device receives diagnostic data and transmits the diagnostic data to the network device, the software program transmit the diagnostic data to over a network to a server which a physician have access to, and based on the diagnostic data gathered by the server and some additional medical data, the physician can review the patient's health condition and offer an appropriate feedback and diagnosis for the patient. | 1. A system for facilitating medical diagnosis and consultation of heart disease for a patient, the system comprising: a diagnostic device comprising an interface unit having a display and a plurality of sensors, the diagnostic device configured for performing Electrocardiography on the patient, the diagnostic device further configured for processing a first diagnostic data and a second diagnostic data associated with the plurality of sensors, wherein said diagnostic device is flashed with a unique identifier suitable to act as a hardware security lock;a network device in communication with the diagnostic device and a remote server, the remote server for storing the first diagnostic data, the first diagnostic data to be based on for providing a metadata, wherein the metadata is transmitted to the network device;a software program pre-installed in the network device for detecting an abnormal event in the second diagnostic data, the abnormal event comprising the difference between the metadata and the second diagnostic data exceeds a preset limit,wherein a signal is generated by the network device to send the second diagnostic data to the server upon the occurrence of the abnormal event. 2. The system according to claim 1, wherein the interface unit comprises a compact, consolidated circuit board unifying a plurality of processing circuitry. 3. The system according to claim 1, wherein the communication is wireless. 4. The system according to claim 1, wherein the communication is wired. 5. The system according to claim 4, wherein the communication link is a USB connection. 6. The system according to claim 1, wherein the server comprises application software programs, database and analysis tool programs configured for determining the patient's health condition by a physician. 7. The system according to claim 1, wherein the first diagnostic data comprises a first plurality of diagnostic data acquired by the diagnostic device prior to the second diagnostic data. 8. The system according to claim 1, wherein the second diagnostic data comprises a second plurality of diagnostic data acquired by the diagnostic device subsequent to the first diagnostic data. 9. The system according to claim 1, wherein the metadata is provided by a physician. 10. A method for facilitating remote medical diagnosis and consultation of heart disease for a patient, the method comprising: performing Electrocardiography on the patient by a diagnostic device, the diagnostic device comprising an interface unit having a display and a plurality of sensors, the diagnostic device further configured for processing a first diagnostic data and a second diagnostic data associated with the plurality of sensors, wherein said diagnostic device is flashed with a unique identifier suitable to act as a hardware security lock;allowing the communication of a network device with the diagnostic device and a remote server;storing the first diagnostic data in the remote server;defining a set of... | - | A61B005/04 A61B005/00 A61B005/0404 G06F019/00 A61B005/0408
US08401610 | B2 | 2013-03-19 | Rotating catheter probe using a light-drive apparatus | 2010-10-11 | The invention is a rotating tip catheter-imaging probe where electromagnetic energy is delivered to the distal end of a catheter and converted to mechanical energy using a light drive apparatus. The mechanical energy is then used to rotate a mirror that redirects light in fixed pattern on a sample. The rotating element of the light drive apparatus contains vanes, which rotate about an axis and positioned with bearings to minimize friction. A chamber encompasses the rotating element and is set to a vacuum pressure. The rotational speed of the catheter tip can be controlled by varying the optical power delivered to the vanes, the vacuum pressure in the chamber, or by a braking mechanism applied to the rotating element. The vanes may be shaped in a particular geometry to increase forces on the vanes from thermally driven gas flow. | 1. A method of making an optical imaging device, comprising the steps of: a. providing a body having a central longitudinal lumen extending from a proximal end to a distal end of the body;b. disposing at least one optical conduit within the central longitudinal lumen of the body;c. disposing a rotating reflecting element at a distal end of the body in optical communication with the at least one optical conduit, the rotating reflecting element being coupled to a light drive apparatus including a thermal gradient in optical communication with at least one optical conduit;d. positioning a gradient index lens proximal to the rotating reflecting element and in optical communication between at least one optical conduit and the rotating reflecting element; ande. wherein the light drive apparatus further comprises mounting a plurality of vane members on a central rotary axle, wherein each of the vane members having a first energy absorbing surface and a second energy reflecting surface, wherein the light drive apparatus is made by the steps of: i. filling an optically transparent tube with a light scattering material having a scattering coefficient sufficient to propagate light along an entire longitudinal length of the optically transparent tube;ii. forming a plurality of radial vanes along the longitudinal length of the optically transparent tube;iii. metallizing the optically transparent tube and plurality of radial vanes with a light reflective metal;iv. removing metallization at least a portion of one side of each of the plurality of radial vanes;v. applying an electrical charge to the metallization; andvi. depositing a charged energy absorbing material having a charge opposite the applied electrical charge to the metallization to preferentially bind the energy absorbing material to the areas where metallization was removed in step iv. 2. The method of claim 1, further comprising applying a braking mechanism to the rotating reflecting element. 3. The method of claim 1, wherein the central longitudinal lumen comprises a capillary tube. 4. The method of claim 1, wherein the central longitudinal lumen comprises a vacuum. 5. The method of claim 1, wherein the rotating reflecting element is mounted on a rotary axle coupled with a posterior bearing and an anterior bearing. 6. The method of claim 1, further comprising coupling the optical imaging device to a catheter. 7. The method of claim 1, wherein the rotating reflecting element is selected from the group consisting essentially of: a mirrored prism, a totally-internally reflecting prism, and a dichroic reflector. 8. The method of claim 1, further comprising applying a vacuum line to the central longitudinal lumen. 9. The method of claim 1, wherein the plurality of vanes comprises a screw-type vane. 10. The method of claim 5, wherein the anterior bearing is fabricated from a micromachining technology. 11. The method of claim 5, wherein the material for the anterior bearing is selected based on... | Board of Regents, The University of Texas System | A61B005/05
US08425414 | B2 | 2013-04-23 | Controlling access to a medical monitoring system | 2007-04-12 | Systems and techniques for remote medical monitoring. In one implementation, a method includes monitoring a first medical condition of an individual, the monitoring being initiated remotely by a monitoring service, receiving a query relating to a second medical condition of the individual, transmitting a response to the query to the monitoring service, receiving a prompt from the monitoring service, and transmitting a response to the prompt to the monitoring service. The query is received from the monitoring service. The prompt is designed to provoke a particular action. | 1. A method implemented by a medical monitoring system comprising a patient-portable electrocardiographic monitoring device and a monitoring service, the method comprising: the medical monitoring system controlling access to itself, comprising: receiving information indicating that the electrocardiographic monitoring device seeks access to the monitoring service, the electrocardiographic monitoring device configured to monitor cardiac function of an individual;determining whether the electrocardiographic monitoring device is authorized to access the monitoring service, the determination being based at least in part on authorization data received from a third-party source; andbased on a result of the determination, selectively issuing an activation signal to the electrocardiographic monitoring device. 2. The method of claim 1, the method further comprising: conducting a clinical trial, conducting the clinical trial comprising: the medical monitoring system prompting an individual to medicate in accordance with a regimen of the clinical trial; andthe monitoring service monitoring a cardiac function of the individual during the medication over the electrocardiographic monitoring device. 3. The method of claim 2, wherein conducting the clinical trial further comprises the medical monitoring system receiving a response to the prompt indicating that the individual has indeed medicated in accordance with the clinical trial. 4. The method of claim 2, wherein prompting the individual to medicate comprises the medical monitoring system prompting the individual to take a specific pharmaceutical composition. 5. The method of claim 2, wherein conducting the clinical trial further comprises determining the efficacy or safety of the prompted medication. 6. The method of claim 2, wherein prompting the individual comprises prompting the individual using the electrocardiographic monitoring device. 7. The method of claim 2, wherein conducting the clinical trial further comprises generating information regarding the efficacy or safety of the medication based on results of monitoring the cardiac function of the individual during the medication. 8. The method of claim 2, wherein prompting the individual comprises outputting a dosage of a pharmaceutical composition. 9. A method implemented by a medical monitoring system comprising a patient-portable electrocardiographic monitoring device and a remote monitoring service, the method comprising: the medical monitoring system controlling access to itself, controlling the access comprising: receiving information indicating that the electrocardiographic monitoring device seeks access to the monitoring service;determining whether the electrocardiographic monitoring device is authorized to access the monitoring service, the determination being based at least in part on authorization data received from a third-party source; andbased on a result of the determination, selectively issuing an activation signal to the electr... | Braemar Manufacturing, LLC | A61B005/0432
US08424716 | B2 | 2013-04-23 | Wristband applicator | 2008-09-18 | The present invention concerns apparatus for efficiently dispensing and applying a wristband identification bracelet that is meant for attachment around an extremity of an animal or person. The apparatus is provided with a supply of identity bands that are adapted to become a bracelet by having a first portion of the band affixed to a second portion to form a continuous loop around the extremity. The extremity is positioned within a receptacle in the apparatus, permitting the identification band to be wrapped closely around the extremity by the band fixing mechanism of the apparatus. The identification band is fixed to itself to form a bracelet, so as to prevent its removal from the extremity without damaging the integrity of the bracelet. The identification bracelet comprises an integral RFID inlay component, and particularly an RFID component whereby all of the RFID circuit is realised in low cost fully printed silicon ink TFT semiconductor form as opposed to a conventional integrated circuit (IC) chip used in prior art RFID inlays. | 1. An apparatus for dispensing and applying an identification bracelet that is attachable around an extremity of an animal, including a person, the apparatus being provided with a supply of identity bands that are adapted to become a bracelet by having a first portion of the band affixed to a second portion of the band to form a continuous loop around the extremity, characterised in that the extremity is positioned within a receptacle in the apparatus to permit the identification band to be wrapped closely around the extremity by band fixing means of the apparatus, and fixed to itself to form a bracelet, so as to prevent its removal from the extremity without damaging the integrity of said bracelet and wherein the band has identification information applied in the form of an RFID tag or inlay, and the identification includes RFID data. 2. The apparatus of claim 1, wherein the band is provided in the form of a continuous strip feedstock, which is cut to a suitable length by a cutting means of the apparatus. 3. The apparatus of claim 1, further comprising: tensioning means to tauten the band close to the surface of the extremity, wherein the tensioning means is auto-tensioning to cater for a full range of the circumference size of the extremity; or self-adaptive length dispensing means to cater for a full range of the circumference size of the extremity. 4. An apparatus for dispensing and applying an identification bracelet that is attachable around an extremity, of an animal. including a person, the apparatus being provided with a supply of identity bands that are adapted to become a bracelet by having a first portion of the band affixed to a second portion of the band to form a continuous loop around the extremity, characterised in that the extremity is positioned within a receptacle in the apparatus to permit the identification band to be wrapped closely around the extremity by band fixing means of the apparatus, and fixed to itself to form a bracelet, so as to prevent its removal from the extremity without damaging the integrity of said bracelet, and wherein the band has identification information including at least one of printed characters, barcode, OCR, or photo images applied to its outer surface by an information application device of the apparatus. 5. An apparatus for dispensing and applying an identification bracelet that is attachable around an extremity of an animal, including a person, the apparatus being provided with a supply of identity bands that are adapted to become a bracelet by having a first portion of the band affixed to a second portion of the band to form a continuous loop around the extremity, characterised in that the extremity is positioned within a receptacle in the apparatus to permit the identification band to be wrapped closely around the extremity by band fixing means of the apparatus, and fixed to itself to form a bracelet, so as to prevent its removal from the extremity without damaging the integrity of said ... | RFID n Print Pty Ltd. | B65D083/08 B65D083/00 A61B005/117 B65C003/00 G06K019/06 G06K019/067 G07F011/00
US08412315 | B2 | 2013-04-02 | Analysis of heart rate variability data in animals for health conditions assessment | 2007-06-26 | Assessing health condition of an animal under study includes receiving heart rate information of the animal under study and performing heart rate variability (HRV) analysis on the received heart rate information for determining autonomic dynamics of the animal under study with respect to a species of which the animal under study is a member, wherein the HRV analysis relates to time domain HRV data and frequency domain HRV data of the received heart rate information that are evaluated with respect to physiological states and corresponding health condition for the time domain HRV data and frequency domain HRV data for the species of the animal under study. | 1. A method of operating a processor for assessing health condition of a non-human animal from a preselected animal species under study, the method comprising: receiving heart rate information at the processor from the non-human animal under study over a wireless communication link until sufficient data has been collected for reliable health condition assessment;performing heart rate variability (HRV) analysis by the processor on the received heart rate information for determining autonomic dynamics of the animal under study with respect to a species of which the animal under study is a member, wherein the HRV analysis relates to time domain HRV data and frequency domain HRV data of the received heart rate information that are evaluated with respect to physiological states and corresponding health condition for the time domain HRV data and frequency domain HRV data for the species of the animal under study;generating a health condition report by the processor for the animal under study based on a plurality of data values generated from the HRV analysis such that the data values are substantially within a range of numerical magnitude that corresponds to a predetermined health condition report characterization of the animal under study, wherein the characterization indicates whether the animal under study is fit for physical exertion;wherein the received heart rate information includes data that provides accurate information relating to heart rate and heart interbeat interval (IBI) of the animal species under study. 2. The method as defined in claim 1, further including: receiving the heart rate information from the animal under study when the animal is in a known healthy condition;storing the data at a data store for later comparison. 3. The method as defined in claim 1, further including: receiving heart rate information that comprises data sufficient to establish a baseline of heart rate variability data for one or more animals similar to the animal under study who are in a known healthy condition. 4. The method as defined in claim 1, wherein performing heart rate variability analysis comprises: determining standard deviation data for variation between heart beats of the received heart rate information;determining high frequency (HF) and low frequency (LF) components of the received heart rate information; anddetermining a plot of the HF and LF components and identifying quadrants of the plot that correspond to predetermined health condition states;determining a value for total power output of the animal under study. 5. The method as defined in claim 4, further including: indicating an unhealthy condition of the animal under study if at least one data point of the plot exceeds a predetermined value. 6. The method as defined in claim 4, wherein the health condition report includes a representation of a log-log plot of the HF and LF components. 7. The method as defined in claim 1, wherein generating a health condition report comprises: trans... | Christine Ross | A61B005/04
US08417463 | B2 | 2013-04-09 | Systems and methods for monitoring pulmonary edema dynamics | 2009-07-20 | This document discusses, among other things, systems and methods for measuring the dynamics of pulmonary congestion in heart failure subjects over time to monitor the subjects susceptibility to pulmonary edema, including sensing and receiving information indicative of a bodily pressure and information indicative of pulmonary fluid, and using the transient responses of these measurements to compute parameters related to the dynamics of thoracic fluid accumulation, such as a critical pressure (Pc), a critical time (Tc), or a filtration index (Kfi). | 1. A system for use with a physiologic pressure sensor, the system comprising: a processor comprising: a pressure sensor input configured to receive information indicative of a bodily pressure from the physiologic pressure sensor; andan impedance sensor input configured to receive impedance information indicative of a pulmonary fluid level;wherein the processor is configured to generate a pressure baseline using the information indicative of the bodily pressure received from the physiologic pressure sensor;wherein the processor is configured to generate a pulmonary fluid level baseline using the impedance information indicative of the pulmonary fluid level;wherein the processor is configured to identify a critical pressure (Pc) using the information indicative of the bodily pressure received from the physiologic pressure sensor and the received impedance information indicative of the pulmonary fluid level information, wherein the critical pressure (Pc) is the pressure at which the received impendence falls below the pulmonary fluid level baseline; andwherein the processor is configured to compute a critical time (Tc) using the information indicative of the bodily pressure received from the physiologic pressure sensor and the received impedance information indicative of the pulmonary fluid level, wherein the critical time (Tc) defines a duration beginning when the information indicative of the bodily pressure deviates from the pressure baseline and ending when the pressure reaches the critical pressure (Pc). 2. The system of claim 1, wherein the processor comprises an event detector input configured to receive information about a detected pulmonary fluid overload event, and wherein the processor is configured to identify the critical pressure (Pc) using the information indicative of the bodily pressure received from the physiologic pressure sensor leading up to or during the detected event and the received impedance information indicative of the pulmonary fluid level leading up to or during the detected event. 3. The system of claim 1, wherein the processor comprises an event detector input configured to receive information about a detected pulmonary fluid overload event, and wherein the processor is configured to compute the critical time (Tc) using the information indicative of a bodily pressure received from the physiologic pressure sensor leading up to or during the detected event and the received impedance information indicative of the pulmonary fluid level leading up to or during the detected event. 4. The system of claim 1, wherein the processor is configured to compute an estimated pressure slop (Pes) using the information indicative of the bodily pressure received from the physiologic pressure sensor, and wherein the processor is configured to compute an estimated critical time (Tec) using a current pressure determined using the information indicative of the bodily pressure received from the physiologic pressure sensor, the critical pr... | Cardiac Pacemakers, Inc. | A61B005/00 A61B005/08 A61B005/02 A61B005/04 A61N001/00 G01N033/48 G01N033/50
US08419657 | B2 | 2013-04-16 | Device for sampling bodily fluids | 2009-11-23 | A bodily fluid sampling device comprising a lancet which can be advanced against a skin-piercing site to produce a droplet of bodily fluid. A transport medium is positioned sufficiently close to the lancing medium to retain a droplet of bodily fluid therebetween by capillary action. One of the two mediums has hydrophobic material on its surface and the other hydrophilic. Various mechanisms are provided for relatively displacing the lancing and transport medium to move the droplet of bodily fluid away from the skin-piercing end. Furthermore, multiple lancet assemblies may be provided in a barrel or disk configuration and indexed to the displacing mechanisms for sampling a skin site. | 1. Apparatus for sampling bodily fluids comprising: a plurality of elongated lancing mediums, each having a skin-piercing end adapted to be displaced against a skin site to make an incision and produce a droplet of bodily fluid;a plurality of transport mediums, each transport medium oriented sufficiently close to a respective lancing medium to retain a droplet of bodily fluid between the transport medium and the respective lancing medium by capillary action;a mechanism adapted to index said lancing and transport mediums into alignment with said displacement device; anda displacement device adapted to relatively displace a lancing medium and a respective transport medium aligned with said displacement device to move the droplet of bodily fluid away from said skin site. 2. Apparatus as claimed in claim 1 wherein said lancing and transport mediums are arranged in a radial array emanating from a central axis. 3. Apparatus as claimed in claim 2 wherein said apparatus has a disk in which said lancing and transport mediums are retained. 4. Apparatus as claimed in claim 1 further comprising at least one test medium positioned adjacent at least one said lancing medium and respective transport medium, said displacement device being adapted to displace said lancing medium and said respective transport medium to move the droplet of bodily fluid away from said skin site and to said test medium. 5. Apparatus as claimed in claim 4 further comprising an indexing device adapted to index said test medium and position a selected test medium element adjacent said at least one lancing medium and respective transport medium, wherein said test medium comprises a plurality of test medium elements adjacent one another. 6. Apparatus as claimed in claim 5 wherein said test medium comprises a plurality of test medium elements arranged in a roll. 7. Apparatus as claimed in claim 5 wherein said test medium comprises a plurality of test elements arranged in a circular array, said test medium being rotatable to index selected test medium elements to be adjacent said at least transport and respective lancing medium. 8. Apparatus as claimed in claim 5 wherein said plurality of lancing mediums and said plurality of transport mediums are arranged in a radial array emanating from a central axis, wherein said plurality of test medium elements are arranged in a circular array, wherein said radial array of lancing and transport mediums and said circular array of test medium elements are adjacent to and independently rotatable of one another, and wherein said lancing and transport mediums are positioned to apply droplets of bodily fluid to said test medium elements. 9. Apparatus as claimed in claim 8 further comprising a light source arranged to illuminate selected test medium elements to which a droplet of bodily fluid has been applied. 10. Apparatus as claimed in claim 9 wherein said plurality of test medium elements rotate to individually align with said light source. 11. A... | Roche Diagnostics Operations, Inc. | A61B005/00
US08406845 | B2 | 2013-03-26 | Method and apparatus for imaging tracking | 2005-09-01 | Image tracking systems, and corresponding methods, are described. In some embodiments, conventional imaging components are placed on a platform having wheels, thereby providing a mechanism for imaging a moving subject. In other embodiments, conventional imaging components are situated on non-parallel rails, and moved along those rails, thereby providing a mechanism for imaging an anatomical region of a subject as that region moves in two dimensions. For yet other embodiments, image recognition and tracking approaches are provided to track the movement of a non-stationary anatomical region. The tracking of the non-stationary anatomical region permits imaging of a moving anatomy. For some embodiments, the anatomy moves within its normal range of motion. | 1. An image tracking system, comprising: a first bracket;a second bracket;a source mounted to the first bracket;a detector mounted to the second bracket, the source and the detector, in combination, being configured to define a field-of-view, wherein the first bracket and the second bracket are reconfigurable in at least two axes of movement to reposition the detector and the source;the source and the detector utilized to obtain an image of an anatomical region of interest located within the defined field-of-view; anda motor-driven portable ground carriage that includes carriage control circuitry configured to automatically control repositioning of the ground carriage responsive to movement of the anatomical region of interest;wherein the first bracket and the second bracket are mounted to the portable ground carriage. 2. The system of claim 1, further comprising: image processing logic configured to process the image; andimage identification logic configured to identify a predefined anatomical feature within the anatomical region of interest. 3. The system of claim 2, further comprising: image tracking circuitry configured to track movement associated with the predefined anatomical feature; andbracket control circuitry configured to control reconfiguring of the first bracket and movement of the source, the movement of the source being correlated to the movement of the predefined anatomical feature within the defined field-of-view. 4. The system of claim 1, wherein the source is pivotally mounted to the first bracket. 5. The system of claim 1, wherein the source is translationally mounted to the first bracket. 6. The system of claim 1, wherein the detector comprises a solid-state detector array. 7. The system of claim 1, wherein the detector comprises an imageintensifier. 8. The system of claim 1, wherein the detector is translationally mounted to the second bracket. 9. The system of claim 1, wherein: the first bracket is reconfigurable to allow vertical and horizontal movement of the source;the second bracket is reconfigurable to allow vertical and horizontal movement of the detector; and,the source and the detector are configured to move substantially synchronously with each other. 10. The system of claim 1, further comprising: a source motor operatively coupled to the source, the source motor is configured to control the movement of the source; anda detector motor operatively coupled to the detector, the detector motor is configured to control the movement of the detector; andwherein the source motor and the detector motor are configured to move substantially synchronously with each other. 11. An image tracking system, comprising: a first bracket including a first guide and a second guide, where the first guide includes a range of motion non-parallel to a range of motion of the second guide;a second bracket including a third guide and a fourth guide, where the third guide includes a range of motion non-parallel to a range of motion o... | University of Tennessee Research Foundation | A61B005/05
US08417306 | B2 | 2013-04-09 | Method and device for measuring parameters of cardiac function | 2008-02-13 | A device for non-invasively measuring at least one parameter of a cardiac blood vessel in a patient is provided. The device comprises at least one light source that emits light in the 400 nm to 1000 nm wavelength range; at least one photodetector adapted to receive light emitted by the light source and generate an output based on the received light, wherein said light is reflected from or transmitted through tissue of the patient, the output of said photodetector being correlated with a parameter of the blood vessel; and at least one probe for facilitating delivery of light from the light source to an external tissue site on the patient in the proximity of the cardiac blood vessel and receipt of light by the photodetector. A system and methods of monitoring/measuring cardiac parameters utilizing the device and/or system are also provided. | 1. A system useful to determine central venous pressure in a patient comprising: at least one light source adapted to emit light in the 400 nm to 1000 nm wavelength range;an array of adjacent photodetectors adapted to sequentially receive light emitted by the light source and translate said light into a recordable output wherein said light is reflected from or transmitted through tissue of the patient, wherein the photodetectors are adjacent along a length of about 1.5 to 10 cm, andat least one probe which facilitates delivery of light from the light source to an external tissue site on the patient in the proximity of the jugular vein and receipt of light reflected from or transmitted through said patient site by the photodetectors;a signal-processing device in communication with the photodetectors adapted to translate the output from said photodetectors to determine the highest position along the vein to yield a signal and calculate therefrom central venous pressure. 2. A system as defined in claim 1, wherein the signal-processing device executes an algorithm that inverts the output from the photodetectors in order to reflect variations in blood volume or blood flow in the jugular vein and thereby yield a pressure waveform. 3. A system as defined in claim 1, wherein said light source and said photodetectors are embedded in said probe. 4. A system as defined in claim 1, comprising a plurality of light sources and a plurality of photodetectors, wherein each light source emits light that is received by a corresponding photodetector. 5. A system as defined in claim 1, comprising a plurality of probes, wherein each probe comprises at least one light source and at least one photodetector. 6. A system as defined in claim 1, wherein said probe is compatible for placement on the skin of a patient. 7. A system as defined in claim 1, wherein said signal-processing device comprises a microprocessor and a display unit. | Mespere Lifesciences Inc. | A61B005/00
US08398568 | B2 | 2013-03-19 | Methods and instruments for assessing bone fracture risk | 2011-01-14 | Methods and instruments for assessing bone, for example fracture risk, in a subject in which a test probe is inserted through the skin of the subject so that the test probe contacts the subject's bone and the resistance of the test bone to microscopic fracture by the test probe is determined. Macroscopic bone fracture risk is assessed by measuring the resistance of the bone to microscopic fractures caused by the test probe. The microscopic fractures are so small that they pose negligible health risks. The instrument may also be useful in characterizing other materials, especially if it is necessary to penetrate a layer to get to the material to be characterized. | 1. A method for assessing bone fracture risk in a subject without surgically exposing the bone surface, the method comprising: inserting a probe assembly through the skin and soft tissue down to a bone, the probe assembly comprising a reference probe having a tubular section and a test probe slidably disposed within the tubular section;establishing a stationary contact point directly on the surface of the bone with the reference probe;inserting the test probe a microscopic distance into the bone to create one or more microscopic fractures in the bone; anddetermining one or more of the following parameters: the extent of insertion of the penetrating end of the test probe into the bone;the resistance of the bone to penetration of the test probe;the resistance of bone to removal of the test probe after it penetrates the bone;thereby assessing bone fracture risk in the subject. 2. The method according to claim 1, wherein the microscopic fractures are on the order of 0.01 cubic millimeters or smaller. 3. The method according to claim 1, wherein the test probe is a single use test probe, and wherein the test probe is discarded after use. 4. The method according to claim 1, wherein determination of the one or more parameters further comprises determining a distance the test probe inserts into the bone under a predetermined force. 5. The method according to claim 1, wherein the method does not comprise exposing or visualizing the bone surface. 6. The method according to claim 1, wherein the method is applied to a volume of bone allowing the one or more parameters to be determined over at least several osteons. 7. The method according to claim 1, wherein the test probe is symmetrically sharpened. 8. The method according to claim 1, wherein the microscopic fractures are on the order of 0.01 cubic millimeters or smaller, and wherein the test probe is a single use test probe discarded after use, and wherein determination of the one or more parameters further comprises determining a distance the test probe inserts into the bone under a predetermined force, and wherein the method does not comprise exposing or visualizing the bone surface, and wherein the method is applied to a volume of bone allowing the one or more parameters to be determined over at least several osteons. 9. A method for assessing bone fracture risk in a subject without surgically exposing the bone surface, the method comprising: inserting a probe assembly through the skin and soft tissue down to a bone, the probe assembly comprising a reference probe having a tubular section and a test probe slidably disposed within the tubular section;establishing a stationary contact point directly on the surface of the bone with the reference probe;inserting the test probe into the bone to create a yield in a small probed volume of the bone; anddetecting irreversible changes in force v. distance curves by probing the yield to determine bone toughness,thereby assessing bone fracture risk in the su... | The Regents of the University of California | A61B005/103 A61B005/117 G01N003/48 G01N003/42 G01N003/32 G01N003/44
US08406850 | B2 | 2013-03-26 | Method for estimating the physiological parameters defining the edema induced upon infusion of fluid from an intraparenchymally placed catheter | 2011-09-23 | A method for estimating the physiological parameters defining the edema induced upon infusion of fluid from an intraparenchymally placed catheter including; a) acquisition of patient-specific medical data; b) estimation of pertinent tissue microstructure based on the patient-specific medical data and/or generalized information derived or drawn from one or more of the following: experience, literature, modeling, studies, research, analysis; c) acquisition of information about delivery parameters, and/or delivery device geometry, and/or fluid properties; and d) computing a field of values of predicted extracellular volume fraction over the tissue region using the information obtained in (b) and (c). According to a further aspect, a method of infusing or planning and/or monitoring an infusion of a contrast agent such that the distribution of such agent can be detected and observing and/or measuring the backflow length along the catheter track. | 1. A method for determining an expanded local pore fraction modification φe of tissue, comprising: performing Magnetic Resonance Imaging to obtain a diffusion tensor corresponding to the tissue;determining a fractional anisotropy FA of the diffusion tensor;determining a fraction of unexpanded white matter fWM from the fractional anisotropy FA of the diffusion tensor; anddetermining the expanded local pore fraction modification φe from a combination of a maximally expanded pore fraction φmax, an original pore fraction φ, and the fraction of unexpanded white matter fWM. 2. The method according to claim 1, wherein the tissue comprises brain tissue. 3. The method according to claim 1, wherein determining the expanded local pore fraction modification φe from the combination of the maximally expanded pore fraction φmax, the original pore fraction φ, and the fraction of unexpanded white matter fWM includes using a linear combination of the of maximally expanded pore fraction φmax, the original pore fraction φ, and the fraction of unexpanded white matter fWM. 4. The method according to claim 1, wherein the fraction of unexpanded white matter fWM is determined from the fractional anisotropy FA and a maximum fractional anisotropy FAmax of said diffusion tensor by using one of the following formulae: fWM=FA/FAmax for FA≦FAmax and fWM=1 when FA>FAmax, orfWM=1/(1+e−s(FA−FAmax/2)). 5. The method according to claim 4, wherein a steepness s of the approach is assigned a predetermined value. 6. The method according to claim 5, wherein the predetermined value of s is 20. 7. The method according to claim 4, wherein the maximally fractional anisotropy FAmax of said diffusion tensor is assigned a predetermined value. 8. The method according to claim 7, wherein the predetermined value of FAmax is 0.4. 9. The method according to claim 1, wherein the expanded local pore fraction modification φe is determined from a combination of the maximally expanded pore fraction φmax, the original pore fraction φ and the fraction of unexpanded white matter fWM by using the formula: φe=(fWM*φmax)+(1−fWM)*φ. 10. The method according to claim 9, wherein the maximally expanded pore fraction φmax is assigned a predetermined value. 11. The method according to claim 10, wherein the predetermined value of φmax is 0.6. 12. The method according to claim 9, wherein the original pore fraction φ is determined from a combination of a pore fraction φ0 before expansion, a water fraction w0 before expansion and a water fraction w after expansion using the formula φ=1−[(1−φ0)*(1−w)/(1−w0)]. 13. The method according to claim 12, wherein the pore fraction φ0 before the expansion is assigned a predetermined value. 14. The method according to claim 13, wherein the predetermined value of φ0 is 0.2. 15. The method according to claim 12, wherein the water fraction w0 before expansion and the water fraction w after expansion is obtained from Magnetic Resonance Imaging. 16. Method according to ... | Brainlab AG | A61B005/05
US09161717 | B2 | 2015-10-20 | Orthopedic insert measuring system having a sealed cavity | 2011-09-23 | At least one embodiment is directed to an insert for measuring a parameter of the muscular-skeletal system. The insert can be temporary or permanent. In one embodiment, the insert is prosthetic component for a single compartment of the knee. The insert comprises a support structure and a support structure respectively having an articular surface and a load bearing surface. The height of the insert is less than 10 millimeters. At least one internal cavity is formed when support structures are coupled together for housing electronic circuitry, sensors, and the power source. The internal cavity is isolated from the external environment and can be hermetically sealed. The exterior surfaces of the support structure and the support structure are sterilized. | 1. An insert comprising: a flexible articular surface, where the flexible articular surface is an outer surface of a first component;a rigid load plate where the rigid load plate includes at least one opening;a first sensor coupled to a first load pad, where the first load pad has an area greater than or equal to a first area of the first sensor;a second sensor coupled to a second load pad, where the second load pad has an area greater than or equal to a second area of the second sensor;a third sensor coupled to a third load pad, where the third load pad has an area greater than or equal to a third area of the third sensor; anda second component, where the load plate is configured to transmit a portion of a load on the load surface to the first, second and third sensors, where the load plate lies between the first and second component, where the first, second, and third sensors lie between the first and second components, where at least one alignment feature extends from the second component through the rigid load plate and couples to the first component and where the portion of the load exerts a force on the first, second, and third sensors and the first, second and third load pads. 2. The insert of claim 1 where the insert is hermetically sealed from an external environment. 3. The insert of claim 2 where the insert is sealed prior to a sterilization process. 4. The insert of claim 3 where the flexible load surface includes an articular surface. 5. The insert of claim 4 where an adhesive couples the first component and second component together such that liquids, solids, and gases cannot enter or leave the cavity. 6. The insert of claim 4 where the first and second components are welded together such that liquids, solids, and gases cannot enter or leave the cavity. 7. The insert of claim 4 where the first and second components are mechanically coupled together such that liquids, solids, and gases cannot enter or leave the cavity. 8. The insert of claim 3 where the insert includes a transmitter. 9. The insert of claim 8 where the transmitter is configured to transmit data from at least one of the first, second and third sensors. 10. The insert of claim 1 further including electronic circuitry operatively coupled to the first, second, and third sensors within a cavity wherein the electronic circuitry underlies the rigid load plate. 11. The insert of claim 10 further including a power source coupled to the electronic circuitry in the cavity. 12. The insert of claim 1 where the insert comprises polycarbonate. 13. An insert measurement system for measuring loading applied by the muscular-skeletal system comprising: a first component, where the first component includes a flexible articular surface;a second component, where the second component is configured to form a cavity when attached to the first component;a rigid load plate, where the first component is configured to transfer a portion of a load on the articular surface to the load p... | ORTHOSENSOR INC. | A61B017/60 A61F002/00 A61B005/00 A61F002/46 A61B005/11 A61F002/38
US09131897 | B2 | 2015-09-15 | Catheter for measuring electric potential | 2011-06-06 | A highly safe catheter that measures electric potential can be inserted into a cardiac chamber together with a balloon-tip ablation catheter and is able to prevent abnormal heat generation at electric potential-measuring electrodes even when high-frequency current is distributed. The catheter includes a shaft having electric potential-measuring electrodes, a metal portion with a length of 2 mm or more, and a lumen passing therethrough from a proximal end to a distal end in the longitudinal direction; and a metal wire inserted through the lumen and connected to the metal portion. | 1. A catheter that measures electric potential comprising: a shaft having electric potential-measuring electrodes, a metal portion with a length of 2 mm or more, and a lumen passing therethrough from a proximal end to a distal end in a longitudinal direction; anda metal wire inserted through said lumen and connected to said metal portion, wherein a proximal end of the metal wire does not have any electrical connection. 2. The catheter according to claim 1, wherein said electric potential-measuring electrodes are attached at a distal side in the longitudinal direction of said shaft, andsaid metal portion is located distally relative to a position of said electric potential-measuring electrodes in the longitudinal direction of said shaft. 3. The catheter according to claim 2, wherein said metal portion has a length of 2 to 50 mm. 4. The catheter according to claim 1, wherein said metal portion has a length of 2 to 50 mm. 5. The catheter according to claim 1, wherein said metal wire is electrically insulated. 6. A balloon-tip ablation catheter system comprising: the catheter according to claim 1; anda balloon-tip ablation catheter comprising a lumen passing therethrough from a proximal end to a distal end in the longitudinal direction,wherein said catheter for measuring electric potential is inserted through the lumen of said balloon-tip ablation catheter. | Toray Industries, Inc. | A61B005/042 A61B018/14 A61B005/00 A61B017/00 A61B018/00
US08792971 | B2 | 2014-07-29 | Method and apparatus for identifying oversensing using far-field intracardiac electrograms and marker channels | 2012-11-05 | A method for identifying oversensing in implantable medical devices (IMDs), such as implantable cardioverter defibrillators (ICDs), is described. A near-field electrogram signal and a far-field electrogram signal are obtained via a near-field electrode pair and a far-field electrode pair. The near-field electrogram signal is compared to the far-field electrogram signal and a determination of whether oversensing exists is made based on the comparison. In some instances, a scheduled therapy is withheld in response to determining that oversensing exists. | 1. An implantable medical system comprising: at least one implantable lead that includes a plurality of electrodes;an implantable medical device coupled to the at least one implantable lead, the implantable medical device including: a memory configured to store a near-field electrogram signal and a far-field electrogam signal; anda microprocessor configured to obtain the near-field electrogram signal, analyze the near-field electrogram signal to detect sense events in the near-field electrogram signal, obtain the far-field electrogram signal, analyze the far-field electrogram signal to detect sense events in the far-field electrogram signal, map each detected sense event in the far-field electrogram signal to a corresponding detected sense event in the near-field electrogram signal, determine that oversensing exists when a first predetermined number of detected sense events in the near-field electrogram signal that are not mapped to corresponding detected sense events in the far-field electrogram signal occur within a second predetermined number of detected sense events in the near-field electrogram signal that are mapped to corresponding detected sense events in the far-field electrogram signal. 2. The implantable medical system of claim 1, wherein the microprocessor maps each detected sense event in the far-field electrogram signal to a corresponding detected sense event in the near-field electrogram signal that occurs most closely in time. 3. The implantable medical system of claim 1, wherein the microprocessor maps each detected sense event in the far-field electrogram signal to a corresponding detected sense event in the near-field electrogram signal that occurs within plus or minus a predetermined number milliseconds from the detected sense event in the far-field electrogram signal. 4. An implantable medical system comprising: at least one implantable lead that includes a plurality of electrodes;an implantable medical device coupled to the at least one implantable lead, the implantable medical device including: a memory configured to store a near-field electrogram signal and a far-field electrogam signal; anda microprocessor configured to obtain the near-field electrogram signal, analyze the near-field electrogram signal to detect sense events in the near-field electrogram signal, obtain the far-field electrogram signal, analyze the far-field electrogram signal to detect sense events in the far-field electrogram signal, map each detected sense event in the far-field electrogram signal to a corresponding detected sense event in the near-field electrogram signal, determine a number of detected sense events in the near-field electrogram signal, determine a number of mapped detected sense events in the near-field electrogram signal, compare the total number of detected sense events in the near-field electrogram signal to a threshold value, the threshold value being determined as a function of the number of mapped detected sense events in the... | Medtronic, Inc. | A61B005/0456 A61B005/0464 A61N001/362 A61N001/37
US10918307 | B2 | 2021-02-16 | Catheter navigation using impedance and magnetic field measurements | 2011-09-13 | A method of operating a positioning system by registering a first coordinate system of a first positioning system in a second coordinate system of a second positioning system includes determining an interpolation function configured to register the first, non-orthonormal coordinate system in the second, orthonormal coordinate system. Fiducial pairs are collected by the respective positioning systems, each of which contain a respective coordinate in the respective coordinate system, both of which refer to the same physical point in three dimensional space. Establishing a working interpolation function involves an analysis of the fiducial pairs using a thin-plate spline algorithm. The method further includes repeatedly obtaining a first coordinate in the first coordinate system and determining a corresponding second coordinate in the second coordinate system in accordance with the interpolation function. | 1. A method of operating a computer system for locating a medical device within a body, the computer system comprising an electrical-based positioning system and a magnetic-based positioning system, the method comprising the steps of: determining, by an electronic control unit (ECU) comprising a processor, an interpolation function configured to register a first, non-orthonormal coordinate system of the electrical-based positioning system in a second, orthonormal coordinate system of the magnetic-based positioning system, wherein said first and second coordinate systems are independent, wherein said determining an interpolation function comprises: receiving a first signal from the electrical-based positioning system for tracking a location of an electrode coupled to the medical device;receiving a second signal from the magnetic-based positioning system for tracking a location of a magnetic sensor coupled to the medical device;collecting, by the ECU based on the second signal, a plurality of fiducial pairs in three-dimensional (3D) space distributed throughout a region of interest, each fiducial pair including (1) a first coordinate in said first coordinate system measured by the electrical-based positioning system and (2) a second coordinate in said second coordinate system measured by the magnetic-based positioning system, each fiducial pair corresponding to a physical point in 3D space in the region of interest based on the second signal;discarding any fiducial pairs that are degenerate; andapplying, by the ECU, an interpolation algorithm to said plurality of fiducial pairs to yield said interpolation function, wherein the interpolation algorithm determines one or more coefficients for modifying coordinates of the plurality of fiducial pairs;obtaining, by the ECU, a first coordinate in said first coordinate system within said region of interest;determining, by the ECU, a corresponding second coordinate in said second coordinate system in accordance with said interpolation function and the one or more coefficients; anddisplaying a location of the medical device based on the second coordinate, determined in accordance with said interpolation function, for each of the plurality of fiducial pairs. 2. The method of claim 1, wherein said interpolation algorithm is a thin-plate spline algorithm. 3. The method of claim 2, wherein said thin-plate spline algorithm includes Euclidean distance basis functions. 4. The method of claim 2, wherein said thin-plate spline algorithm includes a smoothing parameter corresponding to a nonzero amount by which the second coordinate determined in accordance with said interpolation function corresponding to the obtained first coordinate can differ from the measured second coordinate in a fiducial pair with the measured first coordinate that is equivalent to said obtained first coordinate. 5. The method of claim 1, wherein said collecting step includes discarding a fiducial pair when a distance to a nearest fiducial ... | St. Jude Medical, Atrial Fibrillation Division, Inc. | A61B005/00 A61B005/06 A61B034/20 A61B005/0538 A61B090/00
US09675274 | B2 | 2017-06-13 | Systems and methods for determining respiration information from a photoplethysmograph | 2011-09-23 | A patient monitoring system may receive a photoplethysmograph (PPG) signal including samples of a pulse waveform. The PPG signal may demonstrate morphology changes based on respiration. The system may calculate morphology metrics from the PPG signal, the first derivative of the PPG signal, the second derivative of the PPG signal, or any combination thereof. The morphology metrics may demonstrate amplitude modulation, baseline modulation, and frequency modulation of the PPG signal that is related to respiration. Morphology metric signals generated from the morphology metrics may be used to determine respiration information such as respiration rate. | 1. A method for determining respiration information, the method comprising: receiving a photoplethysmograph (PPG) signal;identifying, using a processor, a plurality of time domain fiducial points in the PPG signal;generating, using the processor, a plurality of morphology metric signals from time domain portions of the PPG signal defined by the plurality of fiducial points, at least one of the plurality of morphology metric signals being selected from the group consisting of a down metric signal, a kurtosis signal of a derivative of the PPG signal, and a delta of second derivative of the PPG signal, wherein the down metric signal is based on a difference between an amplitude of a fiducial point defining a beginning of a time domain portion of the PPG signal and a minimum amplitude of the time domain portion of the PPG signal, and wherein the delta of second derivative of the PPG signal is based on a difference between a second derivative of a fiducial point of the PPG signal and a second derivative of another fiducial point of the PPG signal; andprocessing, using the processor the plurality of morphology metric signals to determine a respiration rate from the plurality of morphology metric signals. 2. The method of claim 1 wherein generating the plurality of morphology metric signals comprises: defining a plurality of fiducial-defined portions based on the fiducial points;calculating a plurality of morphology metric values, at least one of which is selected from the group consisting of a down metric value, a kurtosis metric value, and a delta of second derivative metric value, wherein each morphology metric value is associated with a fiducial-defined portion; andgenerating the plurality of morphology metric signals by processing the plurality of morphology metric values. 3. The method of claim 2 wherein generating the plurality of the morphology metric signals comprises interpolating the morphology metric values. 4. The method of claim 3 wherein generating the plurality of the morphology metric signals further comprises downsampling the interpolated morphology metric signals. 5. The method of claim 3 wherein generating the plurality of the morphology metric signals further comprises filtering the interpolated morphology metric signals. 6. The method of claim 2, further comprising attenuating a plurality of outlier morphology metric values. 7. A system comprising: an interface configured to receive a photoplethysmograph (PPG) signal;a processor configured to: identify a plurality of time domain fiducial points in the PPG signal;generate a plurality of morphology metric signals from time domain portions of the PPG signal defined by the plurality of fiducial points, at least one of the plurality of morphology metric signals being selected from the group consisting of a down metric signal, a kurtosis signal of a derivative of the PPG signal, and a delta of second derivative of the PPG signal, wherein the down metric signal is based on a differe... | Nellcor Puritan Bennett Ireland | A61B005/08 A61B005/1455 A61B005/00
US09268915 | B2 | 2016-02-23 | Systems and methods for diagnosis or treatment | 2011-09-26 | Systems and methods are provided for sample processing. A device may be provided, capable of receiving the sample, and performing one or more of a sample preparation, sample assay, and detection step. The device may be capable of performing multiple assays. The device may comprise one or more modules that may be capable of performing one or more of a sample preparation, sample assay, and detection step. The device may be capable of performing the steps using a small volume of sample. | 1. A method for diagnosis and/or treatment of a subject with the aid of a point of care system, the method comprising: (a) authenticating the subject at a point of care location;(b) obtaining a three-dimensional representation of an external feature of the subject with the aid of a three-dimensional imaging device, wherein the system comprises an image recognition module for analyzing at least a portion of the three-dimensional representation of the external feature of the subject;(c) obtaining, at the point of care location, a biological sample from the subject;(d) loading the sample into a cartridge, the cartridge housing a plurality of reagents comprising at least a first reagent and a second reagent, wherein the first reagent is in a first fluidically isolated reagent unit and the second reagent is in a second fluidically isolated reagent unit, and wherein the plurality of reagents in the cartridge are sufficient for performing at least a first assay with the sample;(e) loading the cartridge comprising the sample and the plurality of reagents into the point of care system, wherein the point of care system comprises i) a camera for obtaining a video image of the subject, ii) an electronic display for displaying a video image of a healthcare provider, iii) an automated pipette, wherein the pipette is configured to access the sample and reagents in the cartridge, and iv) a communications module, for transmitting information to and from the point of care system;(f) performing the assay in the point of care system, wherein performing the assay comprises accessing and manipulating the sample and the reagents in the cartridge with the automated pipette according to a computer-implemented protocol; and(g) displaying the video image of the healthcare provider on the display of the point of care system. 2. The method of claim 1, wherein said authenticating step comprises identifying the subject. 3. The method of claim 2, wherein identifying the subject includes verifying a fingerprint of the subject. 4. The method of claim 2, wherein identifying the subject includes verifying a genetic signature of the subject. 5. The method of claim 1, further comprising obtaining an electrical readout of the subject using a touchscreen display, wherein the electrical readout aids said healthcare provider in providing said diagnosis and/or treatment of said subject. 6. The method of claim 5, wherein obtaining said electrical readout of the subject using the touchscreen display further comprises making an electrical measurement of the subject through the touchscreen display. 7. The method of claim 1, wherein the biological sample is obtained from the subject at the location of a healthcare provider. 8. The method of claim 1, wherein the biological sample is obtained from the subject at the subject's home. 9. The method of claim 1, wherein step (a) comprises using a biometric scan, the subject's insurance card, the subject's name, the subject's driver's license,... | Theranos, Inc. | A61B005/00 G06F019/00 A61B010/00 A61B008/08 A61B008/00
US09579070 | B2 | 2017-02-28 | Optimal respiratory gating in medical imaging | 2011-09-29 | Methods and computer-readable mediums are provided for obtaining an optimally gated medical image. For example, in one embodiment, a method is provided that acquires medical images in list mode. The method also acquires a respiration correlated signal S(t). Thereafter, a final upper strain threshold value and a final lower strain threshold value pair that has a narrowest interval are selected. The medical images are synchronized with the respiration correlated signal S(t). The synchronized images and signal are used to create an optimally gated medical image. In various embodiments, the disclosed optimal gating can be utilized in PET systems and in other embodiments the disclosed optimal gating can be utilized in SPECT systems. In yet other embodiments, the optimally gated images can be matched to MRI systems and in still other embodiments, the optimally gated images can be matched to CT systems. | 1. A method of forming an optimally gated medical image comprising: acquiring a list mode data set for medical imaging of a patient;simultaneously acquiring from said patient a respiration correlated amplitude measurement S(t), said respiration correlated amplitude measurement S(t) including respiration amplitude threshold value pairs;selecting a lower respiration amplitude threshold value and an upper respiration amplitude threshold value pair that has a narrowest interval from among all respiration amplitude threshold value pairs in said measurement S(t);synchronizing the list mode data set and the respiration correlated amplitude measurement; andusing list mode data of said list mode data set obtained when said measurement S(t) was within a range defined by said lower and upper threshold values to form a medical image. 2. The method of claim 1 wherein synchronizing the list mode measurement and the respiration correlated amplitude measurement comprises synchronously injecting samples of said respiration correlated amplitude measurement into said list mode data set. 3. The method of claim 1 wherein acquiring said list mode data set for medical imaging comprises acquiring list mode data from one of a positron emission tomography (PET) device and a single photon emission computed tomography (SPECT) device. 4. The method of claim 1 wherein acquiring said list mode data set for medical imaging comprises acquiring list mode data from one of a positron emission tomography (PET) device and a single photon emission computed tomography (SPECT) device that is part of a system including one of a computed tomography (CT) system and a magnetic resonance imaging (MRI) system. 5. The method of claim 1 wherein said medical image comprises a cardiac gated image, a dynamic medical image, or a static medical image. 6. The method of claim 1 wherein acquiring said respiration correlated amplitude measurement S(t) comprises acquiring said measurement S(t) from one of a strain gauge, a pneumatic sensor, and a magnetic resonance imaging (MRI) scanner view of an anatomical landmark. 7. The method of claim 1 wherein said selection of said threshold value pair comprises: compiling a histogram of respiration correlated amplitude measurements;selecting a fraction parameter, wherein the fraction parameter comprises a predetermined portion of said histogram;selecting a lower respiration correlated amplitude measurement threshold value from measured lower respiration amplitude levels; andselecting upper respiration correlated amplitude measurement threshold values for each measured lower respiration correlated amplitude measurement level, wherein an interval defined by said upper respiration correlated amplitude measurement threshold values and said lower respiration amplitude threshold value includes said predetermined portion of said histogram. 8. The method of claim 1 wherein said selection of said threshold value pair comprises solving the equationU⁡(L)=arg⁢⁢min⁢{... | Siemens Medical Solutions USA, Inc. | A61B005/00 A61B006/00 A61B005/113 A61B006/03 G01R033/48 G01R033/567
US09254097 | B2 | 2016-02-09 | System and method for magnetic current density imaging at ultra low magnetic fields | 2012-09-19 | Preferred systems can include an electrical impedance tomography apparatus electrically connectable to an object; an ultra low field magnetic resonance imaging apparatus including a plurality of field directions and disposable about the object; a controller connected to the ultra low field magnetic resonance imaging apparatus and configured to implement a sequencing of one or more ultra low magnetic fields substantially along one or more of the plurality of field directions; and a display connected to the controller, and wherein the controller is further configured to reconstruct a displayable image of an electrical current density in the object. Preferred methods, apparatuses, and computer program products are also disclosed. | 1. An imaging system comprising: an electrical impedance tomography apparatus comprising one or more electrical leads adapted to deliver an electrical current through an object in a predetermined current direction;an ultra low field magnetic resonance imaging apparatus comprising a plurality of field directions and disposable about the object and configured to emit one or more ultra low magnetic field pulses comprising one or more measurement magnetic fields ranging between one and three hundred microtesla in amplitude wherein an induced magnetic field generated b the electrical current is substantially parallel to at least one of the plurality of field directions;a controller connected to the ultra low field magnetic resonance imaging apparatus and configured to implement a sequencing of the one or more ultra low magnetic field pulses substantially along one or more of the plurality of field directions, wherein the sequencing of the one or more ultra low magnetic field pulses comprises a first setting in which the ultra low magnetic field pulse is substantially parallel to the induced magnetic field and a second setting in which the ultra low magnetic field pulse is substantially perpendicular to the induced magnetic field; anda display connected to the controller, and wherein the controller is further configured to reconstruct a displayable image of an electrical current density in the object. 2. The system of claim 1, wherein the ultra low field magnetic resonance imaging apparatus comprises a detector array comprising one or more superconducting quantum interference devices arranged in a predetermined geometry. 3. The system of claim 1, wherein the one or more measurement magnetic fields are less than one hundred microtesla in amplitude. 4. The system of claim 1, wherein the object comprises a head and further comprising an electroencephalography apparatus configured to record electrical activity along at least a portion of the head. 5. The system of claim 1, wherein the object comprises a head and further comprising a magneto-encephalography apparatus configured to record magnetic field activity within at least a portion of the head. 6. The system of claim 1, wherein the object comprises a head and further comprising a transcranial brain stimulating apparatus configured to transmit an electrical pulse to at least a portion of the head. 7. A method comprising: delivering an electrical current through an object in a predetermined current direction;pulsing an ultra low magnetic field substantially parallel to the induced magnetic field wherein the ultra low magnetic field com rises a measurement magnetic field ranging between one and three hundred microtesla in amplitude;changing the direction of the ultra low magnetic field by pulsing the ultra low magnetic field substantially perpendicular to the induced magnetic field wherein an induced magnetic field generated by the electrical current is substantially parallel to at least one of one ... | Los Alamos National Security, LLC | A61B005/05 A61B005/0476 G01R033/32 G01R033/54 G01R033/44 G01R033/48 A61B005/053 A61B005/055 A61B005/00
US20130096401 | A1 | 2013-04-18 | WIRELESS DISPOSABLE SHOCK TRAUMA MONITORING DEVICE | 2012-10-12 | Apparatus for monitoring oxygen saturation levels in tissue for a miniature wireless disposable optical tissue oximeter to are disclosed. According to one aspect of the present invention, a sensor contains a first light source, a second light source, a photodetector, and a skin contact detector. Once skin contact is detected, the first light source emits light in the near infrared region, and the second light source emits light in the visible red region. The emitted light passes through a transparent layer of an adhesive fixation unit, and enters the underlying tissue, where a portion of the light is absorbed by tissue chromophores, including oxygenated hemoglobin and deoxygenated hemoglobin, and reflected back out of the tissue into the photodetector. The oxygen saturation of the tissue under the sensor is then calculated. The oxygen saturation measurements are wirelessly transmitted to a remote display device, such as a smartphone running a smartphone software application which receives the measurements and displays them in numeric, graphical, and audible form. In addition, the smartphone software application may relay the data to the Internet for remote viewing on a web site or remote transfer to a hospital patient data system. | 1. A tissue oximeter comprising: a first light source, the first light source being arranged to provide a first beam of light;a second light source, the second light source being arranged to provide a second beam of light;a photodetector, the photodetector being arranged to receive reflected light from the first light source and the second light source;a skin contact detector, the skin contact detector being arranged to detect when the first light source, the second light source, and the photodetector are in contact with the skin;a programmable system on a chip, the programmable system on a chip configured to control the intensity of the first light source and the second light source, to measure the output of the photodetector, to measure the output of the skin contact sensor, and to compute oxygen saturation values based on photodetector measurements;a battery, the battery being arranged to provide power to the programmable system on a chip;a wireless transceiver, the wireless transceiver being arranged to transmit the oxygen saturation values from the system on a chip; anda disposable adhesive fixation system, the adhesive fixation system arranged to fully contain the tissue oximeter and adhere it to the skin. 2. The tissue oximeter of claim 1 wherein the first light source emits near infrared light at a wavelength of 905 nm. 3. The tissue oximeter of claim 1 wherein the second light source emits visible red light at a wavelength of 660 nm. 4. The tissue oximeter of claim 1 wherein the skin contact detector measures the capacitance of a region under the detector. 5. The tissue oximeter of claim 1 wherein the adhesive fixation system includes a biocompatible transparent film to separate the first light source, second light source, photodetector, and skin contact detector from the skin. 6. The tissue oximeter of claim 1 wherein the adhesive fixation system includes first compartment to house the first light source, second light source, photodetector, and skin contact sensor, the first compartment being oriented to align with the thenar eminence of the hand, a second compartment to house a programmable system on a chip and battery, and a third compartment to house a wireless transceiver. 7. The tissue oximeter of claim 1 wherein the adhesive fixation system includes first compartment to house the first light source, second light source, photodetector, and skin contact sensor, the first compartment being oriented to align with the thenar eminence of the hand, and a second compartment to house a programmable system on a chip, a battery, and a wireless transceiver. 8. The tissue oximeter of claim 1 wherein the adhesive fixation system includes a single compartment to house the first light source, second light source, photodetector, skin contact sensor, system on a chip, a battery, and a wireless transceiver, the single compartment being oriented to align with the thenar eminence of the hand 9. A tissue oximeter comprising: a first light sourc... | - | A61B005/1455
US20130085355 | A1 | 2013-04-04 | MONITORING SYSTEM | 2012-09-28 | A system and method for non-invasive monitoring of cardiac activity in a human or animal is disclosed. A radiation source directs radiation through a patient site, and a detector detects radiation after passing through a patient tissue. A processor processes data derived from the detected radiation, determining pulse peaks and troughs and calculating area under a pulse peak to provide a real time cardiac output indicator. The radiation wavelength is on a haemoglobin spectral isosbestic point, not influenced by changes in SpO2 concentration. The processor performs numerical integration of pulse data between troughs, and wherein said integration is performed per pulse. Preferably, the processor monitors trends, thus providing very useful information and reducing need for calibration. | 1. A system for non-invasive monitoring of cardiac activity in a human or animal, the system comprising: a radiation source,a driver for the radiation source,a radiation detector, anda processor for processing data derived from the detected radiation, in which the processor is adapted to determine pulse peaks and troughs and to calculate area under a pulse peak to provide a real time cardiac output indicator data. 2. The system as claimed in claim 1, wherein the processor is adapted to perform tracking of a cardiac output trend in addition to or instead of an absolute cardiac output value. 3. The system as claimed in claim 1, wherein the radiation source and the detector are arranged to operate on either the transmissive or the reflectance principles. 4. The system as claimed in claim 1, wherein the system is adapted to acquire a non-invasive signal by irradiating a measuring site with the radiation source operating at a wavelength on a haemoglobin spectral isosbestic point, in which radiation is modulated thereafter by blood circulation activity. 5. The system as claimed in claim 1, wherein the processor is adapted to perform numerical integration of pulse data between troughs, and wherein said integration is performed per pulse. 6. The system as claimed in claim 1, wherein the processor is adapted to convert said indicator data to cardiac output data by usage of a predefined calibration curve based on cardiac output values from a large patient pool. 7. The system as claimed in claim 1, wherein the processor is adapted to perform numerical integration of pulse data between troughs, and wherein said integration is performed per pulse; and wherein the processor is adapted to integrate by executing an adaptive function. 8. The system as claimed in claim 1, wherein the processor is adapted to calculate cardiac output values correlating with beat volume units based on the terms of a predetermined empirical calibration curve derived from thermodilution measurements of cardiac output. 9. The system as claimed in claim 1, wherein the processor is adapted to calculate cardiac output values based on a predetermined empirical calibration curve derived from thermodilution measurements of cardiac output, to determine beat volume units based on stroke index, and to combine the beat volume units with cardiovascular characteristics of a patient. 10. The system as claimed in claim 1, where the processor is adapted to determine cardiac output measurement data and to calibrate said data using a thermodilution technique. 11. The system as claimed in claim 1, wherein the processor is adapted to execute an autoregulatory compensation algorithm. 12. The system as claimed in claim 1, comprising a plurality of pairs of radiation sources and detectors, and the processor is adapted to process data from said plurality of detectors. 13. The system as claimed in claim 1, comprising a plurality of pairs of radiation sources and detectors, and the processor is adap... | UNIVERSITY OF LIMERICK | A61B005/02 A61B005/1455
US20130090537 | A1 | 2013-04-11 | BLOOD GLUCOSE SENSOR | 2012-10-07 | A method to measure glucose within the blood of a tissue test area includes illuminating the tissue test area using a single mode light source at a point of incidence, with at least some of the light penetrating tissue at the point of incidence; calibrating the light source by adjusting a distance between the point of incidence and an axicon lens; collecting returning radiation from the tissue test area at a point offset from the point of incidence; removing tissue fluorescence using edge filters; removing additional tissue fluorescence by shifting the excitation wavelength of the single mode light source; heating the test area; and analyzing a returned Raman signal to determine the glucose within the blood. | 1. A method to measure glucose within the blood of a tissue test area, comprising : illuminating the tissue test area using a single mode light source at a point of incidence, with at least some of the light penetrating tissue at the point of incidence;calibrating the light source by adjusting a distance between the point of incidence and an axicon lens;collecting returning radiation from the tissue test area at a point offset from the point of incidence;removing tissue fluorescence using edge filters;removing additional tissue fluorescence by shifting the excitation wavelength of the single mode light source;heating the test area; andanalyzing a returned Raman signal to determine the glucose within the blood. 2. The method of claim 1, wherein Raman spectroscopy is used to collect a Raman spectrum from the tissue test area. 3. The method of claim 1 wherein Spatially Offset Raman Spectroscopy is used to calibrate a penetration depth of light at the point of incidence. 4. The method of claim 1 wherein Shift Excitation Raman Difference Spectroscopy is used to remove fluorescence from the test area at the point of incidence. 5. The method of claim 1 wherein light in the visible range is a primary wavelength output by the single mode light source. 6. The method of claim 5 where the light source is a single mode laser. 7. The method of claim 6 where an excitation wavelength of the single mode laser is 670 nm. 8. The method of claim 1 wherein a heating element is used to heat the light source to increase an excitation wavelength of the light source by 0.5 nm. 9. The method of claim 1 wherein a Raman spectrum from the test area is collected using excitation light of wavelength 670 nm. 10. The method of claim 1 wherein a Raman spectrum from the test area is collected using excitation light of wavelength 670.5 nm. 11. The method of claim 1 wherein a Raman spectrum from the test area is collected using excitation light of wavelength 670.5 nm after the test area has been heated locally. 12. The method of claim 1 wherein a position of the axicon lens relative to the test area is altered vertically for the calibration. 13. The method of claim 3 wherein a Raman return signal for haemoglobin is detected to determine that incident light has reached the targeted blood vessel at the test area. | 2M Engineering Limited | A61B005/1455
US20130096440 | A1 | 2013-04-18 | PORTABLE FETAL EEG-RECORDING DEVICE AND METHOD OF USE | 2012-02-14 | A portable device utilizes an ultrasound probe, which is placed on the abdomen of a mother and allows ultrasound video and pictures, as well as Doppler heartbeat detection of the fetus. It is also capable of performing spontaneous brain activity recordings (referred here as fetal-EEG or fetal electroencephalography) and analyzing the fetal EEG measurements. The spontaneous electrical brain waves are detected by a sensor, amplified, digitized, and analyzed in one portable device, using analog and/or digital filters to improve the signal/noise ratio. The portable computer uses quantitative analysis software to compare the data from the fetus to normative data or to prior states of the fetus' own data. The EEG signals are recorded for an extended period of time and can be analyzed in real time or at a later time for rhythmicity patterns indicative of epilepsy or other developmental brain disorders. | 1. A method of recording spontaneous electrical brain activity of a fetus in utero, comprising the steps of: (a) identifying the head and/or heart of the fetus using an abdominal ultrasound probe connected to the portable fetal-EEG recording device, by real-time watching the ultrasound images and videos displayed by the device;(b) removably connecting at least one sensor electrode to the mother's abdomen above the head and/or heart of the fetus to detect spontaneous brain activity in the fetus;(c) providing a portable fetal-EEG recording device that is extremely sensitive and capable of detecting potentials of 1-2 microvolts or below;(d) detecting the EEG signals from the head and/or heart of the fetus for an extended period of time using the portable fetal-EEG recording device, including the steps of digitizing the signals, optionally filtering the signals from non-specific noise, amplifying the signals, and storing the signals in a relatively small portable storage medium capable of connecting to the internet;(e) analyzing the recorded fetal-EEG signals for network activity patterns indicative of epilepsy or other developmental brain disorders; and(f) displaying the raw signals and the results of the analysis. 2. The method of recording as claimed in claim 1, further comprising the step of integrating the signal using a portable computer-based software or an integrator module. 3. The method of recording as claimed in claim 1, further comprising the step of improving a signal to noise ratio of the recorded brain waves using portable computer-based analysis software. 4. The method of recording as claimed in claim 1, further comprising the step of displaying results of the analysis as an indication of the status of brain function of the fetus. 5. The method of recording as claimed in claim 1, wherein, in step (a), the ultrasound probe is also capable of generating Doppler signals, which is used to produce an output representing fetal heart rate. 6. The method of recording as claimed in claim 1, wherein, in step (b), the at least one sensor electrode comprises an array of sensor electrodes attached to the mother's abdomen, and one electrode in the array is used as a reference electrode. 7. The method of recording as claimed in claim 1, wherein in step (b), the at least one sensor electrode is used produce an output representing a fetal electrocardiogram (ECG). 8. The method of recording as claimed in claim 1, further comprising the step of passing the recorded analog data through a band pass filter having a plurality of band pass frequency ranges within an overall frequency range of 0.5 to 40 Hz. 9. The method of recording as claimed in claim 1, further comprising the step of comparing the spontaneous fetal EEG data to reference spontaneous fetal EEG data from a control group to determine one of an abnormality and normality of the brain activity and heart rate of the fetus being monitored. 10. The method of recording as claimed in claim 1,... | - | A61B005/0205 A61B008/02 A61B005/0476
US20130085343 | A1 | 2013-04-04 | SEMANTIC RADIATION TREATMENT PLAN OPTIMIZATION GUIDANCE | 2011-09-30 | A method for radiation therapy treatment plan optimization, comprising generating a first radiation therapy treatment plan for a patient using a selected treatment type from a database and optimizing the first radiation therapy treatment plan. A selection of metrics from the first radiation therapy treatment plan are identified and compared to metrics from aggregated prior patient records selected from the database. At least one parameter is identified that affects the ability of the first radiation therapy treatment plan to meet an identified metric. The at least one parameter for the identified metric is compared to at least one parameter for a competing metric and at least one alternative treatment step for the treatment plan is determined that will change the identified at least one parameter to improve the identified metric. | 1. A method for radiation therapy treatment plan optimization, comprising: generating a first radiation therapy treatment plan for a patient using a selected treatment type from a database;optimizing the first radiation therapy treatment plan;identifying and comparing a selection of metrics from the first radiation therapy treatment plan to metrics from aggregated prior patient records selected from the database;identifying at least one parameter that affects the ability of the first radiation therapy treatment plan to meet an identified metric;comparing the at least one parameter for the identified metric to at least one parameter for a competing metric; anddetermining at least one alternative treatment step for the treatment plan that will change the identified at least one parameter to improve the identified metric. 2. The method of claim 1 further comprising receiving feedback in clinically meaningful, human understandable language why at least one of the at least one alternative treatment steps is not implemented in the treatment plan. 3. The method of claim 1, wherein the selected treatment type is selected from a plurality of treatment types in the database. 4. The method of claim 1, wherein the first radiation therapy treatment plan is generated based upon patient metadata, a patient record, selected treatment type, and selected prior patient records and their associated statistical models. 5. The method of claim 4, wherein the first treatment plan is optimized based upon the statistical models, selected objectives and their associated parameters. 6. The method of claim 1, wherein comparing metrics from the first radiation therapy treatment plan to metrics from aggregated prior patient records provides a percentile score for each of the identified metrics, wherein the percentile score for a metric defines how well the optimized first radiation therapy treatment plan at the metric compares with a metric from the aggregated prior patent records. 7. The method of claim 1, wherein the metrics relate to one or more objectives. 8. The method of claim 1, wherein the identified parameters will be mapped to clinically meaningful, human understandable language, such that the identified parameters are mapped to a single statement. 9. The method of claim 6, wherein comparing the at least one parameter for the identified metric to at least one parameter for a competing metric comprises analyzing the parameters that affect the identified parameter with the at least one parameter for the competing metric that resulted in a trade-off, wherein a tradeoff will change the parameters to improve an associated metric by changing the parameters to another metric, and wherein the changed parameters will improve the percentile score for a metric of higher priority while lowering the percentile score for another metric of lower priority. 10. The method of claim 9, wherein the at least one parameter that effects a metric are ranked, such that once a higher... | - | A61B005/00
US20130066218 | A1 | 2013-03-14 | APPARATUS FOR MEASURING PULSE AND METHOD OF OBTAINING PULSE INFORMATION USING THE SAME | 2012-09-06 | A pulse measurement apparatus and a method of obtaining pulse information using the same are provided. The pulse measurement apparatus includes a frame, a first arm and a second arm installed in the frame so that the first and the second arms are rotated, and a sensor unit formed at one end of each of the first arm and the second arm, brought in contact with an inner wall within an ear of a user, and configured to detect pulse waves transferred through a blood vessel. The pulse measurement apparatus mounted on an ear and reduced in size can be provided, and a continuous and stable pulse wave signal can be measured using the pulse measurement apparatus. | 1. A pulse measurement apparatus, comprising: a frame;a first arm and a second arm installed in the frame so that the first and the second arms are rotated; anda sensor unit formed at one end of each of the first arm and the second arm, brought in contact with an inner wall within an ear of a user, and configured to detect pulse waves transferred through a blood vessel. 2. The pulse measurement apparatus of claim 1, wherein the sensor unit is formed of a piezoelectric sensor. 3. The pulse measurement apparatus of claim 2, wherein the piezoelectric sensor has a film form. 4. The pulse measurement apparatus of claim 2, wherein the piezoelectric sensor detects the pulse waves and converts the detected pulse waves into an electrical signal. 5. The pulse measurement apparatus of claim 1, wherein the first arm and the second arm are coupled at a coupling unit in such a way as to cross each other and are rotated and moved around the coupling unit. 6. The pulse measurement apparatus of claim 5, further comprising an elastic member provided at other ends of the first arm and the second arm and configured to provide elastic force in a direction that widens an interval between the one ends of the first arm and the second arm. 7. The pulse measurement apparatus of claim 6, wherein the sensor unit is closely adhered to the inner wall within the ear of the user by the elastic member in the state in which the sensor unit has been inserted into the inside of the ear of the user. 8. The pulse measurement apparatus of claim 5, wherein the coupling unit is configured to have a spherical shape and, is inserted into and installed in a hollow of the frame. 9. The pulse measurement apparatus of claim 1, wherein the first arm and the second arm are made of silicon. 10. The pulse measurement apparatus of claim 1, further comprising a processing unit for extracting pulse information of the user based on the pulse waves detected by the sensor unit. 11. The pulse measurement apparatus of claim 10, further comprising a wireless transmission unit for wirelessly transmitting the pulse information extracted by the processing unit to an external reception apparatus. 12. The pulse measurement apparatus of claim 10, wherein the processing unit comprises: a signal processing unit for amplifying an electrical signal detected by the sensor unit, removing noise from the amplified electrical signal, and generating a pulse wave signal; anda central processing unit for extracting a pulse by detecting a period from the pulse wave signal generated from the signal processing unit. 13. A method of obtaining pulse information, the method comprising: inserting a head into an inside of an ear of a user and closely adhering the head to an inner wall within the ear of the user;detecting a pulse wave signal transferred through a blood vessel passing through the inside of the ear, from the head closely adhered to the inner wall within the ear;extracting pulse information from the detect... | Electronics and Telecommunications Research Institute | A61B005/0245
US08394022 | B2 | 2013-03-12 | Selectively permeable coated membrane | 2008-10-29 | There is provided a selectively permeable biointerface membrane, permitting selective diffusion of analyte therethrough, for use in an analyte sensor comprising a nanoporous substrate and a coating, on the nanoporous substrate, comprising a plurality of polymer chains whereby each polymer chain is attached at one chain end thereof to a surface of the nanoporous substrate. There are also provided methods for the preparation of the selectively permeable membrane and an analyte sensor comprising the membrane. | 1. An implantable analyte sensor comprising a biointerface membrane permitting selective diffusion of an analyte therethrough, said membrane comprising a nanoporous substrate and a coating on said nanoporous substrate restricting a pore size of the nanoporous substrate, said coating comprising a plurality of bio-compatible polymer chains, whereby each polymer chain is covalently attached at one chain end thereof to a surface of the nanoporous substrate via a 5-(2-bromo-2-methylpropanamido)-2-hydroxybenzoic acid group and whereby the polymer chains are formed by a surface-initiated controlled polymerization process from the nanoporous substrate. 2. The sensor according to claim 1, wherein the sensor is a glucose sensor. 3. The sensor according to claim 1, wherein the polymer chains are formed by polymerisation of one or more monomer selected from the group consisting of 2-hydroxyethyl methacrylate, glycidyl methacrylate, (polyethylene glycol) methacrylate, (polyethylene glycol) methylether methacrylate, ethylene glycol dimethacrylate, and poly(ethylene glycol)dimethacrylate. 4. The sensor according to claim 3, wherein the polymer chains are composed of poly(poly(ethylene glycol) methacrylate) chains. 5. The sensor according to claim 1, wherein the substrate is a nanoporous alumina substrate. 6. The sensor according to claim 5, wherein the nanoporous substrate has a pore size of at least 20 nm and no more than 100 nm. 7. The sensor according to claim 1, wherein the nanoporous substrate has a pore size of at least 2 nm and no more than 200 nm. 8. The sensor according to claim 1, wherein the coating of the nanoporous substrate has a thickness of at least 10 nm and no more than 100 nm. 9. The sensor according to claim 1, wherein the membrane has a pore size in the range of from 0.1 nm to 10 nm. 10. The implantable analyte sensor according to claim 1, wherein said polymer chains comprise water soluble monomers. 11. A bio-interface membrane for an analyte sensor permitting selective diffusion of an analyte therethrough comprising: a nanoporous substrate and a coating on said nanoporous substrate, said coating comprising a plurality of bio-compatible polymer chains, whereby each polymer chain is covalently attached at one chain end thereof to a surface of the nanoporous substrate via a 5-(2-bromo-2-methylpropanamido)-2-hydroxybenzoic acid group and whereby the polymer chains are formed by a surface-initiated controlled polymerization process from the nanoporous substrate, said coating restricting a pore size of the pores of the nanoporous substrate so as to provide selective diffusion of the analyte through the membrane. 12. The membrane according to claim 11, wherein the analyte is glucose. 13. The membrane according to claim 11, wherein the polymer chains are formed by polymerisation of one or more monomer selected from the group consisting of 2-hydroxyethyl methacrylate, glycidyl methacrylate, (polyethylene glycol) methacrylate, (polyethyl... | Sensile Pat AG | A61B005/00
US08409106 | B2 | 2013-04-02 | Blood pressure measurement device for measuring blood pressure with clothes on | 2008-04-09 | A sphygmomanometer (1) stores a parameter for calculating a blood pressure value from a measurement value with clothes on from a measurement value with clothes off at a measurement site and the measurement value with clothes on in advance. When a with-clothes mode is selected with a button (3-4) in measuring the blood pressure, the blood pressure value is calculated using the parameter stored with respect to the measurement value. | 1. A blood pressure measurement device comprising: a measurement fluid bag;a sensor that measures a change in inner pressure of the measurement fluid bag;a first setting unit that sets a parameter in correspondence to information related to clothing at a measurement site at a time of measurement of a person to be measured;a calculation unit that calculates a blood pressure value using the parameter and based on the change in inner pressure of the measurement fluid bag obtained by the sensor; anda second setting unit that allows a user to manually select and set information related to clothing at the measurement site at the time of the measurement of the person to be measured. 2. The blood pressure measurement device according to claim 1, wherein the information related to clothing at the measurement site at the time of the measurement of the person to be measured is whether the person to be measured is clothed at the measurement site at the time of the measurement. 3. The blood pressure measurement device according to claim 1, wherein the information related to clothing at the measurement site at the time of the measurement of the person to be measured is information related to an attribute of the clothes the person to be measured is wearing at the measurement site at the time of measurement. 4. The blood pressure measurement device according to claim 1, further comprising: a storage unit that stores the parameter;wherein the first setting unit includes an acquiring unit that acquires the parameter corresponding to the information related to the clothing at the measurement site at the time of the measurement of the person to be measured from the storage unit. 5. The blood pressure measurement device according to claim 1, further comprising: a determination unit that determines the parameter corresponding to the information related to the clothes at the time of the measurement of the person to be measured using a change in inner pressure of the measurement fluid bag obtained by the sensor at the measurement site. 6. The blood pressure measurement device according to claim 1, further comprising: a judgment unit that judges whether or not to calculate the blood pressure value using the parameter and using a reference value corresponding to the information related to the clothing at the measurement site at the time of the measurement of the person to be measured and the change in inner pressure of the measurement fluid bag obtained by the sensor. 7. A processing method in a computer of measurement data obtained by a blood pressure measurement device including a measurement fluid bag and a sensor for measuring a change in inner pressure of the measurement fluid bag, the method comprising: setting a parameter in correspondence to information related to clothing at a measurement site at the time of measurement of a person to be measured;calculating, using a processor in the computer, a blood pressure value using the parameter based on the change i... | Omron Healthcare Co., Ltd. | A61B005/0225
US08427156 | B2 | 2013-04-23 | Systems and methods for image reconstruction of sensitivity encoded MRI data | 2010-12-17 | Methods and systems in a parallel magnetic resonance imaging (MRI) system utilize sensitivity-encoded MRI data acquired from multiple receiver coils together with spatially dependent receiver coil sensitivities to generate MRI images. The acquired MRI data forms a reduced MRI data set that is undersampled in at least a phase-encoding direction in a frequency domain. The acquired MRI data and auto-calibration signal data are used to determine reconstruction coefficients for each receiver coil using a weighted or a robust least squares method. The reconstruction coefficients vary spatially with respect to at least the spatial coordinate that is orthogonal to the undersampled, phase-encoding direction(s) (e.g., a frequency encoding direction). Values for unacquired MRI data are determined by linearly combining the reconstruction coefficients with the acquired MRI data within neighborhoods in the frequency domain that depend on imaging geometry, coil sensitivity characteristics, and the undersampling factor of the acquired MRI data. An MRI image is determined from the reconstructed unacquired data and the acquired MRI data. | 1. A method for reconstructing an actual image from sensitivity encoded magnetic resonance imaging (MRI) data capable of being represented in a frequency domain, the frequency domain comprising at least a phase-encoding direction and a frequency-encoding direction, the phase-encoding and frequency-encoding directions corresponding to a first spatial dimension and a second spatial dimension, respectively, the method comprising: acquiring an undersampled MRI data set undersampled in at least the phase-encoding direction;determining reconstruction coefficients of the undersampled MRI data set, wherein the reconstruction coefficients have values that vary across at least the second spatial dimension, which corresponds to the frequency-encoding direction, wherein variation of the values of the reconstruction coefficients is based on variation of coil sensitivities;determining a reconstructed MRI data set by combining the reconstruction coefficients and the undersampled MRI data set;determining a complete MRI data set by combining the undersampled MRI data set and the reconstructed MRI data set; andoutputting at least a portion of the complete MRI data set to an output device configured for display or onto a non-transitory computer readable medium. 2. The method of claim 1, wherein the undersampled MRI data set comprises an auto-calibration signal data set. 3. The method of claim 1, wherein the act of determining reconstruction coefficients further comprises: dividing at least a portion of the undersampled MRI data set into overlapping blocks along at least the second spatial dimension corresponding to the frequency-encoding direction; determining block reconstruction coefficients for each of the overlapping blocks; andinterpolating among the block reconstruction coefficients to determine values of the reconstruction coefficients. 4. The method of claim 1, wherein the act of determining reconstruction coefficients further comprises using a weighted least squares technique having one or more weights in order to determine the reconstruction coefficients, the weights being inversely related to energies of the detected signals of the undersampled MRI data set or related to distances from a center of the frequency domain. 5. The method of claim 1, wherein the act of determining reconstruction coefficients further comprises using a robust least squares technique in order to determine the reconstruction coefficients, wherein the robust least squares technique excludes a portion of the undersampled MRI data set from the act of determining reconstruction coefficients, the excluded portion corresponding to MRI data having magnitudes below a first percentile and having magnitudes above a second percentile. 6. The method of claim 1, wherein the act of combining the reconstruction coefficients and the undersampled MRI data set further comprises linearly combining the reconstruction coefficients and the undersampled MRI data set within one or more neighborhoods... | University of Utah Research Foundation | G01V003/00 A61B005/05
US08387266 | B2 | 2013-03-05 | Device for measuring a body part of a living being | 2009-12-02 | A body limb measurement device (10) comprising a track (12), a cart (14), and a laser source (16) fixedly attached to the cart. The cart is capable of linearly moving along the track. The device can further include a vertical support (18) having a pivot (20), and the track can comprise a pivot receiver (22), wherein the pivot receiver (22) is rotatably attached to the pivot (20). The track (12) can include units of length measurement (24) embedded therein. The cart (14) can include a reference point (26) to correspond to the units of length measurement, to track the cart's position on the track (12). A method of measuring a body part (28) comprising the steps of moving the cart (14) along the track (12) to measure the distance between a first edge (32) and a second edge (34) of the body part (28). | 1. A body part measurement device comprising: a track;a cart; anda laser source fixedly attached to the cart;wherein the cart is supported by the track and is capable of linearly moving along the track in a first direction, andwherein the track, cart and laser source are arranged such that the laser source emits a laser beam away from the track and perpendicular to the first direction such that the laser beam moves over the body part to be measured. 2. The body part measurement device of claim 1 further comprising a vertical support for adjustably supporting the track a selected distance above the ground, the vertical support comprising a pivot, the track comprising a pivot receiver, wherein the pivot receiver is rotatably attached to the pivot. 3. The body part measurement device of claim 1, the track comprising units of length measurement. 4. The body part measurement device of claim 3, the cart comprising a reference point to correspond to the units of length measurement. 5. The body part measurement device of claim 1, the cart comprising an internal electronic measurement device that is capable of measuring the distance that the cart has linearly moved along the track, wherein the distance moved along the track corresponds to the body part measurement. 6. The body part measurement device of claim 5, the cart further comprising a digital display capable of showing the distance that the cart has linearly moved along the track. 7. A method of measuring a body part comprising the steps of: a. presenting a body part comprising a thickness defined by a first edge and a second edge;b. placing the body part between a screen and a body part measurement device comprising: a track;a cart; anda laser source fixedly attached to the cart capable of emitting a laser beam;wherein the cart is capable of linearly moving along the track;c. moving the cart along the track until the laser beam emitted from the laser source appears between the first edge and the second edge of the body part;d. moving the cart along the track so that the laser beam emitted appears to be moving towards the first edge of the body part until the laser beam emitted from the laser source first appears on the screen;e. stopping the cart;f. accounting for the position of the cart along the track as point X;g. moving the cart along the track towards the second edge of the body part until the laser beam emitted from the laser source first appears on the screen;h. stopping the cart;i. accounting for the position of the cart along the track as point Y;j. calculating the distance between point X and point Y to determine the thickness of the body part. 8. The method of claim 7, a. the track comprising units of length measurement;b. the cart comprising a reference point to correspond to the units of length measurement;c. wherein the step of accounting for the position of the cart along the track as point X comprises the step noting the unit of length measurement on the track to which the ... | Medical Minds LLC | A61B005/103
US08417312 | B2 | 2013-04-09 | Systems and methods for processing sensor data | 2008-10-24 | Systems and methods for processing sensor data are provided. In some embodiments, systems and methods are provided for calibration of a continuous analyte sensor. In some embodiments, systems and methods are provided for classification of a level of noise on a sensor signal. In some embodiments, systems and methods are provided for determining a rate of change for analyte concentration based on a continuous sensor signal. In some embodiments, systems and methods for alerting or alarming a patient based on prediction of glucose concentration are provided. | 1. A method for calibrating glucose sensor data from a continuous glucose sensor, the method comprising: immediately calibrating, using a processor module, a continuous glucose sensor by matching a reference glucose value with a first sensor glucose value;displaying one or more estimated glucose values within about 10 minutes of receiving the reference glucose value, wherein the one or more estimated glucose values are transformed using the immediate calibration;subsequently calibrating the continuous glucose sensor by matching the reference glucose value with a second sensor glucose value; anddisplaying one or more subsequent estimated glucose values in substantially real time, wherein the one or more estimated glucose values are transformed using the subsequent calibration. 2. The method of claim 1, wherein the first sensor glucose value and the second sensor glucose value are different. 3. The method of claim 1, wherein the subsequently calibrating comprises matching the reference glucose value with the second sensor glucose value, whereby a time lag is compensated for. 4. The method of claim 1, wherein the immediately calibrating further comprises determining a calibration state comprising one of an out-of-calibration state and an in-calibration state. 5. The method of claim 1, wherein the determining a calibration state further comprises displaying information indicative of the calibration state on a user interface. 6. The method of claim 1, wherein the displaying one or more estimated glucose values within about 10 minutes of receiving the reference glucose value comprises displaying the one or more estimated analyte values is within about 5 minutes of receiving the reference glucose value. 7. The method of claim 1, wherein the displaying one or more estimated glucose values within about 10 minutes of receiving the reference glucose value comprises displaying the one or more estimated analyte values is within about 2 minutes of receiving the reference glucose value. 8. The method of claim 1, wherein the displaying one or more estimated glucose values within about 10 minutes of receiving the reference glucose value comprises displaying the one or more estimated analyte values is within about 1 minute of receiving the reference glucose value. 9. A system for calibrating glucose sensor data from a continuous glucose sensor, the system comprising: a processor module configured to immediately calibrate a continuous glucose sensor by matching a reference glucose value with a first sensor glucose value and display one or more estimated analyte values within about 10 minutes of receiving the reference glucose value based on the immediate calibration and, wherein the processor module is further configured to subsequently calibrate the continuous glucose sensor by matching the reference glucose value with a second sensor glucose value and display one or more subsequent estimated analyte values in substantially real time based on the subsequen... | DexCom, Inc. | A61B005/05
US08396551 | B2 | 2013-03-12 | Systems and methods for optimizing ventricular pacing delays during atrial fibrillation | 2009-07-22 | Techniques are provided for use by implantable medical devices for controlling ventricular pacing, particularly during atrial fibrillation. In one example, during a V sense test for use in optimizing ventricular pacing, the implantable device determines relative degrees of variation within antecedent and succedent intervals detected between ventricular events sensed on left ventricular (LV) and right ventricular (RV) sensing channels. Preferred or optimal ventricular pacing delays are then determined, in part, based on a comparison of the relative degrees of variation obtained during the V sense test. In another example, during RV and LV pace tests, the device distinguishes QRS complexes arising due to interventricular conduction from QRS complexes arising due to atrioventricular conduction from the atria, so as to permit the determination of correct paced interventricular conduction delays for the patient. The paced interventricular conduction delays are also used to optimize ventricular pacing. Biventricular and monoventricular pacing regimes are provided. | 1. A method for controlling the delivery of cardiac pacing therapy by an implantable cardiac rhythm management device for use with patients subject to atrial fibrillation, the method comprising: detecting atrial fibrillation (AF), and in response to detecting AF;determining a first degree of variation within intervals between ventricular events sensed by the device on a first channel and preceding ventricular events sensed on a second channel;determining a second degree of variation within intervals between ventricular events sensed by the device on the first channel and subsequent ventricular events sensed on the second channel; andcontrolling ventricular pacing based, at least in part, on a comparison of the first and second degrees of variation. 2. The method of claim 1 wherein the first sensing channel is a right ventricular (RV) sensing channel and the second sensing channel is a left ventricular (LV) sensing channel. 3. The method of claim 2 wherein the ventricular events sensed on the first channel are right ventricular depolarization (RV QRS) events and the ventricular events sensed on the second channel are left ventricular depolarization (LV QRS) events. 4. The method of claim 1 wherein determining the first degree of variation includes: detecting a first set of intervals (Δ−) between the ventricular events sensed on the first channel and the preceding ventricular events sensed on the second channel; anddetermining a degree of variation within the first set of intervals (Δ−). 5. The method of claim 4 wherein determining the second degree of variation includes: detecting a second set of intervals (Δ+) between the ventricular events sensed on the first channel and the preceding ventricular events sensed on the second channel; anddetermining a degree of variation within the second set of intervals (Δ+). 6. The method of claim 5 wherein controlling ventricular pacing includes: determining an interventricular pacing delay (VV) based, at least in part, on a comparison of the relative degrees of variation in the first and second sets of intervals (Δ−,Δ+); andcontrolling biventricular pacing based on the interventricular pacing delay (VV). 7. The method of claim 6 wherein determining the interventricular pacing delay (VV) based on the comparison of the sets of intervals includes: comparing the degree of variation in the Δ− intervals to the degree of variation in the Δ+ intervals to determine which has a smaller degree of variation;deriving an intrinsic interventricular delay (Δ) for the patient based on the set of intervals having the smaller degree of variation; andsetting the interventricular pacing delay (VV) based, at least in part, on the intrinsic interventricular delay (Δ). 8. The method of claim 7 wherein if the degree of variation in the Δ− intervals is smaller than the degree of variation in the Δ+ intervals, then the intrinsic interventricular delay (Δ) is set equal to negative ¦Δ−¦; andif the degree of variation in the Δ+ int... | Pacesetter, Inc. | A61N001/00 A61B005/04
US08644917 | B2 | 2014-02-04 | Cardio mapping system and method for cardio mapping | 2012-09-05 | A method and system for determining the mechanism of cardiac arrhythmia in a patient is disclosed. The method basically entails measuring the impedance of cardiac tissue in a portion of the patient's heart using a catheter during an episode of supraventricular tachycardia to produce an iso-impedance map of that cardiac tissue on a video display and analyzing the pattern of the iso-impedance map to differentiate focal arrhythmia caused by a circumscribed region of focal firing and reentrant arrhythmia caused by a macroreentrant circuit. The method can also be used to identify regions of coherent rapidly conducting tissue e.g., Bachman's bundle or the inferoposterior pathway insertion points, to identify focal “mother rotors” throughout the left atrium that may participate in the generation and maintenance of atrial fibrillation and to identify areas of CAFE (complex atrial/fractionated electrograms) that truly reflect these mother rotors. | 1. A cardiac arrhythmia discrimination system for determining the mechanism of cardiac arrhythmia in a patient, said cardiac arrhythmia discrimination system comprising, a catheter and an associated processing unit, said catheter and said processing unit being arranged to measure the impedance of cardiac tissue of the patient at various selected points on the patient's heart during a spontaneously occurring or induced arrhythmia and providing the geometric position of each of said points on the patient's heart, and wherein each of said measurements and positions are recorded by said system, said system being arranged to determine if a point on the patient's heart exhibits low impedance (Zlow), wherein Zlow≦Zmin+0.1(Zmax−Zmin), where Zmin is the minimum impedance measured and Zmax is the maximum impedance measured, said system being arranged to discard from its impedance measurements any points associated with tissue voltage of less than 0.5 mV or poor contact of the catheter to the cardiac tissue and impedance measurements from mapping points that are too internal to the anatomic shell or points with far-field low amplitude electrograms, and evaluating the remaining points of measured impedance to determine if there is an area of approximately 3.4±2 cm2 or 2.4±1.8% of the atrial surface area having plural Zlow points therein. 2. The cardiac arrhythmia discrimination system of claim 1 wherein said system is arranged to determine the normal impedance (Znormal) of the patient's cardiac tissue, wherein Znormal≧Zmin+0.2(Zmax−Zmin). 3. The cardiac arrhythmia discrimination system of claim 1 wherein said points that are too internal to the anatomic shell are >1 mm internal to a 15 degree spherical arc of curvature with a radius of 1.5-2 cm inscribed by a local group of measured points on the heart chamber shell. 4. The cardiac arrhythmia discrimination system of claim 1 wherein said system is arranged to produce a perceptible signal upon the detection of said plural Zlow points within said area. 5. The cardiac arrhythmia discrimination system of claim 1 wherein said processing unit including magnetic sensor navigation to provide the geometric position of each of said points on the patient's heart. 6. The cardiac arrhythmia discrimination system of claim 2 wherein said system additionally comprises a video display coupled to said processing unit and being arranged to produce a iso-impedance map of the cardiac tissue, said iso-impedance map being colored to represent differing impedances measured by said catheter to enable a user of said cardiac arrhythmia discrimination system to visually analyze the color pattern of said iso-impedance map to differentiate a focal arrhythmia caused by a circumscribed region of focal firing from reentrant arrhythmia caused by a macroreentrant circuit. 7. The cardiac arrhythmia discrimination system of claim 1 wherein said catheter is arranged to determine the amount of pressure applied by it onto the cardiac tissue ... | Albert Einstein Healthcare Network | A61B005/0452
US08498686 | B2 | 2013-07-30 | Mapping catheter with spiral electrode assembly | 2011-10-04 | A mapping catheter adapted for use in a heart chamber, has a distal mapping assembly with a spiral ribbon that is radially expandable and contractable by means of an expander so that electrodes on the ribbon can contact heart wall at a plurality of locations simultaneously. The expander extends the length of the catheter between a control handle and a distal end of the spiral ribbon. The expander can be controlled directly at its proximal end by a user or the expander can be responsive to a puller wire controlled by a user interface on the control handle. | 1. A catheter, comprising: an elongated body;an elongated expander extending through the elongated body, anda distal electrode assembly distal a distal end of the elongated body, including: a band member configured in a spiral form about the expander, the band member having a length between a distal end and a proximal end, the distal end being fixed to the expander, the proximal end being in a fixed relationship with the elongated body;a plurality of electrodes carried on the band member; andtwo support members with shape memory, each support member extending along a respective lengthwise edge of the band member to flexibly support the spiral form;wherein the expander is longitudinally movable relative to the elongated body to vary the spiral form of the band member. 2. A catheter of claim 1, wherein the band member has an outer surface that faces outwardly along the spiral form and the electrodes are mounted on the outer surface. 3. A catheter of claim 1, wherein the expander is longitudinally movable relative to the elongated body to vary the spiral form of the band member between a radially expanded configuration and a radially contracted configuration. 4. A catheter of claim 1, wherein the electrodes are elongated and generally parallel to the expander. 5. A catheter of claim 1, wherein the expander has an exposed proximal end adapted for direct manipulation by a user for longitudinal movement relative to the elongated body. 6. A catheter of claim 1, further comprising: a control handle with a user interface assembly, and a puller wire extending through the elongated body and having a distal end anchored in the expander and a proximal end responsive to the user interface assembly for longitudinal movement relative to the elongated body. 7. A catheter of claim 6, wherein the user interface assembly includes an interface configured for linear motion relative to a control handle housing. 8. A catheter of claim 6, wherein the user interface assembly includes an interface configured for rotational movement relative to a control handle housing. 9. A catheter, comprising: a catheter body;a deflectable intermediate section distal of the catheter body;an elongated expander extending through the catheter body and the intermediate section, anda distal electrode assembly distal a distal end of the intermediate section, including: a band member configured in a spiral form about the expander, the band member having a length between a distal end and a proximal end, the distal end being fixed to the expander, the proximal end being fixed at or near a distal end of the intermediate section;a plurality of electrodes carried on the band member; andtwo support members with shape memory, each support member extending along a respective lengthwise edge of the band member to flexibly support the spiral form;wherein the expander is longitudinally movable relative to the elongated body to vary the spiral form of the band member between a radially expanded con... | Biosense Webster (Israel), Ltd. | A61B005/042
US08427161 | B2 | 2013-04-23 | Method and apparatus for generating hyperpolarized materials | 2009-12-18 | Methods and apparatuses for generating hyperpolarized materials are disclosed. In one embodiment, a flexible fluid path is provided for use in a polarizer system. In a further embodiment, a polarizer system is provided with an electromechanical assembly for controlling the movement of a fluid path, when present, within a sample path of the polarizer system. In a further embodiment, a polarizer system is provided having a sample path entry point at a convenient height for use by a user standing on the ground. | 1. A flexible fluid path of a polarizer system, comprising: a flexible double-walled tube comprising an inner tube and an outer tube;a terminal portion in fluid communication with both the inner tube and the outer tube;a first vessel in fluid communication with only one of the inner tube or the outer tube; anda second vessel in fluid communication with only whichever of the inner tube or the outer tube is not in fluid communication with the first vessel, wherein at least the terminal portion of the flexible fluid path is configured to be inserted into a sample path of the polarizer system in order to produce a hyperpolarized sample when the terminal portion is positioned within the sample path. 2. The flexible fluid path of claim 1, comprising a sample material disposed within the terminal portion. 3. The flexible fluid path of claim 2, wherein the sample material comprises 13C1-pyruvate. 4. The flexible fluid path of claim 1, wherein the first vessel comprises a syringe. 5. The flexible fluid path of claim 1, wherein the flexible double-walled tube comprises polyetheretherketone (PEEK). 6. The flexible fluid path of claim 1, further comprising a sliding seal disposed about the flexible double-walled tube. 7. The flexible fluid path of claim 1, wherein the terminal portion is integral with the flexible double-walled tube. 8. The flexible fluid path of claim 1, wherein the terminal portion is formed using the same material as the flexible double-walled tube. 9. A polarizer system, comprising: a vacuum chamber;a cryogenic cooling system disposed within the vacuum chamber;a magnet disposed within the vacuum chamber;a sample path extending through the cryogenic cooling system; andan electro-mechanical assembly configured to control the movement of a fluid path comprising a flexible double-walled tube within the sample path, wherein the electromechanical assembly, when in use, moves the fluid path within the sample path in accordance with a pre-configured hyper-polarization protocol in order to produce a dissolved, hyperpolarized material as an output. 10. The polarizer system of claim 9, comprising one or more control circuits capable of controlling operation of the electromechanical assembly. 11. The polarizer system of claim 10 comprising one or more temperature sensors in communication with the one or more control circuits. 12. The polarizer system of claim 10, comprising one or more user interface control structures configured to communicate user commands to the one or more control circuits. 13. The polarizer system of claim 9, wherein the electromechanical assembly is configured to automatically load and unload the fluid path. 14. A polarizer system capable of hyperpolarizing a material, comprising: a vacuum chamber;a cryogenic cooling system disposed within the vacuum chamber;a magnet disposed within the vacuum chamber;a sample path extending through the cryogenic cooling system; anda flexible flow path extendable into the sample p... | General Electric Company | A61B005/055 B01J019/08 B01J019/00 G01N001/44 G01R033/28 G01R033/62 G01V003/00
US08394029 | B2 | 2013-03-12 | Night respiration rate for heart failure monitoring | 2009-06-01 | The invention refers to a monitoring device for monitoring and analyzing physiological signals. The monitoring device comprises a transthoracic impedance measurement unit and an evaluation unit connected to the transthoracic impedance measurement unit. The transthoracic impedance measurement unit is adapted to conduct a transthoracic impedance measurement and to generate a transthoracic impedance signal representing a measured transthoracic impedance at consecutive points in time. The evaluation unit being configured to process the transthoracic impedance signal received from the transthoracic impedance measurement unit and to thus generate a respiration signal and to generate therefrom an evaluation signal reflecting at least a diurnal pattern of the respiration rate. | 1. A monitoring device for monitoring and analyzing physiological signals comprising: a transthoracic impedance measurement unit;an evaluation unit connected to said transthoracic impedance measurement unit;said transthoracic impedance measurement unit configured to conduct a transthoracic impedance measurement and to generate a transthoracic impedance signal that represents a measured transthoracic impedance at consecutive points in time;said evaluation unit configured to process said transthoracic impedance signal received from said transthoracic impedance measurement unit and to thus generate a respiration signal and to generate therefrom an evaluation signal that reflects at least a diurnal pattern of a respiration rate;a sensing unit configured to process an EGM signal that represents intracardiac myocardial electric potentials and determine therefrom a heart rate signal;wherein said evaluation unit is configured to perform a trending analysis of multiple different physiological parameters, comprising a heart rate, a heart rate variability and said respiratory rate;wherein said evaluation unit is configured to determine overall statistics of a respiration rate signal; and,wherein said evaluation unit is configured to determine a composite score from said multiple different physiological parameters; wherein said evaluation unit is configured to determine said composite score as follows: CS=a*rRR+b/dRR+c*rHR+d/HRV,where a, b, c, and d are predefined non-negative coefficients, rRR is a resting respiration rate, dRR is a difference between day and night respiration rates, rHR is a resting heart rate, and HRV is an index of 24-hour heart rate variability. 2. The monitoring device of claim 1 wherein said evaluation unit is configured to detect an increase of a night respiration rate of a patient, and/or decrease of a daytime respiration rate of the patient, and/or decrease of a circadian variability of the respiration rate and to generate an alert signal upon detection of one or more of said increases or decreases. 3. The monitoring device of claim 1 further comprising: a metal can;wherein said transthoracic impedance measurement unit is connected or can be connected to a bipolar ventricular electrode lead having a tip electrode at its distal end and a ring electrode close to said tip electrode; and,wherein said transthoracic impedance measurement unit is configured to inject a current between said ring electrode and said metal can, and to measure a voltage between said tip electrode and said metal can. 4. The monitoring device of claim 3 wherein said transthoracic impedance measurement unit is configured to calculate an impedance as a ratio between a measured voltage and an injected current. 5. The monitoring device of claim 3 wherein said transthoracic impedance measurement unit is configured to measure an impedance signal with a sampling frequency of at least 8 Hz. 6. The monitoring device of claim 3 wherein said transthoracic impedance me... | Biotronik CRM Patent AG | A61B005/08
US08428673 | B2 | 2013-04-23 | Medical measuring device | 2006-08-09 | The invention relates to a measuring device (1) for the non-invasive measurement of physiological parameters. The measuring device (1) is suited to detect and localize by way of self diagnosis diseases such as, for example, inflammations, tumors or arteriosclerosis. The invention proposes a measuring device (1) with at least one optical measuring unit (100) for the generation of oximetric and/or plethysmographic measuring signals, an evaluation unit (140) processing the measuring signals, and a unit (120, 130) for the acquisition of local tissue parameters such as fat content, water content and/or blood perfusion, with the evaluation unit (140) being designed such that at least one local metabolic parameter is determined, in particular the local oxygen consumption, from the signals furnished by the optical measuring unit and obtained from tissue parameters. Moreover, the measuring device (1) enables the non-invasive determination of the blood glucose level. | 1. A measuring device for non-invasive determination of physiological parameters comprising at least one optical measuring unit generating at least one of oximetric measuring signals and plethysmographic measuring signals, and an evaluation unit for processing the measuring signals, wherein the evaluation unit is designed such that at least one local metabolism parameter is determined from the signals furnished by the at least one optical measuring unit, wherein the optical measuring unit has at least two radiation sources for irradiating the body tissue to be examined, and at least one radiation sensor for the detection of at least one of the radiation scattered by the body tissue and the radiation transmitted by the body tissue,wherein the at least two radiation sources have different spatial radiation characteristics comprising different beam angles, andwherein the at least two radiation sources irradiate different volume areas of the body tissue to be examined. 2. The measuring device according to claim 1, comprising a unit for the acquisition of local tissue parameters, with the evaluation unit being designed such that the at least one local metabolic parameter is determined from the signals furnished by the optical measuring unit and obtained from tissue parameters. 3. The measuring device according to claim 2, wherein the unit for the acquisition of local tissue parameters comprises a bioelectric impedance measuring unit. 4. The measuring device according to claim 3, wherein the bioelectric impedance measuring unit is designed such that it additionally detects overall tissue parameters of the body. 5. The measuring device according to claim 2, wherein the unit for the detection of local tissue parameters comprises an optical radiation source and a radiation sensor. 6. The measuring device according to claim 2, comprising a heat sensor for the determination of the heat dissipated via the skin surface, with the evaluation unit being designed to determine the local metabolic parameters taking the signals of the heat sensor into account. 7. The measuring device according to claim 2, comprising an optical sensor for the spatially resolved determination of the skin complexion. 8. The measuring device according to claim 2, comprising an ECG unit for the collection of an ECG signal via two or more ECG electrodes, with the evaluation unit being designed for the assessment of the time characteristics of the ECG signal. 9. The measuring device according to claim 8, wherein the evaluation unit is designed for at least one of the assessment of the time characteristics of a plethysmographic signal detected by the device and the determination of the pulse wave velocity based on the time characteristics of the ECG signal and the plethysmographic signal. 10. The measuring device according to claim 2, comprising a storage unit for the storage of the parameters determined by means of the evaluation unit. 11. The measuring device according to claim ... | Ingo Flore | A61B005/1455
US08391945 | B2 | 2013-03-05 | Analyte monitoring device and methods of use | 2009-03-17 | An analyte monitor includes a sensor, a sensor control unit, and a display unit. The sensor has, for example, a substrate, a recessed channel formed in the substrate, and conductive material disposed in the recessed channel to form a working electrode. The sensor control unit typically has a housing adapted for placement on skin and is adapted to receive a portion of an electrochemical sensor. The sensor control unit also includes two or more conductive contacts disposed on the housing and configured for coupling to two or more contact pads on the sensor. A transmitter is disposed in the housing and coupled to the plurality of conductive contacts for transmitting data obtained using the sensor. The display unit has a receiver for receiving data transmitted by the transmitter of the sensor control unit and a display coupled to the receiver for displaying an indication of a level of an analyte. The analyte monitor may also be part of a drug delivery system to alter the level of the analyte based on the data obtained using the sensor. | 1. An electrochemical biosensor assembly, at least a portion of which is configured to be positioned beneath a skin surface of a user, comprising: a mounting unit configured to adhere to the skin surface of the user;a housing unit; anda biosensor configured to couple with the housing unit, the biosensor including a substrate having a first surface and a second surface, and at least one electrode formed on the substrate; wherein the biosensor includes a portion configured to connect with the housing unit, the portion of the biosensor configured to connect with the housing unit maintained at a first predetermined angle relative to the skin surface, the portion of the biosensor configured to be positioned beneath the skin surface maintained at a second predetermined angle relative to the skin surface, the flexibility of the biosensor varying along a continuum and the biosensor is bent; andwherein the biosensor is configured to advance through the mounting unit after the mounting unit is adhered to the skin surface of the user, the biosensor is further configured to connect with the housing unit after the portion of the biosensor is positioned beneath the skin surface of the user, and a conductive contact of the biosensor is configured to couple with at least one conductive contact disposed on the housing unit. 2. The biosensor assembly of claim 1 wherein the at least one electrode includes a carbon compound. 3. The biosensor assembly of claim 2 wherein the at least one electrode includes carbon. 4. The biosensor assembly of claim 2 wherein the at least one electrode includes a first electrode and a second electrode each including carbon. 5. The biosensor assembly of claim 4 wherein the first and second electrodes are formed on the same surface of the substrate. 6. The biosensor assembly of claim 4 including a third electrode formed on the substrate. 7. The biosensor assembly of claim 6 wherein the first electrode and the second electrode are formed on the first surface of the substrate, and the third electrode is formed on the second surface of the substrate. 8. The biosensor assembly of claim 1 including an enzyme on the at least one electrode. 9. The biosensor assembly of claim 8 wherein the enzyme includes glucose oxidase or glucose dehydrogenase. 10. The biosensor assembly of claim 8 including a redox compound present with the enzyme. 11. The biosensor assembly of claim 10 wherein the redox compound includes a redox polymer. 12. The biosensor assembly of claim 1 wherein the biosensor is configured to operate over a period of at least seven days. 13. The biosensor assembly of claim 1 wherein the biosensor is configured to provide one or more signals to the housing unit. 14. The biosensor assembly of claim 1 wherein the at least one conductive contact disposed on the housing unit and the at least one conductive contact of the biosensor are configured to couple when the housing unit is mounted to the mounting unit. 15. The biosensor a... | Abbott Diabetes Care Inc. | A61B005/05
US08391579 | B2 | 2013-03-05 | Method and system for automatic detection and segmentation of axillary lymph nodes | 2011-03-07 | A method and system for automatically detecting and segmenting lymph nodes in a 3D medical image, such as a CT image, is disclosed. A plurality of lymph node center point candidates are detected in the 3D medical image. A lymph node candidate is segmented for each of the detected lymph node center point candidates. Lymph nodes are detected from the segmented lymph node candidates by verifying the segmented lymph node candidates using a trained lymph node classifier. | 1. A method for detecting and segmenting lymph nodes in a 3D medical image, comprising: detecting a plurality of lymph node center candidates in the 3D medical image;segmenting a plurality of lymph node candidates in the 3D medical image, each one of the segmented lymph node candidates corresponding to one on the detected lymph node center candidates;detecting at least one lymph node from the segmented lymph node candidates by verifying the segmented lymph node candidates using a trained lymph node classifier; andextracting at least one target region in the 3D medical image, wherein the step of detecting a plurality of lymph node center candidates is constrained to the at least one target region. 2. The method of claim 1, wherein: the step of extracting at least one target region comprises extracting a left axillary region and a right axillary region in the 3D medical image; andthe step of detecting a plurality of lymph node center candidates comprises detecting a plurality of lymph node center candidates in each of the left axillary region and the right axillary region. 3. The method of claim 2, wherein the step of extracting a left axillary region and a right axillary region in the 3D medical image comprises: detecting a left lung tip and a right lung tip in the 3D medical image; anddefining the left axillary region based on the detected left lung tip and the right axillary region based on the detected right lung tip. 4. The method of claim 1, wherein the step of detecting a plurality of lymph node center candidates comprises: detecting a plurality of initial lymph node center candidates in the 3D medical image using a trained first lymph node center detector based on Haar features; anddetecting the plurality of lymph node center candidates from the plurality of initial lymph node center candidates using a trained second lymph node center detector based on self-aligning features associated with each of the initial lymph node center candidates. 5. The method of claim 4, wherein the step of detecting the plurality of lymph node center candidates from the plurality of initial lymph node center candidates using a trained second lymph node center detector based on self-aligning features associated with each of the initial lymph node center candidates comprises: extracting the self-aligning features for each initial lymph node center candidate by calculating a plurality of local features in each of a plurality of directions from each initial lymph node center candidate at locations of local gradient maxima above each of a plurality of thresholds, at each of a plurality scales. 6. The method of claim 4, further comprising: detecting voxels within a predetermined intensity range, wherein the step of detecting a plurality of initial lymph node center candidates in the 3D medical image using a trained first lymph node center detector is constrained to the detected voxels within the predetermined intensity range. 7. The method of claim 1, wherein th... | Siemens Corporation | G06K009/00 A61B005/05
US08398117 | B1 | 2013-03-19 | Sheet with wristband | 2011-01-28 | A printable form with a printable face ply and a wristband releasably bonded to the printable form. The wristband may be detached from the printable form and secured around a body part for use in identification. | 1. A printable form comprising: a substrate material, said substrate material comprising a leading edge, a trailing edge, first and second side edges, a face ply, a liner ply, and an adhesive ply interposed between said face ply and said liner ply and removably adhering said face ply to said liner ply, said face ply comprising a face ply surface;a wristband, said wristband comprising a top side and an opposing underside, said underside comprising an underside surface, said wristband being bounded by a leading margin, a trailing margin, and first and second side margins;a first adhesive stripe adhered to said underside surface, said first adhesive stripe having a first periphery, said first adhesive stripe permanently bonding said underside surface to said face ply surface; anda first face ply patch boundary defined in said face ply, said first face ply patch boundary circumscribing a first face ply patch, said first periphery of said first adhesive stripe being within said first face ply patch boundary,wherein said first face ply patch is smaller than said wristband. 2. The printable form of claim 1, further comprising: at least one transponder attached to said wristband. 3. The printable form of claim 1, wherein: a boundary of at least one label is defined in said face ply. 4. The printable form of claim 3, further comprising: at least one transponder between said liner ply and said face ply within said boundary of said at least one label. 5. The printable form of claim 1, further comprising: a second adhesive stripe adhered to said underside surface, said second adhesive stripe having a second periphery, said second adhesive stripe permanently bonding said underside surface to said face ply surface; anda second face ply patch boundary defined in said face ply, said second face ply patch boundary circumscribing a second face ply patch, said second periphery of said second adhesive stripe being within said second face ply patch boundary,wherein said first adhesive stripe is positioned closer to said leading margin than to said trailing margin, and said second adhesive stripe is positioned closer to said trailing margin than to said leading margin. 6. The printable form of claim 5, further comprising: at least one transponder attached to said wristband. 7. The printable form of claim 6, further comprising: at least one transponder between said liner ply and said face ply within said boundary of said at least one label. 8. The printable form of claim 5, wherein: a boundary of at least one label is defined in said face ply. 9. The printable form of claim 5, wherein said wristband is removable from said substrate material, and wherein following removal from said substrate material said first face ply patch remains adhered to said underside surface. 10. The printable form of claim 5, wherein said wristband is removable from said substrate material, and wherein following removal from said substrate material said second face ply patch remains a... | Chicago Tag & Label, Inc. | B42D015/00 A44C005/00 A61B005/103 A61B005/117 B42F021/00 B65D027/00 G09F003/10
US08388549 | B2 | 2013-03-05 | Anatomical thermal sensing device and method | 2010-03-31 | A medical device utilizing temperature sensing to identify or assess anatomical bodies or structures includes an elongate tubular member, at least one electrode, a thermal sensor, and a temperature response assessment system or component. The at least one electrode may be connected to the distal portion of the elongate tubular member, and the one or more electrode can be configured to provide energy or heat to a portion of an anatomical body or structure. The thermal sensor may be configured to measure the thermal response of the portion of an anatomical body or structure, e.g., tissue or blood pools. The temperature response assessment system or component can be coupled to the thermal sensor. In embodiments, the device may include a lumen and port opening, which may accommodate a tool, such as a needle. Methods for using temperature sensing to identify an anatomical body or structure are also disclosed. | 1. A temperature sensing medical device, the device comprising: an elongate tubular member including a distal portion having a distal tip and a side wall;at least one electrode connected to the distal portion of the elongate tubular member, the electrode configured to apply a sub-threshold amount of energy to a portion of an anatomical body or structure; anda thermal sensor configured to measure a thermal response of the portion of an anatomical body or structure in response to the application of the sub-threshold amount of energy to the portion of the anatomical body or structure and provide an output signal related thereto; anda temperature response assessment system or component operatively coupled to receive the output signal from the thermal sensor and to characterize the anatomical body or structure based upon at least one of a thermal absorptive property and a thermal dissipative property of the portion of an anatomical body or structure. 2. The device of claim 1, wherein the at least one electrode comprises a first electrode and a second electrode. 3. The device of claim 2, wherein the first electrode comprises an electrode located at the distal tip of the elongate tubular member and the second electrode comprises an electrode located along the distal portion of the elongate tubular member proximally of the first electrode. 4. The device of claim 3, wherein the first electrode comprises a button electrode, and the second electrode comprises a ring electrode. 5. The device of claim 3, wherein the first electrode and the second electrode provide a bi-pole along the distal portion of the elongate tubular member. 6. The device of claim 5, wherein the energy comprises a radio frequency (RF) energy, and the RF energy is delivered in a bipolar configuration between the first electrode and the second electrode. 7. The device of claim 1, wherein the energy comprises at least one of a radio frequency (RF) energy, microwave energy, laser energy, an ultrasound energy, and a closed-loop circulation of a comparatively warmer fluid. 8. The device of claim 1, wherein the device includes a plurality of thermal sensors. 9. The device of claim 1, including a controller configured to control the energy provided by the at least one electrode. 10. The device of claim 9, wherein the controller is configured to constrain the amount of energy or duration of energy provided by the at least one electrode. 11. The device of claim 9, wherein the controller includes manual control. 12. The device of claim 9, wherein the controller is further configured to limit the energy to a specified range of energy or metric. 13. The device of claim 12, wherein the controller is further configured to temporally limit the application of energy. 14. The device of claim 9, wherein the controller includes algorithmic control. 15. The device of claim 10, the temperature response assessment system or component is integrated with the controller. 16. The device of claim 1, ... | St. Jude Medical, Atrial Fibrillation Division, Inc. | A61B005/00
US08388604 | B2 | 2013-03-05 | Devices, systems, and methods for removing contrast from luminal organs | 2010-02-26 | Devices, systems, and methods for removing contrast from luminal organs. In at least one embodiment of a device for removing contrast from luminal organs of the present disclosure, the device comprises an elongated body having at least one lumen extending therethrough and an aperture defined along the elongated body, said aperture configured to facilitate withdrawal of contrast from a mammalian luminal organ, a first detector for detecting a contrast present within the mammalian luminal organ, the detector positioned at or near a distal end of the elongated body, an inflatable balloon coupled to the elongated body proximal to the detector, and a second detector for detecting balloon inflation, the second detector positioned along the elongated body within the balloon. | 1. A method of removing contrast from a luminal organ, the method comprising the steps of: inserting at least part of a device for removing contrast into a mammalian luminal organ, the device having a first detector and a balloon positioned along an elongated body, at least one lumen extending therethrough, and an aperture defined along the elongated body;detecting contrast present within the mammalian luminal organ by obtaining one or more initial conductance measurements within the mammalian luminal organ using the first detector, the one or more initial conductance measurements obtained without contrast present therein, and obtaining one or subsequent conductance measurements within the mammalian luminal organ using the first detector, wherein at least one of the one or more subsequent conductance measurements is a threshold percentage lower than at least one of the one or more initial conductance measurements;inflating the balloon to prohibit fluid flow within the mammalian luminal organ proximal to the balloon;removing contrast through the aperture of the device; andceasing removal of contrast from the mammalian luminal organ when a threshold amount of contrast is no longer detected within the mammalian luminal organ. 2. The method of claim 1, wherein the step of detecting contrast is performed using the first detector of the device. 3. The method of claim 1, wherein the step of inflating the balloon is performed using an inflation source upon detection of contrast present within the mammalian luminal organ. 4. The method of claim 1, wherein the steps of inflating the balloon and removing contrast are performed simultaneously. 5. The method of claim 1, wherein the step of inflating the balloon is performed by inflating the balloon to a desired size. 6. The method of claim 5, wherein the desired size corresponds to a size detected by a second detector positioned along the elongated body within the balloon. 7. The method of claim 5, wherein the desired size corresponds to a size so that contrast is prevented from escaping past the balloon but does not cause injury to the mammalian luminal organ. 8. The method of claim 1, wherein the threshold percentage is at least approximately 10% lower than at least one of the one or more initial conductance measurements. 9. The method of claim 1, further comprising the step of: deflating the balloon to permit fluid flow within the mammalian luminal organ proximal to the balloon. 10. The method of claim 9, wherein the deflation step is performed in response to at least a partial conductance measurement recovery. 11. The method of claim 10, wherein the partial conductance measurement recovery is approximately within 5% of at least one of the one or more initial conductance measurements. 12. The method of claim 1, wherein said method is performed to reduce or eliminate a risk of contrast-induced nephropathy. 13. The method of claim 1, wherein the mammalian luminal organ comprises a heart, and wher... | DTherapeutics, LLC | A61M001/00 A61M029/00 A61B006/00 A61B005/04
US08419655 | B2 | 2013-04-16 | Method and apparatus for aural acoustic immittance measurement | 2009-09-23 | An acoustic immittance measurement system converts a measure of acoustic immittance (i.e. impedance and/or admittance) of a subject's middle ear to the frequency domain such that variations in magnitude and/or phase are diagnosed using either open-loop or closed-loop measurement techniques. | 1. A system for measuring aural acoustic immittance comprising: an insertion probe including an air pump, the probe configured for insertion into the an external ear canal such that an airtight seal is obtained wherein an air pressure within an ear canal interior of the probe is capable of being varied;at least one speaker in the probe for producing a measurement sound in the ear canal;a microphone in the probe for producing a measurement signal of a sound pressure level in the sealed ear canal;a signal generator and an amplifier operatively coupled with the air pump of the probe, the signal generator, the amplifier, and the air pump being collectively configured to vary an air pressure through the probe;a measurement means for producing a measurement of an immittance of a middle ear beyond the external ear canal, whereby a measured signal is converted to a frequency domain and a measured value is recorded in a measurement system. 2. The system of claim 1, wherein the measurement signal is a single frequency and the measured value is a single frequency. 3. The system of claim 1, wherein the measurement signal is a set of multiple single frequencies and the measurement is a measure of values at more than one frequency. 4. The system of claim 1, wherein the measurement signal is a composite signal made of many frequencies and/or varying values, and the measurement is a measure of values at many frequencies. 5. The system of claim 1, wherein the measurement system is an open-loop measurement system. 6. A system for measuring aural acoustic immittance, the system comprising: an insertion probe configured for insertion into an external ear canal such that an airtight seal is obtained;a first speaker in the probe for producing a measurement sound in the ear canal;a microphone in the probe for producing a measurement signal of a sound pressure level in the sealed ear canal;a test signal generator, an amplifier, and an air pump operatively coupled with one another, the operatively coupled test signal generator, amplifier, and air pump being further operatively coupled with the probe and suitably configured to create a varying air pressure through the probe;a second speaker in the probe for producing a stimulus sound for eliciting an anatomical response;a second amplifier operatively coupled with the microphone and further coupled with an analog-to-digital converter configured to measure the immittance of a middle ear beyond the external ear canal, whereby a measured signal is converted to a frequency domain and a measured value is in recorded-a measurement system. 7. The system of claim 6, wherein thea test performed is an acoustic reflex response (ACR) test, wherein the anatomical response is an ACR, wherein the first speaker provides the measurement signal, wherein the second speaker provides the stimulus signal for eliciting the ACR, and wherein the microphone receives an acoustic signal from the sealed ear canal. 8. The stem of claim 7, wherei... | JD Birck, LLC | A61B005/00
US10595813 | B2 | 2020-03-24 | Method and apparatus for monitoring cardiac and respiratory conditions using acoustic sounds | 2012-04-26 | A medical device system and associated method discriminate respiratory and cardiac conditions using respiratory sounds. A sensing module acquires a first signal and a second signal, at least the second signal acquired from an acoustic transducer. A processor is configured to receive the first signal and to control the sensing module to acquire the second acoustic signal in response to a change in the first signal. The processor discriminates between a cardiac condition and a respiratory condition as a cause of the change in the first signal in response to the second acoustic signal. | 1. A medical device system, comprising: a first acoustic transducer;a sensing module coupled to the first acoustic transducer and configured to acquire a first signal and a second signal, at least the second signal being an acoustical signal received from the first acoustic transducer and comprising a respiratory sound of air flow through at least a portion of a tracheobronchial tree or lungs of a patient; anda processor configured to receive the first signal, control the sensing module to acquire the second acoustical signal in response to a change in the first signal, determine a metric of the respiratory sound from the second signal, discriminate between a cardiac condition and a respiratory condition as a cause of the change in the first signal in response to the metric, and control a therapy delivery module to adjust a therapy in response to discriminating the condition. 2. The system of claim 1, further comprising a second acoustic transducer, the sensing module configured to acquire the first signal from the second acoustic transducer, the first signal corresponding to a first anatomical location and the second signal corresponding to a second anatomical location different than the first. 3. The system of claim 2, wherein one of the first and second acoustic transducers is anatomically positioned superiorly along a craniocaudal axis with respect to the other of the first and second acoustic transducers, the processor configured to detect the respiratory condition in response to a change in the respective signal of the one of the first and second acoustic transducers positioned superiorly. 4. The system of claim 1, wherein the sensing module comprises a plurality of bandpass filters and acquires the second acoustical signal by enabling a bandpass filter. 5. The system of claim 4, wherein a first one of the plurality of bandpass filters is centered on a frequency corresponding to the respiratory sound and the first signal is acquired by the sensing module by setting a second one of the plurality of bandpass filters to a frequency corresponding to a heart sound. 6. The system of claim 4, wherein one of the plurality of bandpass filters is centered on a frequency corresponding to a pathological respiratory sound and provides a pathological respiratory sound signal. 7. The system of claim 6, wherein the processor is configured to detect a respiratory condition in response to the pathological respiratory sound signal having a respiratory sound duration greater than a predetermined threshold. 8. The system of claim 1, further comprising the therapy delivery module. 9. The system of claim 1, wherein the processor is further configured to adjust a therapy control parameter until a change in the second acoustical signal is no longer detected. 10. The system of claim 1, wherein the processor is configured to adjust the therapy until the first signal no longer meets a first detection condition, set a therapy timer, upon expiration of the ther... | Medtronic, Inc. | A61B005/02 A61B007/00 A61N001/362 A61N001/365 A61B005/08 A61B005/0205
US09265452 | B2 | 2016-02-23 | Phase-to-amplitude/slope mapping | 2011-04-27 | A method includes obtaining a signal that includes a plurality of cycles and generating a map that maps motion phases to the signal based on both an amplitude and a slope of the signal. A system includes a processor that identifies a set of motion signal timestamps, for a plurality of motion cycles in a motion signal indicative of cyclic motion of a moving object, based on a predetermined motion phase of interest and a phase-to-amplitude/slope mapping, wherein the set of motion signal timestamps correspond to a common signal amplitude. A method include identifying a peak of a plurality of peaks in a motion cycle of a noisy cyclic signal having irregular periodicity, wherein the peak corresponds to a point lying between two points with amplitudes below a predetermined threshold, comparing points before and after the peak with the peak, and identifying the peak as a local maximum when the peak is greater than the points. | 1. A method, comprising: obtaining a signal that includes a plurality of cycles;generating a map that maps motion phases to the signal based on both an amplitude and a slope of the signal, wherein the map divides each cycle into a descending region and an ascending region, and the descending region includes a portion of the signal with a negative slope between a lesser of a cycle maximum and a mean of signal maxima of the plurality of cycles and a greater of a cycle minimum and a mean of signal minima of the plurality of cycles, and the ascending region includes a second portion of the signal with a positive slope between the lesser of the cycle maximum and the mean of the signal maxima and the greater of the cycle minimum and the mean of the signal minima; andgenerating volumetric image data based on data acquired by a scanner and the mapped motions phases. 2. The method of claim 1, further comprising: identifying a set of timestamps for the plurality of cycles for a predetermined phase of interest based on the map, wherein identified set of timestamps corresponds to a common signal amplitude; andgenerating a signal indicative thereof. 3. The method of claim 1, wherein the signal is detected while imaging a moving object having recurring cyclic motion and a plurality of cycles corresponding to the recurring cyclic motion having irregular periodicity. 4. The method of claim 1, wherein the object is a subject and the signal is indicative of multiple breathing or cardiac cycles of the subject. 5. The method of claim 1, wherein the scanner includes at least one of a CT scanner, an X-ray scanner, a Positron Emission Tomography (PET) scanner, a Single Photon Emission Computed Tomography (SPECT) scanner, a Magnetic Resonance Imaging (MRI) scanner, or an Ultrasound (US) scanner; and wherein generating volumetric image data includes:selecting at least one mapped phase;selecting data acquired by the scanner according to the at least one selected phase; andreconstructing selected data in he volumetric image data. 6. The method of claim 1, wherein the descending amplitude region corresponds to one of contraction or expansion of the object and the ascending amplitude region corresponds to the other of expansion or contraction of the object. 7. The method of claim 1, wherein the phases span from 0% to 99% over the cycle, and one set of phases ranges from 0% to 49% and correspond to at least one of the ascending region or the descending region and another set of phases ranges from 50% to 99% and correspond to the other of the least one of the ascending region or the descending region. 8. The method of claim 1, further comprising: identifying the signal maxima and minima for the plurality of cycles;determining the mean signal maximum and the mean signal minimum respectively based on the identified signal maxima and minima; andmapping the phases to the amplitude of each cycle in a range spanning from the lesser of the mean signal maximum and the cycle max... | KONINKLIJKE PHILIPS N.V. | A61B005/113 G06F017/00 A61B006/00 G06K009/00
US09907505 | B2 | 2018-03-06 | Methods and devices for detecting bowel perforation | 2012-04-09 | The present disclosure relates to methods and devices to detect perforation of the bowel, for example, resulting from surgical procedures, such as laparoscopy, diagnostic procedures, such as colonoscopy, medical conditions, such as diverticulitis, and trauma. The present disclosure also relates to filtration systems and electrical connector assemblies for use in the methods and devices. | 1. A bowel perforation detection device comprising: a sample delivery unit comprising: an outer housing section,an inner tubing section having a perforated portion with multiple perforations configured to transport an aspirate sample comprising a gas component, a liquid component and a microbial component,a sleeve comprising a wicking material disposed between the perforated portion of the inner tubing section and the outer housing, wherein the sleeve and the perforated portion are configured to pass the liquid component of the aspirate sample through the perforated portion to the wicking material,a hydrophobic liquid filter having pore sizes ranging from 100 microns to 500 microns configured to filter a residual liquid component from the aspirate sample, a gas and microbial filter configured to filter the microbial component from the aspirate sample, separating the gas component of the aspirate sample for analysis:a sensing unit comprising a methane gas sensor, a hydrogen gas sensor, a pump, a processor, and a display; andan electrical connector assembly comprising a conducting element configured to connect the sample delivery unit and the sensing unit. 2. The device of claim 1 wherein said gas and microbial filter comprises a hydrophobic filter having minimum pore size of 0.2 microns or a hydrophilic filter having a minimum pore size of 0.01 microns. 3. The device of claim 1 wherein said inner tubing section of the sample delivery unit comprises a one-way valve. 4. The device of claim 1 wherein said methane gas sensor and hydrogen gas sensor are selected from the group consisting of contact gas sensors, non-contact gas sensors, and combinations thereof. 5. The device of claim 1 wherein said sensing unit further comprises a sensor selected from the group consisting of a carbon dioxide gas sensor, a sulfide gas sensor, a nitrogen gas sensor, and combinations thereof. 6. The device of claim 1 wherein said methane gas sensor is an infrared sensor and said hydrogen gas sensor is a solid state sensor. 7. The device of claim 1 wherein said methane gas sensor and hydrogen sensor detect the concentration of gases in real-time. 8. The device of claim 1, wherein said electrical connector assembly comprises a first section comprising the conducting element; and a second section comprising a paired pin conductor set,wherein said first section is positioned on the sample delivery unit and said second section is positioned on the sensing unit. 9. The device of claim 1 wherein said display is connected to the sensing unit by a wireless communications system. 10. The device of claim 1 wherein the wicking material comprises a hydrophilic polyurethane foam. 11. The device of claim 1 wherein the wicking material comprises a cellulose fibrous material. | Sentire Medical Systems, LLC | A61B005/00 A61M031/00 B01D039/00 A61B017/34 G01N021/3504 A61M013/00
US20130060165 | A1 | 2013-03-07 | Device for Detecting The Curvature of the Skin Surface of a Human or an Animal Subject | 2012-08-08 | This invention relates to a device for detecting the curvature change of the skin surface of a human or an animal subject, comprising a sensing unit and a processing unit. The device can be used for monitoring distention level of the bladder of the subject and so parents may find it useful for toilet training their children by knowing the status of bladders of their children from the device. It is also suitable for other people such as patients suffering from uncontrollable urination, physically disabled patients and/or comatose patients, and even pet owners. | 1. A device for detecting the curvature change of the skin surface of a human or an animal subject, comprising: a. a sensing unit adapted flexibly attachable onto a predetermined area of said skin surface for detecting said curvature change of said predetermined area and generating data for said curvature change; andb. a processing unit connected to said sensing unit and adapted to receive said data and trigger the generation of an indication signal when said data is beyond a pre-defined threshold value. 2. The device according to claim 1, wherein said processing unit comprises: a. an amplifying subunit connected to said sensing unit and adapted to amplify said data generated by said sensing unit;b. a filtering subunit connected to said amplifying subunit and adapted to filter said amplified data;c. a converting subunit connected to said filtering subunit and adapted to convert said filtered data into a form analyzable by said analyzing subunit;d. an analyzing subunit connected to said converting subunit and adapted to compare said converted data from said converting subunit with said pre-defined threshold value and generate a working signal to an indicating subunit when said converted data is beyond said pre-defined threshold value; ande. an indicating subunit connected to said analyzing subunit and adapted to generate said indication signal on receiving said working signal from said analyzing subunit. 3. The device according to claim 1 further comprises a housing wherein said sensing unit and said processing unit are disposed therein; said housing comprises a film attachable to said skin surface and soft enough to allow the detection of said curvature change by said sensing unit. 4. The device according to claim 3, wherein said housing is made of water-proof material and/or biocompatible material. 5. The device according to claim 1, wherein said indication signal is selected from a group consisting of a visual signal, an audio signal and a combination thereof. 6. The device according to claim 1, wherein said indication signal is transmitted via wireless transmission to an external device. 7. The device according to claim 6, wherein said external device is selected from a group consisting of a computer, a mobile device, and any combination thereof. 8. The device according to claim 1, wherein said device further comprises is a fastening unit for flexibly attaching said device to said skin surface. 9. A method for detecting the curvature change of the skin surface of a human or an animal subject comprising the steps of: i) providing a device according to claim 1;ii) attaching a sensing unit of said device onto a predetermined area of the detected object for detecting said curvature change of said predetermined area;iii) obtaining data from said sensing unit representative of said curvature change;iv) transmitting said data to a processing unit; andv) triggering said processing unit to generate an indication signal when said data is beyond ... | - | A61B005/20 A61B005/103
US20130102859 | A1 | 2013-04-25 | SYSTEM AND METHOD FOR DETECTING SYMPTOMS OF HYPOGLYCEMIA | 2011-06-20 | An improved system and method for detecting a hypoglycemic event of a diabetic individual is provided. The system of the invention includes at least three sensors for monitoring the respective physiological parameter selected from the following list: heart rate, motorial activity, respiring rate, vasoconstriction, temperature of the skin and galvanic resistance of the skin of the user. The system automatically alerts the user and/or a member of medical care personnel in a case that at least three different symptoms of a hypoglycemic event, each of which associated with a respective physiological parameter, simultaneously occur. According to the method of the present invention basal levels and basal rates of changes of the respective physiological parameters are generated and repeatedly updated. These basal levels and/or rates provides for detecting changes that go beyond predefined limits for determining a symptom of a hypoglycemic event which is associated with the respective physiological parameter. | 1-11. (canceled) 12. A method for non-invasively detecting a hypoglycemic event, the method comprising: detecting a level of heart rate, motorial activity, peripheral vasoconstriction, and skin resistance;comparing the detected levels of each of the heart rate, motorial activity, peripheral vasoconstriction, and skin resistance to a respective scale and assigning a respective score to each of the detected heart rate, motorial activity, peripheral vasoconstriction, and skin resistance; anddetermining a hypoglycemic event when a combined score calculated from the respective scores reaches a predefined value. 13. The method of claim 12, wherein when a hypoglycemic event is determined an alarm is triggered. 14. The method of claim 12, wherein the respective scale of each of the heart rate, motorial activity, peripheral vasoconstriction, and skin resistance is predefined or experimentally derived. 15. The method of claim 12, wherein the score of the skin resistance is normalized to changes in ambient temperature. 16. The method of claim 12, wherein detecting a level of heart rate, motorial activity, peripheral vasoconstriction, and skin resistance is performed by three sensors. 17. The method of claim 16, wherein the three sensors comprise: a skin resistance sensor, an accelerometer, and a light detector. 18. The method of claim 17, wherein the light detector is configured to detect heart rate, peripheral vasoconstriction or both. 19. The method of claim 16, wherein the three sensors are incorporated into a single wearable unit. 20. The method of claim 19, wherein the single wearable unit is a wristwatch. 21. The method of claim 12, wherein detecting a level of heart rate, motorial activity, vasoconstriction, and skin resistance is performed by two sensors. 22. The method of claim 21, wherein the two sensors comprise: a skin resistance sensor and a light detector. 23. The method of claim 22, wherein the light detector is configured to detect heart rate, peripheral vasoconstriction, motorial activity or any combination thereof. 24. The method of claim 21, wherein the two sensors are incorporated into a single wearable unit. 25. The method of claim 24, wherein the single wearable unit is a wristwatch. 26. A system for non-invasively detecting a hypoglycemic event, said system comprising: at least two sensors configured to detect levels of heart rate, motorial activity, peripheral vasoconstriction, and skin resistance;a processor configured to:compare each of the detected levels of the heart rate, motorial activity, peripheral vasoconstriction, and skin resistance with respective scales,assign a respective score to each of the heart rate, motorial activity, peripheral vasoconstriction, and skin resistance; anddetermine a hypoglycemic event when a combined score, calculated from the respective scores, reaches a predefined value. 27. The system of claim 26, further comprising an alarm configured to be activated when a hypoglycemic event is ... | GILI MEDICAL LTD. | A61B005/0205 A61B005/02 A61B005/00 A61B005/11
US20160345849 | A9 | 2016-12-01 | ELECTRODES POSSESSING CHANGE INDICATOR | 2012-08-23 | The present disclosure provides electrodes that possess components capable of indicating to an end-user when the electrode is in need of replacement. The electrode includes a substrate and a conductive composition on at least a portion of a surface of the substrate. In embodiments, the conductive composition includes at least one hydrogel and at least one component that precipitates from the hydrogel after repeated use of the electrode, thereby providing an indication to replace the electrode. In other embodiments, the electrodes include a hydrogel in combination with a pH indicator which changes its color or opacity upon repeated use of the electrode, thereby indicating an appropriate time for changing or replacing the electrode. | 1. A medical electrode comprising: a substrate; anda conductive composition on at least a portion of a surface of the substrate, the conductive composition comprising at least one hydrogel and at least one component having a limited solubility in water that precipitates from the hydrogel after repeated use of the electrode, thereby providing an indication to replace the electrode. 2. The medical electrode of claim 1, wherein the hydrogel comprises a component selected from the group consisting of gelatin, polysaccharides, crosslinked acrylamide polymers, hydroxyethylmethacrylate polymers, crosslinked polyhydroxyethylacrylate, polymerized, crosslinked 2-acrylamido-2-methylpropane sulfonic acid polymers, crosslinked polyvinylpyrrolidone, polyacrylic acid, copolymers of the foregoing, one or more salts thereof, and combinations thereof. 3. The medical electrode of claim 1, wherein the hydrogel comprises a copolymer comprising a first monomer comprising a mixture of acrylic acid and a salt thereof, present in an amount of from about 8 weight % to about 85 weight % of the hydrogel, and a second monomer of the formula CH2═CHC(O)XR, in which X is O or NH and R is an unsubstituted or substituted alkyl group of from about 1 to about 5 carbon atoms present in an amount of from about 15 weight % to about 92 weight % of the hydrogel. 4. The medical electrode of claim 1, wherein the hydrogel further comprises an electrolyte present in an amount of from about 0.5% by weight to about 10% by weight of the hydrogel, and optionally a neutralizer selected from the group consisting of ammonium hydroxide, sodium hydroxide, potassium hydroxide, lithium hydroxide, and combinations thereof, optionally further comprises a cross linking agent selected from the group consisting of N—N′-methylene bis-acrylamide, diethylene glycol diacrylate, diethylene glycol dimethacrylate, trimethylolpropane triacrylate, trimethylolpropane trimethacrylate, ethoxylated trimethylolpropane triacrylate, ethoxylated trimethylolpropane trimethacrylate, pentaerythritol triacrylate, pentaerythritol trimethacrylate, pentaerythritol tetraacrylate, pentaerythritol tetramethacrylate, polyethylene glycol diacrylate, polyethylene glycol dimethacrylate, and combinations thereof, and optionally further comprises a polymerization initiator selected from the group consisting of 2,2-azobisisobutyronitrile, 1-hydroxycyclohexylphenyl ketone, 2-hydroxy-2-methyl-1-phenylpropan-1-one, 2-hydroxy-1-[4-(2-hydroxyethoxy)phenyl]-2-methyl-1-propan-1-one, 2,2-dimethoxy-2-phenylacetophenone, benzophenone, and combinations thereof. 5. The medical electrode of claim 1, wherein the at least one component that precipitates from the hydrogel is selected from the group consisting of lithium oxide, boric acid, lithium carbonate, sodium tartrate dibasic dehydrate, sodium hydrogen tartrate, and combinations thereof, present in an amount of from about 0.5% by weight of the hydrogel to about 2.5% by weight of the hydrogel. 6.... | TYCO HEALTHCARE GROUP LP | A61B005/04
US08388556 | B2 | 2013-03-05 | Method of sensing forces on a working instrument | 2011-10-03 | A method for estimating the force on a distal end of a working catheter includes positioning a portion of a robotically controlled guide catheter and working catheter into a body lumen wherein a distal end of the working catheter projects distally from a distal end of the guide catheter. The working catheter and guide catheter are dithered with respect to one another using a dithering device operatively connected to a proximal portion of the working catheter. The coupling may occur directly to the working catheter or via a seal such as a Touhy seal. The force experienced by the working catheter at a proximal region is measured through at least one dithering cycle. The force at the distal end of the working catheter is then estimated based on the measured force at the proximal region. The estimated force may be displayed to a physician on, for example, a monitor. | 1. A method of estimating the force on a distal end of a working catheter passing through a robotically controlled guide catheter adapted for insertion into a body lumen, the method comprising: positioning a portion of the robotically controlled guide catheter and working catheter into the body lumen, wherein the distal end of the working catheter extends distally from an open distal end of the guide catheter;reciprocating the working catheter with respect to the guide catheter using a dithering device operatively connected to a proximal portion of the working catheter;measuring an insertion force;measuring a withdrawal force; andestimating a force on the distal end of the working catheter based on the measured insertion force and the measured withdrawal force. 2. The method of claim 1, wherein said reciprocating comprises longitudinal reciprocation of the working catheter with respect to the guide catheter. 3. The method of claim 1, wherein estimating the force on the distal end of the working catheter comprises comparing a profile of the measured insertion and withdrawal forces in a contact state with a profile of the measured insertion and withdrawal forces in a non-contact state. 4. The method of claim 1, wherein the insertion and withdrawal forces are measured over at least one dithering cycle. 5. The method of claim 1, wherein the dithering device is driven in a reciprocating manner by one of a speaker coil, air cylinder, hydraulic actuator, electric motor, solenoid, and piezoelectric element. 6. The method of claim 1, wherein the estimated force is based at least in part on an average of measured insertion and withdrawal forces. 7. The method of claim 1, further comprising determining an error associated with the estimated force, the error being based on one or more parameters of the group consisting of sheath angle, articulating angle, rate of change of articulating angle, insertion distance, and magnitude of force applied to the distal end of the working catheter. 8. The method of claim 1, further comprising the step of displaying the estimated force on a display. 9. The method of claim 8, wherein the estimated force is displayed along with a visual cue indicative of an estimated error in the estimated force. 10. The method of claim 9, wherein the visual cue comprises one or more colors. 11. The method of claim 9, wherein the visual cue comprises one or graphical elements displayed on the display, and wherein the one or more graphical elements is selected from the group consisting of an error bar, a warning indicator, a textual message, and a pointer. 12. The method of claim 1, further comprising comparing the estimated force against a pre-determined threshold value and initiating a warning when the estimated force exceeds the pre-determined threshold value. 13. The method of claim 12, wherein the warning comprises an audible signal. 14. The method of claim 12, wherein the warning comprises a visual signal. 15. The method o... | Hansen Medical, Inc. | A61B005/103 A61B005/117
US08419637 | B2 | 2013-04-16 | Sizing and positioning technology for an in-the-ear multi-measurement sensor to enable NIBP calculation | 2006-06-13 | An in-the-ear (ITE) physiological measurement device (2) includes a structure (4) formed for easy insertion into multiple shaped and sized ear canals. An inflatable balloon (6) surrounds an end portion of the structure (4) to be positioned in the ear. Optionally, a mushroom shaped tip (22) is connected with an end of the structure (4) and carries a plurality of sensors (8). Inflation of the balloon (6) expands the tip (22) radially to position the sensors (8) proximate to vascular tissue within the ear canal. Once suitably positioned, the one or more sensors (8) sense physiological signals from the vascular tissue and bone structure. | 1. An in-the-ear (ITE) physiological measurement device including: a structure formed for insertion into an ear canal;a tip operatively connected to a region of the structure inserted in the ear;one or more sensors operatively connected to the tip that is inserted in the ear; andan inflatable balloon operatively coupled to the portion of the structure inserted in the ear, the inflatable balloon inflates to position the one or more sensors proximate to tissue within the ear canal such that the one or more sensors non-invasively sense signals from the surrounding tissue and bone structure indicative of at least blood pressure. 2. The ITE physiological measurement device according to claim 1, wherein the structure is inserted to position the one or more sensors proximate to at least one of a bony region and a quite zone of the ear canal. 3. The ITE physiological measurement device according to claim 1, wherein the inflated balloon positions the one or more sensors located on the tip proximate to the vascular tissue with ideal force and pressure to ensure close coupling of sensors with tissue without causing decreased perfusion or blanching of the tissue. 4. The ITE physiological measurement device according to claim 1, the tip and/or the balloon serves as a reflector to reflect and direct sensor sourced light through the tissue of the ear, reflectively and transmissively, into a light detector while blocking ambient light such that the sensor further senses signals indicative of at least a blood oxygen level. 5. The ITE physiological measurement device according to claim 1, the tip and/or the balloon serves as buffer between external ambient airflow and a thermistor that measures a surrogate of core body temperature. 6. The ITE physiological measurement device according to claim 1, wherein the balloon is disposed between the structure and the tip to inflate and expand the tip as the balloon is inflated in order to position the one or more sensors located thereon proximate to the vascular tissue. 7. The ITE physiological measurement device according to claim 1, wherein the one or more sensors include one or more of: a light emitting diode, an IR source, a light detector, a thermistor, a pressure transducer, and a microphone. 8. The ITE physiological measurement device according to claim 1, wherein the inflatable balloon expands to position the one or more sensors within an adult ear canal from about 6 mm in diameter to about 13 mm in diameter, and within a pediatric ear canal from about 4 mm in diameter to about 7 mm in diameter. 9. The ITE physiological measurement device according to claim 1, further including an electronic device which: causes the balloon to inflate until blood flow in the proximate tissue in the ear is occluded;causes the balloon to deflate; anddetermines a systolic blood pressure and a diastolic blood pressure from the sensor signals. 10. An in-the-ear (ITE) physiological measurement device comprising: a structure forme... | Koninklijke Philips Electronics N.V. | A61B005/00
US08412323 | B2 | 2013-04-02 | Rest phase heart pacing | 2009-01-23 | A computer method, employable during an at-rest period of a pacemaker patient, for controlling the operation of the pacemaker so as maximally to support the patient's hemodynamic behavior in a context involving inhibiting fluid overload. The method involves (a) collecting simultaneously occurring ECG and heart-sound information, (b) processing the collected information to obtain at least S3 data, and in certain instances also EMAT and/or % LVST data, (c) utilizing such obtained data, and during the at-rest period, applying (a) pacing rate, (b) pacing intensity, (c) atrio-ventricular delay, and (d) inter-ventricular delay control to the pacemaker. Processing involves (a) calculating from the obtained data an actual, real-time, acoustic cardiographic therapy (AC) value which is to be employed in relation to controlling pacemaker activity, and (b) comparing the actual AC value to a pre-established, related, rest-period-associated, reference AC value to detect differences therebetween, with the utilizing and applying steps being implemented so as to minimize such differences. | 1. An at-rest-dedicated, acoustic-cardiography method, utilizing the technique of at-rest, real-time, computer-monitored-and-performed difference minimizing between actual real-time, and available-reference, AC (acoustic cardiographic) values that are based upon at-rest-patient-relevant, acquired and computer-processed heart-sound and/or ECG data involving a pacemaker patient having heart failure and being at risk for fluid overload, for adjusting and controlling the patient's pacemaker's operational (a) pacing rate, (b) pacing intensity, (c) atrio-ventricular delay, and (d) inter-ventricular delay so as to effect pacing in a manner maximally supporting the patient's hemodynamic behavior in a context involving inhibiting real-time at-rest fluid overload, said method comprising collecting in a continuum, solely during an at-rest period of the subject pacemaker patient, simultaneously occurring ECG and heart-sound continuum information,obtaining, for computer processing, from the collected continuum information at least S3 heart-sound data,utilizing the obtained data, and employing at least data averaging, calculating an actual, real-time, acoustic cardiographic (AC) value,comparing in real time the calculated, actual, real-time AC value to a pre-established, related, at-rest-period-associated, available reference AC value to detect differences therebetween,during the mentioned at-rest period, and in the associated real time, appropriately applying, to the operation of the pacemaker, adjustment-based change control over at least one of the pacemaker's operational (a) pacing rate, (b) pacing intensity, (c) atrio-ventricular delay, and (d) inter-ventricular delay so as to minimize the detected AC-value differences, andby said applying, effecting pacing by the pacemaker in a manner maximally supporting the patient's hemodynamic behavior through inhibiting fluid overload. 2. The method of claim 1, wherein said obtaining of data further includes obtaining at least one of EMAT and % LVST data. | Inovise Medical, Inc. | A61N001/00 A61B005/04 A61B005/02
US08394021 | B2 | 2013-03-12 | System and methods for processing analyte sensor data | 2007-10-01 | Systems and methods for processing sensor analyte data, including initiating calibration, updating calibration, evaluating clinical acceptability of reference and sensor analyte data, and evaluating the quality of sensor calibration. During initial calibration, the analyte sensor data is evaluated over a period of time to determine stability of the sensor. The sensor may be calibrated using a calibration set of one or more matched sensor and reference analyte data pairs. The calibration may be updated after evaluating the calibration set for best calibration based on inclusion criteria with newly received reference analyte data. Fail-safe mechanisms are provided based on clinical acceptability of reference and analyte data and quality of sensor calibration. Algorithms provide for optimized prospective and retrospective analysis of estimated blood analyte data from an analyte sensor. | 1. A method for calibrating an analyte sensor, the method comprising: using a sensor data receiving module to receive sensor data from an analyte sensor, the sensor data comprising one or more sensor data points;using a reference data receiving module to receive reference data from a reference analyte monitor, the reference data comprising one or more reference data points;using a processor module to form a matched data pair by matching at least one of the one or more reference data points with at least one of the one or more sensor data points;using the processor module to form a calibration set comprising n matched data pairs, wherein the calibration set comprises the matched data pair, wherein n represents the number of matched data pairs in the calibration set, and wherein n is a function of signal strength over time;using the processor module to create a conversion function based on the calibration set; andusing the processor module to transform at least some of the sensor data using the conversion function. 2. The method of claim 1, wherein n is a function of signal strength with respect to analyte concentration over time. 3. The method of claim 1, wherein n is further a function of a frequency of the received reference data points over time. 4. The method of claim 1, further comprising using the processor module to determine a value for n. 5. The method of claim 1, further comprising using the processor module to determine a level of confidence associated with the conversion function. 6. The method of claim 1, further comprising using the processor module to control an output of the transformed sensor data based on the level of confidence. 7. The method of claim 1, wherein the analyte sensor is a glucose sensor. 8. A system for calibrating an analyte sensor, the system comprising: means for receiving sensor data from an analyte sensor, the sensor data comprising one or more sensor data points;means for receiving reference data from a reference analyte monitor, the reference data comprising one or more reference data points;means for forming a matched data pair by matching at least one of the one or more reference data points with at least one of the one or more sensor data points;means for forming a calibration set comprising n matched data pairs, wherein the calibration set comprises the matched data pair, wherein n represents the number of matched data pairs in the calibration set, and wherein n is a function of signal strength over time;means for creating a conversion function based on the calibration set; andmeans for transforming at least some of the sensor data using the conversion function. 9. The system of claim 8, wherein n is a function of signal strength with respect to analyte concentration over time. 10. The system of claim 8, wherein n is further a function of a frequency of the received reference data points over time. 11. The system of claim 8, further comprising means for determining a value for n. 12. The syste... | DexCom, Inc. | A61B005/00 A61B005/05
US08409131 | B2 | 2013-04-02 | Analyte monitoring device and methods of use | 2007-03-07 | An analyte monitor includes a sensor, a sensor control unit, and a display unit. The sensor has, for example, a substrate, a recessed channel formed in the substrate, and conductive material disposed in the recessed channel to form a working electrode. The sensor control unit typically has a housing adapted for placement on skin and is adapted to receive a portion of an electrochemical sensor. The sensor control unit also includes two or more conductive contacts disposed on the housing and configured for coupling to two or more contact pads on the sensor. A transmitter is disposed in the housing and coupled to the plurality of conductive contacts for transmitting data obtained using the sensor. The display unit has a receiver for receiving data transmitted by the transmitter of the sensor control unit and a display coupled to the receiver for displaying an indication of a level of an analyte. The analyte monitor may also be part of a drug delivery system to alter the level of the analyte based on the data obtained using the sensor. | 1. An integrated therapy management device, comprising: a housing comprising: a receiver unit configured to receive one or more signals related to an analyte level from an analyte sensor;a data controller in communication with the receiver unit and configured to process the one or more signals related to the analyte level to determine a dose of a desired medicant; anda drug administration system in communication with the data controller to deliver the dose of the desired medicant, the drug administration system being part of a drug delivery system that is configured to determine a drug sensitivity feedback based on the one or more signals related to the analyte level; anda display coupled to the housing and configured to display data related to one or more of the determined dose of the desired medicant, the delivered dose of the desired medicant, or the analyte level; wherein the data controller, the receiver unit and the drug administration system are integrated as a single unit in the housing;wherein the data controller is configured to tag the one or more signals which are related to an episode of hyperglycemic condition or hypoglycemic condition for use in a data analysis of the episode of hyperglycemic condition or hypoglycemic condition;wherein the data controller is trainable such that the data controller is configured to analyze the tagged data associated with the episode of hyperglycemic condition or hypoglycemic condition to determine one or more patterns associated with the one or more of the hyperglycemic or hypoglycemic conditions, to determine the one or more patterns in response to the delivered medicant and the one or more signals related to the analyte level, and to provide a drug administration protocol based on the determined one or more patterns in response to the delivered medicant and the one or more signals related to the analyte level; and furtherwherein the drug administration system is configured to deliver a modified dose of desired medicant based upon the one or more patterns of the one or more of the hyperglycemic or hypoglycemic conditions determined by the data controller. 2. The device of claim 1, wherein the receiver unit includes one of a transmitter, a receiver, or a transceiver. 3. The device of claim 1 wherein the drug administration system is an insulin delivery unit. 4. The device of claim 3 wherein the insulin delivery unit includes an external infusion pump. 5. The device of claim 1 wherein the display is configured to display therapy related data. 6. The device of claim 5 wherein the therapy related data includes one or more monitored analyte level or the drug administration protocol. 7. The system of claim 1 wherein the drug delivery system is configured to provide an on-going drug sensitivity feedback. 8. The system of claim 1 wherein the drug administration system modifies the dose of the desired medicant based on the drug sensitivity feedback. 9. The system of claim 1 wherein the drug sensitiv... | Abbott Diabetes Care Inc. | A61M031/00 A61B005/00
US08388552 | B2 | 2013-03-05 | System for withdrawing small amounts of body fluid | 2011-06-30 | A system is provided for withdrawing small amounts of body fluid from an animal or human. The system includes a holder and a disposable lancing unit attached to the holder. The lancing unit also includes an open capillary channel for transporting the body fluid and piercing the skin. | 1. System for withdrawing small amounts of body fluid, comprising: a drive unit comprising a holder, the drive unit is configured to move the holder from a first position into a second position when the drive unit is activated;a disposable lancing unit having an elongate capillary structure and a needle with a distal end for piercing skin, the capillary structure having a longitudinal extension with at least one capillary channel for transporting body fluid, wherein the at least one capillary structure is open to the outside from at least the distal end to at least an upper end of the needle that is above the skin during piercing so that the capillary channel is vented when the body fluid is drawn into the capillary channel; andwherein the holder of the drive unit is configured to hold the distal end of the needle below the skin and the upper end of the needle above skin to draw body fluid from both the surface of the skin and below the surface of the skin. 2. System as claimed in claim 1, in which the disposable lancing unit has a holding area. 3. System as claimed in claim 2, in which the holding area has a detection zone for detecting one or several analytes, the detection zone being arranged for taking up the body fluid from the capillary structure. 4. System as claimed in claim 2, in which the capillary structure and holding area are integrally connected together. 5. System as claimed in claim 4, in which the holding area and capillary structure are integrally manufactured from a single piece of material. 6. System as claimed in claim 2, in which the holding area and capillary structure are manufactured from a semiconductor. 7. System as claimed in claim 1, in which the drive unit is configured to move the disposable lancing unit in such a manner that the disposable lancing unit remains in the second position for a collection time period and, subsequently, move the disposable lancing unit into a position in which the distal end of the capillary structure is outside the skin. 8. System as claimed in claim 1, in which the drive unit is configured to move the disposable lancing unit in such a manner that after reaching the second position the disposable lancing unit is moved back into a collecting position in which a section of the capillary structure located in the skin is shorter than in the second position. 9. System as claimed in claim 1, in which the area of the capillary structure that is open to the outside has a channel shape. 10. System as claimed in claim 9, in which the channel-shaped area has a V-shaped cross-section. 11. System as claimed in claim 1, in which the length of the capillary structure is in the range from 0.3 to 3 mm and the cross-section of the capillary structure is in the range from 0.03 to 0.8 mm. 12. A system, comprising: a disposable lancing unit including a lancing tip with a sharpened end configured to pierce a surface of skin,a detection zone containing a reagent configured to detect analyte in body ... | Roche Diagnostics Operations, Inc. | A61B005/00 B65D081/00
US08401612 | B1 | 2013-03-19 | Magnetic resonance imaging system and method for detecting chiari malformations | 2007-09-11 | A method for detecting Chiari malformations. The method generally comprises positioning a patient in an upright orientation in a patient-receiving space of a magnetic resonance imaging apparatus and acquiring images of the patient's cerebellum and brainstem in the upright orientation. The method further comprises positioning the patient in a recumbent orientation in the patient-receiving space of the magnetic resonance imaging apparatus and acquiring images of the patient's cerebellum and brainstem in the recumbent orientation. | 1. A method for detecting chiari malformations, comprising: providing a patient-receiving apparatus for positioning a patient in an upright orientation in a patient-receiving space of a magnetic resonance imaging apparatus;acquiring magnetic resonance signals of cranio-spinal tissue of the patient in the upright orientation;measuring flow of cerebrospinal fluid of the patient in the upright orientation;rotating the patient-receiving apparatus so that the patient is positioned in a recumbent orientation in the patient-receiving space of the magnetic resonance imaging apparatus;acquiring magnetic resonance signals of the patient's cranio-spinal tissue in the recumbent orientation; andprocessing the magnetic resonance signals acquired in the upright and recumbent orientations to display one or more images that are used to detect the presence or absence of chiari malformations. 2. The method of claim 1, further comprising measuring the flow of the cerebrospinal fluid of the patient in the recumbent orientation. 3. The method of claim 2, further comprising processing the measurement of the cerebrospinal fluid flow to produce an image of the cerebrospinal flow with respect to a cardiac cycle of the patient. 4. The method of claim 1, further comprising processing the magnetic resonance signals acquired in one or more of the recumbent and upright orientations to produce an image of a head of the patient in the recumbent orientation. 5. The method of claim 1, further comprising processing the magnetic resonance signals acquired in one or more of the recumbent and upright orientations to produce an image of a head of the patient in the upright orientation. 6. The method of claim 5, wherein processing further comprises processing the magnetic resonance signals to produce an image of the head of the patient along a coronal plane in the recumbent and upright orientations. 7. The method of claim 1, wherein processing further comprises processing the magnetic resonance signals of one or more of the recumbent and upright orientations to produce an image of a head of the patient along a sagittal plane in the recumbent and upright orientations. 8. The method of claim 1, wherein processing further comprises processing the magnetic resonance signals to produce an image of a head of the patient along a transverse plane in the recumbent and upright orientations. 9. The method of claim 1, wherein providing a patient-receiving apparatus for positioning the patient in the upright orientation comprises positioning the patient in a standing position. 10. The method of claim 1, wherein providing the patient-receiving apparatus for positioning the patient in the upright orientation comprises positioning the patient in a sitting position. 11. A magnetic resonance imaging method, comprising: operating a magnetic resonance imaging system to acquire magnetic resonance signals from a head of a patient positioned on a patient support in a recumbent orientation;rotating t... | Fonar Corporation | A61B005/05
US08423110 | B2 | 2013-04-16 | Imaging device and related methods | 2002-07-15 | In one embodiment, the invention provides an imaging device having a light source, a photo-sensor and a scanning assembly. In some embodiments, the light source is fixedly mounted in the first end of an elongated sheath and is adapted for illuminating a target, and the photo-sensor is mounted on the scanning assembly, also in the first end of the elongated sheath, and is adapted to detect light energy from the target. In other embodiments, the light source is movably mounted and the detector is held stationary. In other embodiments, both the light source and the photo-sensor are movably mounted. The scanning devices synchronously capture light energy from each of a plurality locations on the target, the light energy resulting from illumination by the light source, and synchronously digitizes the output from the photo-sensor from each of the plurality of locations on the target to generate an image of the target. | 1. An imaging device insertable into a human body comprising: a sheath;a light source mounted on a first platform and disposed within the sheath for illuminating at least a portion of a target region;a photo-sensor mounted on a second platform and disposed within the sheath for sensing light energy received from at least a portion of the target region; anda movable assembly adapted to move the first platform in at least two dimensions relative to the target region. 2. The imaging device of claim 1 wherein the first and second platforms are the same platform. 3. The imaging device of claim 1 wherein the movable assembly is further adapted to move in at least two dimensions relative to the target region. 4. The imaging device of claim 1 further comprising a plurality of light sources disposed for illuminating at least a portion of a target region. 5. The imaging device of claim 4 wherein at least one of the plurality of light sources is an LED or a laser diode. 6. The imaging device of claim 1 wherein the sheath further comprises an aperture adapted for focussing light on the target region. 7. The imaging device of claim 6 wherein the aperture comprises a divergent lens or a fixed focal length lens. 8. The imaging device of claim 1 wherein the light source provides reflected light or fluorescent light. 9. The imaging device of claim 1 wherein the photo-sensor is a single pixel photo-sensor. 10. The imaging device of claim 1 wherein the sheath further comprises an aperture adapted for focussing light energy received from each of a plurality of illuminated locations of the target region onto the photo-sensor. 11. The imaging device of claim 10 wherein the aperture comprises a fixed focal length lens or a diverging lens. 12. The imaging device of claim 1 wherein the movable assembly comprises an electromagnetic material. 13. The imaging device of claim 1 wherein the movable assembly further comprises an electromagnetic actuator, a microelectronic machine (MEMS)-type actuator or a piezoelectric actuator coupled to the movable platform for controlling movement of the first platform. 14. The imaging device of claim 1 wherein the imaging device is disposable. 15. A method for imaging a target region inside a human body comprising: positioning a sheath relative to the target region inside the human body;illuminating at least a portion of a target region with a light source disposed within the sheath;sensing energy received from at least a portion of the target region with a photo-sensor disposed within the sheath; andmoving the photo-sensor in at least two dimensions relative to the target region with a movable assembly. 16. The method for imaging of claim 15 further comprising: scanning the target region by moving the photo-sensor in at least two dimensions. 17. The method of imaging of claim 16 further comprising: mounting the movable assembly on a constant velocity pivot joint adapted for moving the photo-sensor in two dimensions. 18. T... | Boston Scientific Scimed, Inc. | A61B005/00
US08394032 | B2 | 2013-03-12 | Interpretive report in automated diagnostic hearing test | 2009-01-20 | A multimedia user interface for an automated diagnostic hearing test allows a patient to interact with the automated hearing test in order to conduct various hearing related tests. The patient is given instructions and guidance for every test, and can call the operator at any time for help. Warning messages and progress indicators are provided to help the patient gauge his progress. This allows the patient to test his own hearing with minimal or no assistance from an audiologist or other hearing health professional. The user interface also allows the operator to configure and customize the automated hearing test as needed. The results of the hearing related tests are summarized in a single report that is concise, convenient, and thorough. The report may include interpretive comments that point out possible inconsistencies, asymmetries, or areas of concern in the test results and, where appropriate, also recommend certain types of medical treatment. | 1. A system for reporting a patient's hearing test results in an automated diagnostic hearing test, comprising: transducers, including an air conduction transducer and a bone conduction transducer;a hearing test device connected to the transducers;a computer connected to the hearing test device, the computer being programmed with and adapted to store a user interface for an automated hearing test, the user interface providing a graphical interface for the patient and configured to cause the computer to: present the patient's hearing test results from the automated diagnostic hearing test on a graphical report, the graphical report including a plurality of graphical symbols, each graphical symbol representing a different aspect of the patient's hearing test results;present one or more interpretive comments on the report regarding a degree of severity of the patient's hearing loss based on whether the patient's hearing test results satisfy one or more predefined criteria in a list of predefined criteria, the one or more interpretive comments being based upon a computer interpretation of the hearing test results and additionally pointing out possible inconsistencies, asymmetries, or areas of concern in the test results; andpresent one or more treatment solutions on the report based on the patient's hearing test results and the one or more interpretive comments. 2. The system according to claim, wherein the user interface is further configured to cause the computer to present one or more of the patient's hearing test in graphical form. 3. The system according to claim 1, wherein the user interface is further configured to cause the computer to present one or more of the following indicators with the patient's hearing test results: quality indicator, and reliability indicator. 4. The system according to claim 1, wherein the user interface is further configured to cause the computer to present one or more masking indicators with the patient's hearing test results. 5. The system according to claim 1, wherein the patient's hearing test results include results from at least one of the following tests: pure tone threshold, speech reception, speech discrimination, tympanogram, distortion product-otoacoustic emissions. 6. The system according to claim 1, wherein the interpretive comments include a type of hearing loss. 7. The system according to claim 6, wherein the type of hearing loss is derived based on a plurality of air-bone gap rules. 8. The system according to claim 1, wherein the automated diagnostic hearing test is configured to be initialized by the patient. 9. The system according to claim 1, wherein the automated diagnostic hearing test is performed on the patient without requiring any additional human intervention. | Tympany LLC | A61B005/00
US08399837 | B2 | 2013-03-19 | Apparatus for measurement of gas concentrations in breath | 2009-11-13 | A device for measuring oxygen uptake and carbon dioxide production by a respiring subject based on the use of absorption spectroscopy. An absorption spectrometer using cavity enhanced absorption spectroscopy at 763 nm to measure oxygen concentration and direct absorption or wavelength modulation spectroscopy at 2.0035 μm for carbon dioxide concentration is incorporated into a breathing tube in proximity to the respiring subject. This provides measurements of oxygen and carbon dioxide concentration with a good temporal resolution which can be combined with measurements of flow rate as a function of time to obtain oxygen uptake and carbon dioxide production on a breath-by-breath basis. The device can also measure the concentration of water vapor and of anaesthetic gases in exhaled breath. | 1. Apparatus for measuring respiratory oxygen consumption in the breath of a human or animal subject, comprising: a breathing tube for provision in an airway for the subject,an absorption spectrometer for measuring the concentration of molecular oxygen in gas passing through the breathing tube;a flow meter for measuring the rate of flow of gas through the breathing tube; anda processor for receiving the concentration and flow rate measurements and adapted to calculate from them and to output breath-by-breath measurements of oxygen consumption;wherein the absorption spectrometer comprises: an optical cavity disposed in the breathing tube in proximity to the subject and through which said gas passes, a light source for supplying light to the optical cavity and a light detector for detecting light emerging from the optical cavity, thereby to provide a signal representative of the absorption of the light by molecular oxygen in the gas in the optical cavity, and wherein the optical cavity and light source are arranged such that the light in the optical cavity retraces some or all of its path to excite one or more resonant modes in the optical cavity to provide cavity enhancement of the oxygen absorption signal. 2. Apparatus according to claim 1 wherein the wavelength of the light supplied to the optical cavity is scanned to excite multiple resonant modes. 3. Apparatus according to claim 2 wherein the light source continuously supplies light to the optical cavity and the light detector and processor combine the output over a plurality of scans of the wavelength. 4. Apparatus according to claim 1 wherein the absorption spectrometer is adapted to measure the concentration of carbon dioxide in gas passing through the breathing tube; and the processor receives the carbon dioxide concentration measurements and calculates from them and the flow rate measurements a breath-by-breath measurement of carbon dioxide production. 5. Apparatus according to claim 4 wherein the absorption spectrometer measures the concentration of carbon dioxide by direct absorption or wavelength modulation spectroscopy. 6. Apparatus according to claim 4 wherein the absorption spectrometer comprises different light sources for measuring the oxygen and carbon dioxide concentrations using light of different wavelengths. 7. Apparatus according to claim 4 wherein the absorption spectrometer comprises a single light source for measuring the oxygen and carbon dioxide concentrations using light of different wavelengths. 8. Apparatus according to claim 7 wherein the single light source delivers light of the two different wavelengths to the optical cavity using a single optical fibre. 9. Apparatus according to claim 4 wherein the same detector is used to detect the light used for measuring both oxygen and carbon dioxide concentrations. 10. Apparatus according to claim 4, wherein the light source emits light at about 2.0035 micrometers to detect the carbon dioxide concentration. 11. Ap... | Isis Innovation Limited | A61B005/083 G01J005/02
US08996088 | B2 | 2015-03-31 | Apparatus and method for improving training threshold | 2012-10-12 | The present invention generally relates to a non-invasive biosensor device configured to measure physiological parameters of a subject. In one aspect, a method of determining a training threshold of a subject is provided. The method includes the step of detecting an oxygenation parameter of a tissue of the subject using Near InfraRed Spectroscopy (NIRS). The method further includes the step of processing the oxygenation parameter. Additionally, the method includes the step of determining the training threshold of the subject using the result of the processing. In another aspect, a biosensor device for determining a lactate threshold of a subject during exercise is provided. In a further aspect, a biosensor device for measuring parameters of a subject during exercise is provided. | 1. A method comprising: emitting, at predetermined times, a radiation into a tissue of a subject;detecting, at corresponding predetermined times, a radiation emitted from the tissue of the subject;calculating, based on the detected radiation, an oxygenation parameter, at each of the corresponding times, of the tissue of the subject;processing, by one or more processors, the oxygenation parameter to generate one of a substantially real-time lactate curve or ventilatory curve, which is based on one or more signal features of the oxygenation parameter, wherein the oxygenation parameter comprises at least one of concentration of oxygenated hemoglobin, and concentration of deoxygenated hemoglobin, total concentration of hemoglobin, and Tissue Oxygenation Index;determining whether the lactate curve substantially contains a lactate threshold of the subject or the ventilatory curve substantially contains a ventilatory threshold of the subject; andproviding an alert based on the determination that lactate curve substantially contains a lactate threshold or the ventilatory curve substantially contains a ventilatory threshold of the subject;wherein the one or more signal features comprises:a first signal feature comprising a oxygenation parameter value during an exercise stage;a second signal feature comprising a change in the oxygenation parameter value;a third signal feature comprising a rate of change in the oxygenation parameter value;a fourth signal feature comprising a scale of change in the oxygenation parameter value. 2. The method of claim 1, wherein processing the oxygenation parameter comprises analyzing the one or more signal features in a signal profile of the oxygenation parameter. 3. The method of claim 2, wherein the one or more signal features is a characteristic in the signal profile. 4. The method of claim 2, wherein the signal feature is a linear model fit on a plateau interval of a curve of the oxygenation parameter. 5. The method of claim 2, wherein the signal feature is an amplitude of an exponential model of the oxygenation parameter. 6. The method of claim 2, wherein the signal feature is a time constant of an exponential model of the oxygenation parameter. 7. The method of claim 1, further comprising measuring electrocardiography (EKG), photoplethysmography (PPT), and systolic time intervals (STI) of the subject. 8. The method of claim 7, further comprising analyzing measured data to determine the cardiac response of the subject. 9. The method of claim 1, wherein detecting the oxygenation parameter comprises: delivering luminous radiations at a given optical intensity to a tissue of the subject; anddetecting the optical intensity of the luminous radiations backscattered from the tissue. 10. The method of claim 1, further comprising sending data regarding the lactate curve or ventilatory curve to a display of a secondary device. 11. The method of claim 1, further comprising alerting the subject when the subject has reached... | University of Houston System | A61B005/1455
US09084611 | B2 | 2015-07-21 | Systems and methods for visualizing ablated tissue | 2012-09-22 | Systems and methods for visualizing ablated tissue are disclosed. In some embodiments, a system for imaging tissue comprising: a catheter having a distal end and a proximal end; an inflatable balloon disposed about the distal end of the catheter; and an optical housing extending from the distal end of the catheter into the balloon, the optical housing being configured to position inside the balloon a light source for illuminating a tissue outside the balloon and a camera for imaging the illuminated tissue. | 1. A system for imaging endocardial tissue comprising: an endovascular catheter having a distal end and a proximal end, the endovascular catheter being sized for an endovascular approach to an endocardial tissue;an inflatable balloon disposed about the distal end of the endovascular catheter, the balloon being made of a compliant ultraviolet (UV) light transparent material and shaped for placement against the endocardial tissue;a guidewire for guiding the endovascular catheter to the endocardial tissue;an ablation member disposed outside the balloon for ablation of a portion of the endocardial tissue; andan optical housing extending from the endovascular catheter into the balloon, the optical housing comprising a UV light source emitting light having a wavelength between about 300 nm and about 400 nm for illuminating the endocardial tissue outside the balloon to excite NADH fluorescence in the endocardial tissue and a camera for imaging the illuminated tissue, wherein the UV light source and the camera are positioned inside the balloon beyond the distal tip of the endovascular catheter. 2. The system of claim 1, wherein the light source is a UV light emitting diode (LED). 3. The system of claim 1, wherein the camera includes image sensors that convert an optical image into an electronic signal. 4. The system of claim 1, wherein a gap formed between an outside surface of the optical housing and an inner wall of the balloon, the gap providing a fluid path between an inflation lumen of the endovascular catheter and the balloon for inflating and deflating the balloon. 5. The system of claim 1, wherein the optical housing is rotatable in relation to the balloon. 6. The system of claim 1 further comprising a support tube extending beyond the distal tip of the catheter to provide a structural support for the balloon. 7. The system of claim 6 further comprising a tip around a distal end of the support tube, the tip being configured to act as an ablation element. 8. The system of claim 6, wherein the support tube includes an inner lumen in communication with an inner lumen of the catheter for passing an ablation member distally of the balloon. 9. The system of claim 1 further comprising a first light source and a second light source capable of generating light of a different wavelength than the first light source. 10. The system of claim 1 further comprising a display system connected to the camera for generating an image of the illuminated tissue based on a NADH fluorescence detected by the camera. 11. The system of claim 10, wherein the camera and the display system are in a wireless communication. 12. The system of claim 1 further comprising a filter having a center wavelength of 460 nm with a 50 nm bandwidth coupled with the camera. 13. The system of claim 1, wherein the camera is coupled to a charge-coupled device (CCD) camera having a quantum efficiency of at least about 50% to about 70% at about 460 nm. 14. The system of claim 1, where... | The George Washington University LuxCath, LLC | A61B018/14 A61B005/00 A61B019/00 A61B018/00 A61B018/02
US08965480 | B2 | 2015-02-24 | Arterial blood flow and transit delay measurement using arterial spin labeling | 2011-04-14 | Techniques and systems are disclosed for measuring arterial transit delay using pseudo- continuous arterial spin labeling (ASL) with variable TR and interleaved post-labeling delays. In one aspect, a magnetic resonance imaging method for measure arterial blood flow and transit delay using arterial spin labeling (ASL) includes applying an ASL pulse sequence. The ASL pulse sequence includes a pre- saturation pulse, and a labeling pulse. The method includes performing data acquisition to measure a transit delay, which represents a time needed for labeled blood to arrive in an imaging slice. | 1. A method of magnetic resonance (MR) imaging, the method comprising: acquiring a succession of MR image pairs responsive to a succession of arterial spin labeling (ASL) pulse sequences, wherein each MR image pair is acquired responsive to a corresponding one of the successive ASL pulse sequences followed by a corresponding delay period;processing the acquired series of MR image pairs to measure arterial blood flow and transit delay of a target tissue;wherein acquiring the succession of MR image pairs includes: applying the succession of ASL pulse sequences to a labeling location in the target tissue to magnetically label arterial blood at the labeling location of the target tissue, each successive ASL pulse sequence comprising a pre-saturation pulse followed by a labeling pulse and a control pulse, andafter applying each ASL pulse sequence, waiting a corresponding delay period different for each ASL pulse sequence before acquiring at an imaging location of the target tissue a corresponding MR image pair, wherein each MR image pair includes a labeled MR image acquired at the imaging location of the target tissue responsive to the labeling pulse that magnetically labels arterial blood and a control MR image acquired at the imaging location responsive to the control pulse that does not magnetically label arterial blood;wherein processing the acquired succession of MR image pairs to measure arterial blood flow includes subtracting the control MR image from the labeled MR image for each MR image pair;wherein processing the acquired series of MR image pairs to measure the transit delay includes processing the acquired series of MR images to identify a time period for the magnetically labeled arterial blood to transit from the labeling region to the imaging region and appear on the labeled MR images; andwherein a repetition time (TR) representing an amount of time between each successive ASL pulse sequence is varied. 2. The method of claim 1, wherein each successive delay period after each successive ASL pulse sequence is longer in duration. 3. The method of claim 1, wherein each successive TR is longer in duration. 4. A system for performing magnetic resonance imaging (MRI), the system comprising: an MRI scanner configured to: acquire a succession of MR image pairs responsive to applying a succession of arterial spin labeling (ASL) pulse sequences, wherein each MR image pair is acquired responsive to a corresponding one of the successive ASL pulse sequences followed by a corresponding delay period; andprocess the acquired series of MR image pairs to measure arterial blood flow and transit delay of a target tissue;wherein acquiring the succession of MR image pairs includes: applying the succession of ASL pulse sequences to a labeling location in the target tissue to magnetically label arterial blood at the labeling location of the target tissue, each successive ASL pulse sequence comprising a pre-saturation pulse followed by a labeling pulse and a ... | The Regents of the University of California | A61B005/055 A61B005/026 G01R033/563
US08852117 | B2 | 2014-10-07 | Identification of disease characteristics using isotope ratios in breath | 2012-11-08 | Methods are disclosed for distinguishing whether an animal is experiencing a bacterial infection or a viral infection. One monitors breath taken from the animal over time to measure the relative amount of a first breath stable isotope to a second breath stable isotope therein over time. A quick change in the isotope ratios within several hours from the likely infection is indicative of a bacterial infection. A delayed change in the isotope ratios, followed by periodic repeated alterations in the ratios, is indicative of viral infection. The methods are particularly efficient when using cavity ringdown spectroscopy for the monitoring. They may be used for monitoring a patient already admitted to a hospital, or for monitoring a patient initially complaining of adverse symptoms, or for triage, or for collectively monitoring a population of animals. | 1. A method of triaging a population of patients suspected of having been exposed to an infectious material, comprising: monitoring, with a cavity ring-down spectrometer, breath taken from each patient in the population over time to measure a relative amount of a first isotope to a second isotope therein over time, wherein the first and second isotopes are a pair of 13C and 12C;for each patient, based on comparisons of (i) changes to the relative amount for them of the first isotope to the second isotope over time, with (ii) a known pattern or patterns of changes of the relative amount of the first isotope to the second isotope when there is bacterial infection, determining, with a computer, whether the patient has a bacterial infection; andbased on said determining, triaging medical treatment of said population of patients. 2. The method of claim 1, wherein the patients are mammals. 3. The method of claim 2, wherein the patients are humans. 4. The method of claim 1, wherein the spectrometer is capable of measuring the relative amount of the first isotope to the second isotope in a patient's breath at fifteen minute intervals or less. | Wisconsin Alumni Research Foundation | A61B005/08 G01N033/497 A61B005/00
US09974508 | B2 | 2018-05-22 | Non-invasive systems and methods for determining fractional flow reserve | 2012-09-04 | Non-invasive systems and methods for determining fractional flow reserve. At least one method of determining fractional flow reserve within a luminal organ of the present disclosure comprising the steps of positioning a monitoring device external to a luminal organ and near a stenosis, the monitoring device capable of determining at least one characteristic of the stenosis, operating the monitoring device to determine the at least one characteristic of the stenosis, and determining fractional flow reserve at or near the stenosis based upon the at least one characteristic determined by the monitoring device. | 1. A non-invasive method for determining fractional flow reserve within a luminal organ, the method comprising the steps of: positioning a monitoring device external to a luminal organ at or near a stenosis, the monitoring device capable of determining at least one characteristic of the stenosis from such position, the monitoring device comprising an angiography device using angiography to determine the at least one characteristic of the stenosis;operating the monitoring device to obtain a medical image of the luminal organ at or near the stenosis and noninvasively identify at least one characteristic of the stenosis directly from the medical image;determining fractional flow reserve at or near the stenosis based upon at least the at least one characteristic identified by the monitoring device;wherein the step of determining fractional flow reserve comprises the step of: computing the fractional flow reserve using a data acquisition and processing system using an algorithm selected from the group consisting of the equation:Δ⁢⁢P=ρ⁢⁢Q22⁢(1CSAoutlet2-1CSAinlet2)+Δ⁢⁢Pdiffusive+Δ⁢⁢Pexpansion;the equation:FFR=PdistalPa=Pa-Δ⁢⁢PPa;a combination thereof, and a mathematical equivalent of any of the aforementioned equations; andwherein ΔP is a pressure gradient along an axis of a segment of the luminal organ from a proximal position to a distal position of the stenosis, ρ is a density of blood, Q is a hyperemic flow rate in the segment of the luminal organ determined based on an analytical model, CSAoutlet is an outlet cross-sectional area, CSAinlet is an inlet cross-sectional area, ΔPdiffusive is a diffusive energy loss, and ΔPexpansion is an energy loss due to enlargement in cross-sectional area from the stenosis to a distal normal vessel segment, FFR is the fractional flow reserve, Pa is a mean aortic pressure, and Pdistal is a hyperemic coronary pressure distal to the stenosis;assessing hemodynamic function of the luminal organ based on the fractional flow reserve at or near the stenosis computed using the algorithm by comparing the computed fractional flow reserve to a comparison value in a database to determine the degree of stenosis; andtreating the stenosis if the hemodynamic function assessed by computing the fractional flow reserve using the algorithm and comparing the fractional flow reserve to the comparison value in the database indicates the stenosis is functionally significant. 2. The method of claim 1, wherein the at least one characteristic is selected from the group consisting of a stenosis geometry and a flow rate in the vessel at or near the stenosis. 3. The method of claim 2, wherein the stenosis geometry comprises at least one geometry selected from the group consisting of a cross-sectional area of the luminal organ distal to the stenosis, a cross-sectional area of the luminal organ proximal to the stenosis, at least one cross-sectional area of the luminal organ at the stenosis, a percentage maximum stenosis of the luminal organ, and... | - | A61B005/026 A61B006/00 A61B005/02
US09301068 | B2 | 2016-03-29 | Acoustic prescription rule based on an in situ measured dynamic range | 2011-10-19 | The present application discloses systems, methods, and articles of manufacture for determining prescription rules for a hearing prosthesis. A method in accordance with the present disclosure includes identifying a threshold hearing level and an uncomfortable loudness level for a channel of a hearing prosthesis. In one example, the threshold hearing level and the uncomfortable loudness level are determined in response to a stimulation signal generated utilizing the hearing prosthesis in situ on a recipient. In the present example, the stimulation signal corresponds to the channel of the hearing prosthesis. The method further includes developing a prescription rule based on the threshold hearing level and the uncomfortable loudness level. Generally, the prescription rule includes at least one of a linear compression scheme and a wide dynamic range compression scheme. | 1. A method, comprising: identifying a threshold hearing level and an uncomfortable loudness level for a channel of a hearing prosthesis, the threshold hearing level and the uncomfortable loudness level having been identified in response to a stimulation signal generated utilizing the hearing prosthesis, wherein the stimulation signal corresponds to the channel of the hearing prosthesis;developing, using a computing device, a prescription rule based on the threshold hearing level and the uncomfortable loudness level, wherein the prescription rule includes at least one of a linear compression scheme or a wide dynamic range compression scheme, wherein each of the linear compression scheme and the wide dynamic range compression scheme includes an expansion threshold and an expansion ratio, wherein the expansion threshold defines where an expansion region of the prescription rule ends and a linear region of the prescription rule begins, wherein the expansion ratio defines a gain in the expansion region where a ratio between an input sound level and a perceived output sound level of the hearing prosthesis is less than 1:1, and wherein a linear gain value of the linear region is determined by averaging the threshold hearing level and the uncomfortable loudness level and subtracting a normal speaking sound level from the average; andproviding the prescription rule for use by the hearing prosthesis, wherein the hearing prosthesis is configured to utilize the prescription rule to convert an acoustic signal into an output signal that is delivered through the hearing prosthesis to be perceived as sound by a recipient of the hearing prosthesis. 2. The method of claim 1, wherein developing the prescription rule further includes determining a maximum output by subtracting a correction value from the uncomfortable loudness level, wherein the correction value is between 3 dB and 12 dB. 3. The method of claim 1, wherein the linear gain value defines a gain in a linear region of the prescription rule, and wherein a ratio between an input sound level and a perceived output sound level of the hearing prosthesis in the linear region is substantially 1:1. 4. The method of claim 1, further comprising setting the normal speaking sound level to a default of 60 dB. 5. The method of claim 1, wherein developing the prescription rule further includes correcting the linear gain value so that channels that correspond to lower frequencies generally have a lower linear gain value than channels that correspond to higher frequencies. 6. The method of claim 1, wherein developing the prescription rule further includes correcting the linear gain value by subtracting a microphone location effect value. 7. The method of claim 1, further comprising setting the expansion threshold to a default value of 35 dB and the expansion ratio to a default of 0.7:1. 8. The method of claim 1, wherein the prescription rule includes the wide dynamic range compression scheme, wherein developing t... | Cochlear Limited | A61B005/00 H04R025/00 A61B005/12
US09277960 | B2 | 2016-03-08 | Intra-cardiac mapping and ablating | 2012-08-28 | Systems, methods, and devices allow percutaneous mapping, orientation and/or ablation in bodily cavities or lumens. Such may include a structure that is percutaneously positionable in a cavity, such as an intra-cardiac cavity of a heart. Transducers carried by the structure are responsive to blood flow. For example, the transducers may sense temperature, temperature being related to convective cooling caused by blood flow. A controller discerns positional information or location, based on signals from the transducers. For example, blood flow may be greater and/or faster proximate a port in cardiac tissue than proximate tissue spaced from the port. Position information may allow precise ablation of selected tissue, for example tissue surround a port in the intra-cardiac cavity. | 1. A medical system, comprising: a structure;a plurality of transducer elements carried by the structure, the structure and the plurality of transducer elements sized to be received within an intra-cardiac cavity, the intra-cardiac cavity defined at least in part by a tissue wall, wherein an interior surface of the tissue wall is interrupted by one or more ports positioned in fluid communication with the intra-cardiac cavity, each transducer element of at least some of the plurality of transducer elements responsive to blood flow to provide a respective first signal set, each respective first signal set responsive to blood flow at least proximate a respective one of the at least some of the plurality of transducer elements;a signal source providing a second signal set, a respective at least one signal within the second signal set provided to each of the at least some of the plurality of transducer elements; anda controller communicatively coupled to the transducer elements and which determines information that specifies a location of each of one or more regions of the interior surface of the tissue wall and a location of each of at least one of the one or more ports on the interior surface of the tissue wall with respect to the one or more regions based at least in part on a phase of a respective first signal derived at least in part from each respective first signal set, the phase of each respective derived first signal determined relative to a phase of a respective second signal within the second signal set provided by the signal source,wherein each respective at least one signal within the second signal set provided to each of the at least some of the plurality of transducer elements comprises a number of alternating HIGH periods and LOW periods within a predetermined time duration, one pair of adjacent HIGH and LOW periods defining a respective duty cycle. 2. The medical system of claim 1 wherein each of at least one of the HIGH periods and the LOW periods comprises a plurality of periodic continuous signals. 3. The medical system of claim 1 wherein the second signal set provided by the signal source consists of a single signal. 4. The medical system of claim 1 wherein the second signal set comprises a plurality of signals, each of the plurality of signals having a predetermined phase relative to a phase of another of the plurality of the signals. 5. The medical system of claim 1 wherein the phase of each respective derived first signal is determined relative to a phase of a same signal within the second signal set provided by the signal source. 6. The medical system of claim 1 wherein the second signal set comprises a plurality of signals, and the phases of each of at least two of the second signals within the second signal set provided by the signal source differ from one another by a predetermined amount. 7. The medical system of claim 1 wherein each respective second signal within the second signal set provided by the signal source ... | KARDIUM INC. | A61B005/026 A61B018/14 A61B005/01 A61B005/00 A61B005/027 A61B005/06 A61B018/00
US09526449 | B2 | 2016-12-27 | Detection and treatment of abnormal esophageal sphincter functionality | 2011-05-03 | An esophageal device is used to recognize, diagnose, characterize, or relieve an impact of an abnormal or defective UES anatomy, physiology, or functionality. In one implementation, the esophageal device measures a UES response to esophageal fluid infusion to detect or characterize an abnormality or defective UES anatomy, physiology, or functionality. An Upper Esophageal Sphincter compression device is used to increase intra-luminal pressure within the Upper Esophageal Sphincter of a patient in order relieve an impact of an abnormal or defective UES anatomy, physiology, or functionality. | 1. An esophageal device for diagnosing Upper Esophageal Sphincter (UES) pathology, the esophageal device comprising: (a) a intra-luminal pressure sensor configured to measure UES pressure when the intra-luminal pressure sensor is located within an Upper Esophageal Sphincter of a patient;(b) a fluid infusion device including: tubing configured for insertion into an esophagus of a patient;a pump configured to inject fluid into the tubing, wherein, when the tubing is inserted into the esophagus, injection of the fluid invokes a pharyngeal reflux in the patient; anda controller configured to control a pump pressure of the pump;(c) an output device;(d) an article of manufacture communicatively coupled with the output device, the article of manufacture including a processor and a non-transitory computer readable medium having computer readable program code disposed therein, the computer readable program code comprising a series of computer readable program steps to effect: receiving indicia about the UES pressure measured by the intra-luminal pressure sensor when the pharyngeal reflux occurs in the patient;comparing the received said UES pressure of the patient with a predetermined said UES pressure, wherein the predetermined said UES pressure is determined from at least one said UES pressure of a corresponding control subject when the corresponding control subject experiences pharyngeal reflux; andtransmitting a result of the comparison to the output device accessible by a health care provider diagnosing the patient; and(e) a non-invasive device that compresses a cricoid of the patient thereby changing the UES pressure detected by the intra-luminal pressure sensor, wherein the non-invasive device comprises: a cushion, a band coupled to the cushion, and a coupling clasp attached to the band, wherein when the band is placed in tension in a preset configuration about a neck of the patient using the clasp, the cushion is compressed towards the cricoid and the UES pressure within the Upper Esophageal Sphincter is set at a predetermined intra-luminal pressure suitable for treating a patient having an abnormality in UES anatomy, physiology, or functionality,wherein when the band is placed in the preset configuration using the clasp a relative position of a first end of the band to a second end of the band provides an identifier that the non-invasive device will induce the predetermined intra-luminal pressure. 2. The esophageal device of claim 1 wherein the controller is configured to control a rate of the pump pressure. 3. The esophageal device of claim 1 wherein the controller is configured to autonomically control at least one of: the pump pressure;a rate of change of the pump pressure;a sequence of predetermined pump pressures;a sequence of predetermined rates of change of the pump pressure; anda combination of the foregoing. 4. The esophageal device of claim 1 wherein the fluid is selected from a group consisting of: normal saline;water;air;a fluid ha... | The Medical College of Wisconsin, Inc. | A61B005/00 A61F002/50 A61B005/103
US09398869 | B2 | 2016-07-26 | Method, system, and computer program product for improving the accuracy of glucose sensors using insulin delivery observation in diabetes | 2011-03-24 | Method and System for providing a signal from an insulin pump, artificial pancreas, or another insulin delivery device as a source of information for improving the accuracy of a continuous glucose sensor (CGS). The effect of using insulin information to enhance sensor accuracy is most prominent at low blood glucose levels, i.e. in the hypoglycemic range, which is critical for any treatment. A system for providing a filtering/state estimation methodology that may be used to determine a glucose state estimate at time t-τ. The estimation may be extrapolated to some future time t and then the extrapolated value is used to extract the blood glucose component. The blood glucose component of the extrapolation and the output of the CGS are weighted and used to estimate the blood glucose level of a subject. | 1. A processor implemented method for improving the accuracy of a glucose measurement device, said method comprising: obtaining a glucose level readout of a subject, from said glucose measurement device;obtaining insulin delivery information from an insulin delivery device;performing a first intermediary computation using said glucose level readout from said glucose measurement device and said insulin delivery information, to obtain an output of said first intermediary computation;performing a second intermediary computation using said output of said first intermediary computation to obtain an output of said second intermediary computation;performing a third computation to reach an estimate of the blood glucose of the subject by applying a weighting scheme to said readout from the glucose measurement device and said output of said second intermediary computation; anddetermining, based at least in part on said estimate of the blood glucose of the subject, an amount of insulin to be delivered to the subject by the insulin delivery device;wherein the insulin delivery device is configured to deliver the determined amount of insulin to the subject. 2. The method of claim 1, wherein said glucose measurement device is a continuous glucose device. 3. The method of claim 1, wherein said first intermediary computation further comprises a Kalman Filter methodology. 4. The method of claim 1, wherein said first intermediary computation further comprises a method for filtering/state estimation using one of: an H-infinity filtering method, a Bayesian filtering method, a Monte Carlo method, and a least squares method. 5. The method of claim 1, wherein said readout from said glucose measurement device provides a periodic glucose readout. 6. The method of claim 5, wherein the frequency of said readout from said glucose measurement device is at least approximately every 60 minutes. 7. The method of claim 5, wherein the frequency of said readout from said glucose measurement device is at least approximately every 30 minutes. 8. The method of claim 5, wherein the frequency of said readout from said glucose measurement device is at least approximately every 15 minutes. 9. The method of claim 1, wherein said insulin delivery information is provided by an insulin pump, artificial pancreas, or another insulin delivery device. 10. The method of claim 1, wherein said insulin delivery information is provided by a measuring device. 11. The method of claim 1, wherein said second intermediary computation further comprises: inferring said output of said second intermediary computation from said output of said first intermediary computation. 12. The method of claim 11, wherein inferring said second intermediary computation further comprises: extrapolating said output of said first intermediary computation to some future time to determine an extrapolated state vector output. 13. The method of claim 12, wherein determining said extrapolated output is provided by {circu... | University of Virginia Patent Foundation | A61B005/00 A61B005/145 A61B005/1495 A61M001/36 A61M005/142
US20130072762 | A1 | 2013-03-21 | APPARATUS AND METHOD FOR ORGANIZING HEALTHCARE MONITOR LEADS | 2011-09-21 | A method and apparatus for organizing healthcare monitor leads enables the leads to be quickly removed and replaced from their stored positions. Each of the healthcare monitor leads has a closed circular ring attached to the lead typically about 12 to 18 inches from the sensor end. An elongate arm member approximately 4 to 6 inches long is mounted to the monitor boom so that it extends horizontally away from the boom. The monitor leads are stored by hooking each closed circular ring over the elongate arm member so that the leads each hang in a single bight from the monitor to the arm member. | 1. In a health care monitor of the type comprising a display mounted to a substantially horizontal boom, wherein the health care monitor includes a plurality of leads, each of the plurality of leads having a sensor end with a sensor for measuring a clinical parameter of a patient, an improvement comprising: an elongate arm member having a fixed end, the fixed end being attached to a medial region of the boom, said arm member extending substantially horizontally away from said booma plurality of hanger members, each of said plurality of hanger members having a lower surface adapted to engage an upper surface of said elongate arm member for supporting a load suspended from said hanger member, each of said plurality of hanger members being secured to one of said plurality of leads proximal the sensor end thereof;whereby each of said plurality of leads can be suspended from said elongate arm member by engaging the lower surface of said hangar member with the upper surface of said elongate arm member. 2. The improvement of claim 1, wherein: said elongate arm member further comprises a free end and each of said plurality of hanger members comprises a closed circular ring. 3. The improvement of claim 1, wherein: each of said plurality of hanger members comprises an open hook. 4. The improvement of claim 2, wherein: said elongate arm comprises a substantially horizontally extending portion proximal the fixed end and an upwardly extending portion proximal the free end of said elongate arm. 5. The improvement of claim 1, wherein: said elongate arm member is attached to said boom by means of a removable clamp. 6. The improvement of claim 5, wherein: said boom has a rectangular cross section and said removable clamp comprises a U-shaped bolt coupled to a flange, the flange being adapted to engage a flat surface of said rectangular cross section. 7. The improvement of claim 1, wherein: said elongate arm extends substantially perpendicular to a longitudinal axis of said boom. 8. The improvement of claim 1, wherein: each of said plurality of hanger members is attached to a corresponding one of said plurality of leads between 4 and 24 inches from the sensor end of said lead. 9. The improvement of claim 1, wherein: said boom is arranged so that said arm member is located predetermined distance above a floor surface, wherein each of said plurality of hanger members is attached to a corresponding one of said plurality of leads a sufficient distance from the sensor end such that said plurality of leads are each suspended in a single bight. 10. A method of organizing a plurality of elongate sensor leads attached to a health care monitor having a display mounted to a boom, the method comprising: providing a substantially horizontal elongate arm member having a fixed end, the fixed end being attached to a medial region of the boom;providing a plurality of hanger members, each of said plurality of hanger members having a lower surface adapted to engage an upper... | - | A61B005/00
US20130096456 | A1 | 2013-04-18 | BODY COMPOSITION MEASUREMENT DEVICE | 2011-06-23 | Disclosed is a body composition measurement device provided with a current electrode pair for applying current and a plurality of voltage electrode pairs for measuring voltage at a plurality of measurement points. A controller measures body fat on the basis of voltages measured at the plurality of measurement points by means of the voltage electrode pairs. The controller uses the measured voltages at the plurality of measurement points to perform integration and calculates the amount of body fat on the basis of the integration result. | 1. A body composition measurement device comprising: a current electrode pair configured to apply current;a plurality of voltage electrode pairs configured to measure voltages at a plurality of measurement points; anda control unit that performs an integration using measurement values of the measurement points measured by the voltage electrode pairs and calculates a body fat amount based on the result of the integration. 2. The body composition measurement device according to claim 1, wherein the voltage electrode pairs are configured to measure voltages for a measured subject in the vicinity of a frontal plane and at an anterior belly. 3. The body composition measurement device according to claim 1, wherein the control unit calculates, as the body fat amount, an area of body fat in a measured cross-section of a measured subject. 4. The body composition measurement device according to claim 1, wherein the control unit estimates a distribution of body fat in a measured cross-section of a measured subject. 5. The body composition measurement device according to claim 1, wherein the control unit measures visceral fat amount as the body fat amount. 6. The body composition measurement device according to claim 1, wherein the control unit measures subcutaneous fat amount as the body fat amount. 7. The body composition measurement device according to claim 1, wherein the control unit performs a first integration using measurement values of a plurality of measurement points on a first measured cross-section of a measured subject and a second integration using measurement values of a plurality of measurement points on a second measured cross-section, andthe control unit calculates a body fat volume as the body fat amount based on a calculation result of the first integration and a calculation result of the second integration. 8. The body composition measurement device according to claim 1, wherein the current electrode pair includes a first current electrode and a second current electrode arranged on opposite sides of a measured subject, andthe voltage electrode pairs are arranged between the first current electrode and the second current electrode. 9. The body composition measurement device according to claim 1, wherein the current electrode pair includes a first current electrode, which is arranged on a frontal plane of a right body half of a measured subject, and a second current electrode, which is arranged on a frontal plane of a left body half. 10. The body composition measurement device according to claim 5, which depend on claim 5, comprising a subcutaneous fat measurement means for measuring subcutaneous fat, wherein the control unit calculates the visceral fat amount as the body fat amount that reflects the subcutaneous fat amount. 11. The body composition measurement device according to claim 1, wherein a distance is variable between two voltage electrodes of at least one of the voltage electrode pairs, andthe control unit reflects th... | PANASONIC CORPORATION | A61B005/053
US20130102896 | A1 | 2013-04-25 | Radiation Treatment Planning and Delivery for Moving Targets in the Heart | 2012-09-14 | Method and systems are disclosed for radiating a moving target inside a heart. The method includes acquiring sequential volumetric representations of an area of the heart and defining a target tissue region and/or a radiation sensitive structure region in 3D for a first of the representations. The target tissue region and/or radiation sensitive structure region are identified for another of the representations by an analysis of the area of the heart from the first representation and the other representation. Radiation beams to the target tissue region are fired in response to the identified target tissue region and/or radiation sensitive structure region from the other representation. | 1. A method of radiating a moving target, the target comprising a target tissue having blood flowing therethrough, the target tissue having a tissue surface including an inner surface bordering the blood and an outer surface, the method comprising: acquiring a series of computed tomography (CT) volumes encompassing the target tissue;identifying the target in three dimensions in the acquired CT volume;computing a treatment plan according to the identified radiation target region;computing a dose distribution according to the computed treatment plan;displaying a visualization of the dose distribution using a surface rendering of the tissue surface of the target tissue in three dimensions (3D); anddelivering the dose distribution to the radiation target region to treat the target. 2. The method of claim 1, wherein the step of displaying the visualization of the dose distribution comprises at least one of: 1) volume rendering, 2) maximum intensity projection, 3) minimum intensity projection, 4) X-ray projection, 5) haptic feedback, 6) virtual fly-through, 7) stereoscopic 3D rendering, 8) virtual reality, and 9) multi-planar, oblique and curved reconstructions. 3. The method of claim 1, wherein the treatment plan comprises a plurality of radiation beam trajectories which intersect within the radiation target region. 4. The method of claim 1, wherein the target comprises a tumor. 5. The method of claim 1, wherein the target comprises heart muscle and wherein the identified radiation target region is transmural. 6. The method of claim 1, further comprising defining a radiation sensitive structure relative to the acquired CT volumes. 7. The method of claim 7, further comprising adjusting the computed treatment plan based on the defined radiation sensitive structure. 8. The method of claim 1, further comprising registering an electrogram with the acquired CT volumes. 9. The method of claim 1, further comprising acquiring a pair of images of the target during treatment and registering the CT data with the pair of images to check the position of the target during treatment. 10. The method of claim 1, wherein the identified radiation target region is non-isocentric. 11. The method of claim 1, further comprising expanding the identified radiation target region with a margin that is based on motion estimates. 12. The method of claim 11, wherein the margin includes the identified radiation target region during at least 80% of a target motion time. 13. A non-transitory computer-readable storage medium comprising a set of computer executable instructions for treating a moving target, the target comprising a target tissue having blood flowing therethrough, the target tissue having a tissue surface including an inner surface bordering the blood and an outer surface, wherein execution of the instructions by a computer processor causes the processor to carry out the steps of: receiving a series of computed tomography (CT) volumes of the target tissue;rece... | CyberHeart, Inc. | A61N005/10 A61B006/00 A61B005/0402 A61B006/03
US08398555 | B2 | 2013-03-19 | System and method for detecting ventilatory instability | 2008-09-10 | Embodiments described herein may include systems and methods for detecting events that may be associated with sleep apnea. Some embodiments are directed to a system and/or method for automated detection of reduction in airflow events using polysomnograph signals, wherein the reduction in airflow events may relate to sleep apnea. The PSG signals may be limited to four signals, including data from an airflow channel, a blood oxygen saturation channel, a chest movement channel, and an abdomen movement channel. Using information from these channels, some embodiments may automatically identify reduction in airflow events. | 1. A system, comprising: a processing device configured to: calculate an output value of breathes per minute for a data segment based on signals of an airflow channel, a chest channel, and/or an abdomen channel and/or combinations thereof;calculate a baseline value for each of the airflow channel, the chest channel, and the abdomen channel based at least in part upon the output value of breathes per minute and a measure of the magnitude of the corresponding signal;determine whether a reduction in airflow above a minimum reduction level relative to the baseline value for the airflow channel has been maintained for a period of time and identify a reduction in airflow event if the reduction in airflow is above the minimum reduction level;determine if the reduction in airflow event is qualified by determining whether a specified amount of change has occurred in the chest channel or the abdomen channel during a window of time including the reduction in airflow event; andprovide an indication of ventilatory instability if the reduction in airflow event is identified and qualified. 2. The system of claim 1, comprising a filter capable of filtering the airflow channel, the chest channel, and/or the abdomen channel. 3. The system of claim 2, comprising a filter capable of band-pass filtering and low-pass filtering the airflow channel, the chest channel, and the abdomen channel, while passing the pulse oximetry channel. 4. The system of claim 1, comprising a monitor capable of displaying the indication of ventilatory instability. 5. The system of claim 1, wherein the processing device is configured to determine whether the indication of ventilatory instability corresponds to central sleep apnea or obstructive sleep apnea based on signals of the chest channel and abdomen channel being in a phase or out of phase. 6. The system of claim 1, comprising an integral polysomnograph system capable of providing the signals of the airflow channel, the chest channel, and the abdomen channel. 7. The system of claim 1, comprising a pulse oximetry sensor; an airflow sensor, a chest sensor, and an abdomen sensor. 8. A system, comprising: a polysomnograph system capable of supplying signals of an airflow channel, a chest channel, an abdomen channel, and a pulse oximetry channel;an event detection system including a processing device configured to: calculate a baseline value for each of the airflow channel, the chest channel, and the abdomen channel based at least in part upon a value of breathes per minute and a measure of the magnitude of the corresponding signal;identify a reduction in airflow event when a reduction in airflow above a minimum reduction level relative to the baseline value for the airflow channel has been maintained for a threshold period of time; anddetermine if the reduction in airflow event is qualified by determining whether a specified amount of change has occurred in the chest channel, the abdomen channel, or the pulse oximetry channel during... | Covidien LP | A61B005/08
US08401625 | B2 | 2013-03-19 | Multi-electrode mapping system | 2011-07-19 | In some aspects, a method includes measuring unipolar signals at one or more electrodes in response to electrical activity in a heart cavity. The method also includes determining, based at least in part on Laplace's equation, bipolar physiological information at multiple locations of an surface based on the measured unipolar signals and positions of the one or more electrodes with respect to the surface. | 1. A method comprising: inserting a catheter into a heart cavity, the catheter comprising a first electrode;positioning a second electrode in a stable location relative to the heart, the location being outside of the heart cavity and located at a distance from the heart cavity;for multiple different catheter positions in the heart cavity, measuring the unipolar signals by measuring a potential between the first electrode located in the heart cavity and the second electrode located outside the heart cavity;generating bipolar information based on three or more of the unipolar signal measurements; anddisplaying an electro-anatomical map of at least a portion of the heart, the electro-anatomical map including at least some of the bipolar information. 2. The method of claim 1, wherein the unipolar measurements comprise unipolar potential signals. 3. The method of claim 1, the bipolar information comprises current information. 4. The method of claim 1, wherein the bipolar information comprises current density information. 5. The method of claim 4, wherein the current density information comprises a normal component of the current density. 6. The method of claim 4, wherein the current density information comprises a magnitude of a current density vector. 7. The method of claim 4, wherein the current density information comprises a magnitude of a tangential component of the current density. 8. The method of claim 2, wherein the second electrode is located at a distance from the heart cavity such that the electrode is not affected by local tissue activation in a heart cavity. 9. The method of claim 2, wherein measuring the unipolar signals comprises measuring the unipolar signals in response to electrical activity in a heart cavity. 10. The method of claim 2, wherein generating a bipolar measurement based on three or more unipolar measurements comprises determining bipolar information at multiple locations of a surface based on the unipolar signals and positions of one or more electrodes used to measure the unipolar signals with respect to the surface. 11. The method of claim 2, wherein generating the bipolar information comprises applying a transformation function to the unipolar signals. 12. The method of claim 11, wherein applying the transformation function comprises solving directly for current. 13. The method of claim 1, wherein generating the bipolar information comprises solving simultaneously for current and potential. 14. A system comprising: a processing unit configured to:receive unipolar measurements, the unipolar measurements comprising potentials measured between a first electrode located in a heart cavity and a second electrode located outside the heart cavity; andgenerate bipolar information based on three or more of the unipolar measurements; anda display unit configured to:display an electro-anatomical map of at least a portion of a heart, the electro-anatomical map including at least some of the bipolar information. 15. A... | Rhythmia Medical, Inc. | A61B005/02 A61B005/04 A61N001/39 A61N001/00
US08428675 | B2 | 2013-04-23 | Nanofiber adhesives used in medical devices | 2009-08-19 | Nanofiber adhesives and their uses with device, such as medical devices, are described. In one embodiment, a nanofiber adhesive layer may be disposed on a surface of a medical device, such as a backing layer of a sensor, for adhesion to a substrate. The nanofiber adhesive layer may allow durable adhesion to the substrate. Other described features may include materials and methods to determine the attachment of the medical device to a patient by determining the adhesive state of the adhesive layer. | 1. A device, comprising: a backing layer;an adhesive layer comprising a plurality of nanofibers attached to the backing layer to couple the device to a patient tissue; andtwo or more electrical contacts positioned within or beneath the adhesive layer, wherein the two or more electrical contacts are capable of conducting a current through the adhesive layer or through the patient tissue to provide a signal related to an adhesive state of the adhesive layer. 2. The device of claim 1, wherein the plurality of nanofibers of the adhesive layer undergo a conformational change when adhered to the substrate such that a characteristic of the current flowing between the two or more electrical contacts is altered. 3. The device of claim 1, wherein the electrical contacts are positioned within the adhesive layer. 4. The device of claim 1, wherein the device comprises a pulse oximetry sensor, electroencephalogram lead, or an electrocardiogram lead. 5. A medical device, comprising: a backing material;a sensor or lead attached to the backing material, wherein the sensor or lead is capable of generating physiological data monitored by a patient monitor;an adhesive layer comprising a plurality of nanofibers configured to adhere the medical device to a patient tissue, wherein the adhesive layer is attached to the backing material; andtwo or more electrical contacts configured to conduct a current through the adhesive layer or through the patient tissue to provide a signal related to an adhesive state of the adhesive layer. 6. The medical device of claim 5, wherein the plurality of nanofibers are aligned substantially perpendicular to the backing layer. 7. The medical device of claim 5, wherein the adhesive layer is attached to the backing material using a glue or a polymeric bonding agent. 8. The medical device of claim 5, wherein the plurality of nanofibers comprise a polymer material. 9. The medical device of claim 5, wherein the plurality of nanofibers are comprised of any one of or a combination of single, double, or multiwalled carbon nanotubes. 10. The medical device of claim 5, wherein the medical device comprises a pulse oximetry sensor, an electroencephalogram lead, or an electrocardiogram lead. 11. The medical device of claim 5, wherein the plurality of nanofibers comprise one or more of carbon, boron, silicon, boron carbide, silicon carbide, boron-silicon, cellulose or its synthetic analogs, collagen or its synthetic analogs, or keratin or its synthetic analogs. 12. A method of manufacturing a medical device, comprising: applying a sensor or lead on a backing material;applying an adhesive layer on the backing material, wherein the adhesive layer comprises a plurality of nanofibers configured to adhere the medical device to a patient tissue; andapplying electrical contacts between the backing material and the adhesive layer, or within the adhesive layer, to provide a signal related to an adhesive state of the adhesive layer. 13. The method as... | Covidien LP | A61B005/1455
US08433395 | B1 | 2013-04-30 | Extraction of cardiac signal data | 2011-06-29 | A T-wave offset point of an ECG signal is provided. In accordance with various example embodiments, a location of a QRS complex in the ECG signal is identified and used to determine a first time window of the ECG signal in which to search for a T-wave offset point. The T-wave offset point is identified within the first time window, and the identified T-wave offset point is provided as an output based upon a noise characteristic of the ECG signal in a second time window that includes at least a portion of the T-wave. | 1. A method for providing a T-wave offset point of an ECG signal, the method comprising: identifying the location of a QRS complex in the ECG signal;using the identified location of the QRS complex, determining a first time window of the ECG signal in which to search for the T-wave offset point; andin a computer circuit, identifying the T-wave offset point within the first time window, andproviding the identified T-wave offset point as an output based upon a noise characteristic of the ECG signal in a second time window that includes at least a portion of the T-wave of the ECG signal. 2. The method of claim 1, wherein the second time window includes the identified T-wave offset point. 3. The method of claim 1, wherein the second time window includes the identified T-wave offset point, the duration of said second time window is about 30% of the duration of a nominal QT interval of the ECG signal, and the second time window extends beyond the T-wave offset point by about 10% of the nominal QT interval duration. 4. The method of claim 1, wherein the second time window has a duration of about 50 msec and is centered on about the identified T-wave offset point. 5. The method of claim 1, wherein the second time window extends from about the point of the largest deflection of the T-wave from an isoelectric line of the ECG signal to about the T-wave offset point. 6. The method of claim 1, wherein the second time window includes a time period extending from about a QRS offset point in the ECG signal to about the T-wave offset point. 7. The method of claim 1, wherein the second time window includes a time period extending the full duration of a cardiac cycle in the ECG signal. 8. The method of claim 1, further comprising computing the noise characteristic by: decomposing the ECG signal into subcomponents,identifying said subcomponents in the second time window as either primarily associated with noise or primarily associated with the T-wave of the underlying ECG signal,computing a noise signal for the second time window by using at least one subcomponent not primarily associated with the T-wave, andcomputing said noise characteristic based upon at least one of: energy of the noise signal, standard deviation of the noise signal, zero crossing density of the noise signal, a metric of noise amplitude computed using an envelope of the noise signal, and a metric of energy of the ECG signal relative to energy of the noise signal. 9. The method of claim 8, further including computing a denoised signal by combining at least two of the subcomponents that are primarily associated with the T-wave, wherein the metric of energy of the ECG signal relative to energy of the noise signal is a signal-to-noise ratio of the ECG signal within the second time window computed as the ratio of respective energies of the denoised and noise signals. 10. The method of claim 1, further comprising computing the noise characteristic by: computing a denoised signal for the secon... | VivaQuant LLC | A61B005/00
US08400312 | B2 | 2013-03-19 | Operation assisting system | 2007-10-09 | An operation assisting system. When an operator manipulates an operation instrument to perform an operation for a joint surgery including a hip replacement, the operation assisting system provides the operator with information on the orientation of a bone such as a pelvis and an appropriate direction of the operation instrument relative to the bone to assist the operator so as to complete the operation in an easy and accurate manner, which ensures a high degree of operation accuracy and reduces the cost of the system. | 1. An operation assisting system, which comprises: radiopaque markers (10, 20) provided at predetermined points on a surface of a body of a patient, who is to be held in a predetermined operational posture on an operating table (60) kept in a fixed position, said predetermined points being placed in a vicinity of a bone (80) of the patient, which is to be subjected to an operation, and having respective constant positional relationships relative to said bone (80), said radiopaque markers having constant positional relationships to each other;a sensor (11, 21) provided at a predetermined point on the surface of the body of said patient so as to have a constant positional relationship relative to said markers (10, 20), said sensor being configured to detect at least inclination of the sensor relative to an imaginary reference plane (A), which is kept in a fixed position together with said operating table (60), said sensor enabling its positional relationship relative to the bone (80) to be acquired based on positional relationships between the bone (80) and the respective markers (10, 20), which have been previously acquired through an X-ray photography;an arithmetic control unit (13, 24) configured to receive a sensor output from said sensor (11, 21) and acquire inclination of said bone (80) relative to said reference plane (A) based on the inclination as detected of the sensor (11, 21) and the positional relationship thereof relative to the bone (80), as well as determine deviation between a proper inclination of the bone (80) relative to said reference plane (A), which the bone (80) should have during the operation to be performed on a site of the bone, and an actual inclination of the bone (80) relative to said reference plane (A), to generate an instruction image indicative of the deviation; anda display unit (14, 25) configured to display said instruction image. 2. The operation assisting system as claimed in claim 1, further comprising: a second sensor (22) stationarily provided at a predetermined position on an operation instrument (50) to detect at least inclination of the second sensor relative to said reference plane (A), said operation instrument being placed in a vicinity of said site on which the operation is to be performed, and used through operation by an operator; andwherein:said arithmetic control unit (24) is configured to receive a sensor output from said second sensor (22) and acquire inclination of said operation instrument (50) relative to said reference plane (A) based on the inclination as detected of the second sensor (22), as well as determine deviation between a proper inclination of the operation instrument (50) relative to said bone (80), which the operation instrument (50) should have during the operation to be performed on said site, and an actual inclination of the operation instrument (50) relative to said bone (80), to generate a second instruction image indicative of the deviation; andsaid display unit (25) or ... | Saga University | A61F002/32 A61F002/36 A61F002/30 A61B005/05 A61B005/103 G08B023/00 G08B001/08
US09216001 | B2 | 2015-12-22 | Pulse detection using patient physiological signals | 2012-10-30 | The presence of a cardiac pulse in a patient is determined by evaluating physiological signals in the patient. In one embodiment, a medical device evaluates optical characteristics of light transmitted into a patient to ascertain physiological signals, such as pulsatile changes in general blood volume proximate a light detector module. Using these features, the medical device determines whether a cardiac pulse is present in the patient. The medical device may also be configured to report whether the patient is in a VF, VT, asystole, or PEA condition, in addition to being in a pulseless condition, and prompt different therapies, such as chest compressions, rescue breathing, defibrillation, and PEA-specific electrotherapy, depending on the analysis of the physiological signals. Auto-capture of a cardiac pulse using pacing stimuli is further provided. | 1. A method comprising: transmitting light into a patient at a first intensity;receiving light transmitted into the patient at the first intensity at a light detector;generating a first light detection signal based on the received light transmitted into the patient at the first intensity;transmitting light into the patient at a second intensity;receiving light transmitted into the patient at the second intensity at the light detector;generating a second light detection signal based on the received light transmitted into the patient at the second intensity;extracting a dc component of the first light detection signal;adjusting a gain of the light detector based on the extracted dc component; andprocessing the first and second light detection signals to detect a physiological parameter indicative of presence of a cardiac pulse in the patient. 2. The method of claim 1, further comprising providing at least one of treatment and information concerning treatment based on the physiological parameter. 3. The method of claim 1, further comprising: setting one or both of the first intensity and the second intensity according to the extracted dc component. 4. A medical device comprising: a light source that transmits light into a patient at a first intensity and a second intensity;a light detector that receives the light transmitted into the patient at the first intensity to generate a first light detection signal and receives the light transmitted into the patient at the second intensity to generate a second light detection signal; anda processor configured to extract a dc component of the first light detection signal and to adjust a gain of the light detector according to the extracted dc component, the process further configured to process the first and second light detection signals to detect a physiological parameter indicative of presence of a cardiac pulse in the patient. 5. The medical device of claim 4, in which the processor is configured to provide at least one of treatment and information concerning treatment based on the physiological parameter. 6. The medical device of claim 4, in which the processor is further configured to control the light source to set the second intensity according to the extracted dc component. 7. A system, comprising: means for transmitting light into a patient at a first intensity;means for receiving light transmitted into the patient at the first intensity at a light detector;means for generating a first light detection signal based on the received light transmitted into the patient at the first intensity;means for transmitting light into the patient at a second intensity;means for receiving light transmitted into the patient at the second intensity at the light detector;means for generating a second light detection signal based on the received light transmitted into the patient at the second intensity;means for extracting a dc component of the first light detection signal;means for adjusting a gain of the light... | PHYSIO-CONTROL, INC. | A61B005/02 A61B005/00 A61B005/0205 A61B005/024 A61B005/021 A61B005/08 A61B008/06 A61B008/08 A61N001/365 A61N001/39
US20130079607 | A1 | 2013-03-28 | FIBEROPTIC PROBE FOR MEASURING TISSUE OXYGENATION AND METHOD FOR USING SAME | 2011-01-25 | Embodiments herein relate to the field of medical monitoring, and, more specifically, to a fiberoptic probe for monitoring tissue oxygenation and a method for using such a probe. A non-invasive method of measuring tissue oxygenation includes, in some embodiments, illuminating a tissue surface with a first fiberoptic fiber, receiving light from the tissue surface with a second fiberoptic fiber, measuring the absorption spectra of oxy- and deoxy-hemoglobin in the light, and calculating a tissue oxygenation value based on the absorption spectra. | 1. A fiberoptic device, comprising: a probe comprising at least a first fiberoptic fiber and a second fiberoptic fiber, wherein the first and second fiberoptic fibers terminate at or near a surface of the probe;a visible wavelength light source coupled to the first fiberoptic fiber; anda spectrometer coupled to the second fiberoptic fiber and configured to measure light transport in tissue adjacent to the surface of the probe. 2. The fiberoptic device of claim 1, further comprising a computing device electrically coupled to the spectrometer, wherein the computing device is configured to generate a tissue oxygenation value and total blood volume content based on the light transport measured by the spectrometer. 3. The fiberoptic device of claim 2, wherein the computing device is configured to generate a tissue oxygenation value using absorption spectra of oxy- and deoxy-hemoglobin and a scattering spectrum of bulk tissue. 4. The fiberoptic device of claim 3, wherein the tissue oxygenation value comprises an estimate of the blood volume fraction and oxygen saturation of hemoglobin HbO2/(Hb+HbO2) in mixed arterio-venous vasculature of bulk tissue. 5. The fiberoptic device of claim 1, wherein the surface of the probe is a distal tip surface. 6. The fiberoptic device of claim 1, wherein the surface of the probe is a side surface. 7. The fiberoptic device of claim 1, further comprising a plastic probe tip housing that houses at least part of the first and second fiberoptic fibers. 8. The fiberoptic device of claim 1, wherein the first and second fiberoptic fibers are at least partially disposed in a UV-cured optical waveguide. 9. The fiberoptic device of claim 8, further comprising one or more mirrored surfaces disposed in the UV-cured optical waveguide and configured to redirect light. 10. The fiberoptic device of claim 9, wherein the one or more mirrored surfaces comprise one or more cylindrical metal components having 45° angled mirrored surfaces. 11. The fiberoptic device of claim 1, wherein the first and second fiberoptic fibers are spaced from about 2 mm to about 4 mm apart at the surface of the probe. 12. The fiberoptic device of claim 1, wherein the first and second fiberoptic fibers are spaced from about 2.5 mm to about 3.5 mm apart at the surface of the probe. 13. The fiberoptic device of claim 1, wherein the first and second fiberoptic fibers are spaced about 3 mm apart at the surface of the probe. 14. The fiberoptic device of claim 1, further comprising a cable that encloses at least a portion of the fiberoptic fibers. 15. The fiberoptic device of claim 1, further comprising a suture substrate for securing the probe surface against a tissue. 16. The fiberoptic device of claim 15, wherein the suture substrate comprises a UV-cured optical waveguide. 17. The fiberoptic device of claim 16, wherein the UV-cured waveguide is configured to correspond in shape and/or size to one or more features of a surgical site. 18. The fiberopt... | OREGON HEALTH & SCIENCE UNIVERSITY | A61B005/1455
US20130102854 | A1 | 2013-04-25 | MENTAL STATE EVALUATION LEARNING FOR ADVERTISING | 2012-12-07 | Analysis of mental states is performed as people view advertisements. Advertisement effectiveness is evaluated based on the analyzed mental states. Learning is then performed to determine the most effective ways to evaluate mental states based on the evaluation methods' ability to project advertisement effectiveness. Effectiveness descriptors are evaluated and statistics are assembled for the advertisements. One or more effectiveness classifiers are determined. Based on the effectiveness descriptors and classifiers, advertisement effectiveness is projected. | 1. A computer implemented method for learning advertisement evaluation comprising: collecting mental state data from a plurality of people as they observe an advertisement;analyzing the mental state data to produce mental state information; andprojecting an advertisement effectiveness based on the mental state information using one or more effectiveness descriptors and an effectiveness classifier. 2. The method of claim 1 further comprising aggregating the mental state information into an aggregated mental state analysis which is used in the projecting. 3. The method of claim 2 wherein the mental state information includes a probability for the one or more effectiveness descriptors. 4. The method of claim 3 wherein the one or more effectiveness descriptors include one or more of valence, action unit 4, and action unit 12. 5. The method of claim 4 further comprising evaluating the one or more effectiveness descriptors. 6. The method of claim 3 wherein the one or more effectiveness descriptors are selected based on an advertisement objective. 7. The method of claim 6 wherein the advertisement objective includes one or more of a group comprising entertainment, education, awareness, startling, and drive to action. 8. The method of claim 3 further comprising developing norms using the one or more effectiveness descriptors. 9. The method of claim 3 wherein the probability varies over time during the advertisement. 10. The method of claim 9 further comprising building a histogram of the probability over time. 11. The method of claim 10 wherein the histogram includes a summary probability for portions of the advertisement. 12. The method of claim 11 wherein the portions include quarters of the advertisement. 13. The method of claim 3 further comprising establishing a baseline for the one or more effectiveness descriptors. 14. The method of claim 13 wherein the baseline is established for an individual. 15. The method of claim 13 wherein the baseline is established for the plurality of people. 16. The method of claim 15 wherein the baseline is used in the aggregated mental state analysis. 17. The method of claim 13 wherein a baseline includes one of a minimum effectiveness descriptor value, a mean effectiveness descriptor value, and an average effectiveness descriptor value. 18. The method of claim 3 further comprising building the effectiveness classifier based on the one or more effectiveness descriptors. 19. The method of claim 18 wherein the effectiveness classifier is used to project the advertisement effectiveness. 20. The method of claim 18 wherein the building the effectiveness classifier includes machine learning. 21. The method of claim 20 wherein the machine learning is based on one or more of k nearest neighbor, random forest, adaboost, support vector machine, tree-based models, graphical models, genetic algorithms, projective transformations, quadratic programming, and weighted summations. 22. The method of claim 18 furth... | AFFECTIVA, INC. | A61B005/00 G09B023/00
US08391957 | B2 | 2013-03-05 | Robotic catheter systems and methods | 2008-03-26 | A robotic instrument system having an elongate sheath instrument and an elongate catheter instrument positioned within a working lumen of the sheath instrument is controlled by selectively operating an instrument driver coupled to the catheter instrument to place a control element extending through the catheter instrument in tension, and thereby articulate at least a distal end portion the catheter instrument, while automatically compensating for a torsional force exerted on the sheath instrument in a first direction due to articulation of the distal end portion of the catheter, by urging the sheath instrument to twist in a second direction opposite of the first direction. | 1. A robotic instrument system, comprising: an elongate flexible instrument;a controller configured to selectively actuate one or more motors operably coupled to the instrument to thereby selectively move a distal end portion of the instrument within an anatomical workspace in which the instrument is located; andan imaging device coupled to the distal end portion of the instrument and configured to acquire images of tissue regions and structures located within in a field of view,wherein the controller is further configured to determine which tissue regions and structures within the anatomical workspace are locatable within the field of view of the imaging device based, at least in part, upon a present relative position of the instrument distal end portion. 2. The system of claim 1, wherein the controller determines a reach of the instrument distal end portion and of the field of view of the imaging device based, at least in part, on a kinematic model of the instrument. 3. The system of claim 1, further comprising a display in communication with the controller, wherein the controller displays the determined reach of the field of view of the imaging device on the display. 4. The system of claim 1, further comprising a display in communication with the controller, wherein the controller displays the tissue regions and structures in the anatomical workspace determined to be within reach of the field of view of the imaging device on the display. 5. The system of claim 4, wherein the controller displays the tissue regions and structures in the anatomical workspace determined to be within reach of the field of view of the imaging device overlaying an image of the anatomic workspace. 6. The system of claim 5, wherein the image of the anatomic workspace is obtained from a model of the workspace, from an imaging system, or both. 7. The system of claim 1, wherein the imaging device comprises an intracardiac echocardiography catheter positioned in a working lumen of the instrument. 8. The system of claim 1, wherein the tissue regions and structures in the anatomical workspace determined to be within reach of the field of view of the imaging device reach of the instrument distal end portion is displayed in a manner that indicates which tissue regions and structures of the workspace may be captured within the field of view of the imaging device from its present position, and which tissue regions and structures of the workspace may not be captured within the field of view of the imaging device from its present position. 9. The system of claim 1, wherein the tissue regions and structures in the anatomical workspace determined to be within reach of the field of view of the imaging device are displayed as a scaled gradation, including at least a first location zone highlighted on the display to indicate the tissue regions and structures that can be captured within the field of view of the imaging device from its present position by normal maneuvering of th... | Hansen Medical, Inc. | A61B005/05
US08401609 | B2 | 2013-03-19 | System, method and applications involving identification of biological circuits such as neurological characteristics | 2008-02-14 | Various aspects are directed to systems and methods for assessing neural activity of a neural region having multiple subfields. In certain embodiments, a method includes evoking a cellular electrical response in at least one subfield due to neural activity in the neural region, capturing image data of the electrical response at a level sufficiently detailed in space and time to differentiate between polarization-based events of two respective portions of the subfield, and then assessing neural activity by correlating space and time information, from the captured data, for the two respective portions of the sub-field. Other more specific aspects of the invention involve different preparation and neural stimulation approaches which can vary depending on the application. | 1. A method for assessing neural activity of a neural tissue in a neural region having multiple subfields, the method comprising: evoking a cellular electrical response in at least one subfield of the neural tissue due to neural activity in the neural region; wherein neuronal cells in the neural region express a light-activated ion channel and/or a light-activated ion pump protein, and wherein the cellular electrical response is evoked by optical stimulation of the light-activated ion channel and/or the light-activated ion pump protein;capturing image data of the cellular electrical response at space and time limits of resolution that allow for differentiation between polarization-based events of two portions of the at least one subfield, wherein each of the two portions comprises a group of neurons; andassessing neural activity by correlating space and time information, from the captured data, for the two portions of the at least one subfield. 2. The method of claim 1, wherein the space limit of resolution is less than a centimeter, wherein the time limit of resolution is less than 500 milliseconds, wherein the polarization-based events involve at least one of depolarization events and hyperpolarization events. 3. The method of claim 1, wherein the space limit of resolution is less than about a millimeter. 4. The method of claim 1, wherein the step of assessing neural activity includes the step of assessing a role of one or more subfields within a neural circuit. 5. The method of claim 1, wherein the step of assessing neural activity includes correlating activity level of the one or more subfields from the captured data, and providing processed correlation results that provide for assessment of the response of the neural region. 6. The method of claim 1, further including: determining a correlation between a signal strength of a stimulation profile and each pixel in the image data; using the determined correlation to find a cross-correlation amplitude for each pixel; using the determined correlation to find a cross-correlation phase for each pixel; identifying areas of interest as a function of a spatial location of each pixel and the determined cross-correlations; and within the image, limiting pixel variations that are not in the identified areas. 7. The method of claim 1, further including the step of assessing effects of a treatment on physiological activity of the neural region on different subfields within the neural region. 8. The method of claim 1, further including the step of comparing processed correlation results of the neural region with and without a treatment for the neural region, wherein the treatment is at least one of: pharmacological chemical-based substance; nonchemical-based therapeutic treatment; neural-invasive treatment; neural-genesis treatment; and neural-modulation treatment. 9. The method of claim 1, wherein the step of assessing neural activity includes the step of assessing endophenotypes for their predicti... | The Board of Trustees of the Leland Stanford Junior University | A61B005/05
US08414609 | B2 | 2013-04-09 | Lancet device for generating a puncture wound, and lancet drive assembly | 2010-03-04 | A lancet device for generating a puncture wound in a skin surface, comprising a housing, in which a lancet can be moved on a puncturing path, a lancet drive with a drive rotor that can be driven by a drive spring, a lancet coupling mechanism that transforms a rotational motion of the drive rotor into a puncturing and returning motion of the lancet during a working cycle of the lancet drive, a reference element that is mobile relative to the lancet and relative to the housing and is fixed in a defined position relative to the lancet drive during the puncturing and rests against the surface of the skin with a contact surface thereof such that a puncture wound with a reproducible puncturing depth is generated by the puncturing motion, and a reference element coupling mechanism that is coupled to the lancet drive in order to move the reference element. The invention further relates to a suitable lancet drive assembly for a lancet device of this type. | 1. A lancet drive assembly for use with a lancing device, the lancet drive assembly comprising: a lancet drive having a drive rotor driven by a drive spring and a tensioning rotor for tensioning the drive spring;a lancet coupling mechanism having a steering curve along which a steering curve traveler travels to transform rotational motion of the drive rotor into a puncturing and return motion of a lancet that is coupled to the lancet drive; anda second coupling mechanism coupled to the lancet drive and comprising a second steering curve along which a second steering curve traveler travels, wherein the second coupling mechanism allows a rotational motion of a rotating component of the lancet drive to be transformed into a motion of an auxiliary component. 2. The lancet drive assembly of claim 1, wherein the second coupling mechanism is coupled to the tensioning rotor. 3. The lancet drive assembly of claim 1, wherein the tensioning rotor is coupled to the drive rotor such that, during a preparatory range of rotation, rotation of the tensioning rotor is transferred to the drive rotor such that the tensioning rotor and the drive rotor rotate jointly, the rotation angle of the tensioning rotor deviating from the rotation angle of the drive rotor by no more than 10° during the preparatory range of rotation. 4. The lancet drive assembly of claim 3, further comprising a locking latch which rigidly couples the tensioning rotor to the drive rotor. 5. The lancet drive assembly of claim 3, wherein the coupling of the tensioning rotor to the drive rotor is effected by pre-tensioning the drive spring between the drive rotor and the tensioning rotor. 6. The lancet drive assembly of claim 5, wherein the drive rotor and the tensioning rotor comprise stop parts that abut against each other in a stop position of the drive rotor relative to the tensioning rotor, bearing the pre-tension of the drive spring. 7. The lancet drive assembly of claim 1, wherein the tensioning rotor is rotated in the same direction during tensioning the drive spring as the drive rotor rotates during relaxation of the drive spring. 8. The lancet drive assembly of claim 1, wherein at least one of the steering curve travelers is arranged on a lever that is pivoted about a pivot point, wherein the distance of movement effected by a flank of the steering curve is increased. 9. The lancet drive of claim 8, wherein the pivot point can be shifted to adjust the distance of movement of the lever. 10. A lancet drive assembly, comprising: a rotor having a steering curve; anda coupling mechanism comprising a lever that is pivotable about a pivot point and that has a steering curve traveler coupled thereto, the steering curve traveler moving along the steering curve, whereby, during use of the lancet drive assembly in a lancet device, rotational motion of the rotor is transformed into forward and return movement of a lancet;wherein, the lever comprises a first arm that extends from the pivot poi... | Roche Diagnostics Operations, Inc. | A61B017/32 A61B005/151
US08406865 | B2 | 2013-03-26 | Bioimpedance system and sensor and technique for using the same | 2008-09-30 | A sensor assembly and/or systems for bioimpedance measurements may provide information related to the lean body water of the patient's tissue. The information related to the patient's lean body water may be determined by spectroscopic methods for determining water fraction. The patient's fat-free hydration levels may be incorporated into determinations of physiological parameters that may be determined by bioimpedance, such as cardiac output, hemtocrit, or body fat percentage. | 1. A monitoring system comprising a processor configured to execute instructions to: receive a bioimpedance signal from at least one bioimpedance sensor;receive a water fraction signal from at least one optical water fraction sensor;determine a tissue hydration based on the water fraction signal; anddetermine a physiological parameter value based on the bioimpedance signal and a correction factor, wherein the correction factor is based on the tissue hydration. 2. The system as set forth in claim 1, wherein the physiological parameter value comprises stroke volume. 3. The system as set forth in claim 1, wherein the water fraction signal is used to determine a hydration factor based on lean body water content. 4. The system as set forth in claim 3, wherein the hydration factor is used as part of an algorithm to determine the physiological parameter value. 5. The system as set forth in claim 3, wherein the hydration factor is compared to one or more values in a stored look-up table to determine the corrected physiological parameter value. 6. The system as set forth in claim 1, comprising a sensor assembly capable of generating the bioimpedance signal and the water fraction signal. 7. A method, comprising: receiving a bioimpedance signal from at least one bioimpedance sensor;receiving a water fraction signal from at least one optical water fraction sensor;determining lean body water content based on the water fraction signal; anddetermining a physiological parameter value based at least in part on the bioimpedance signal and the lean body water content using an algorithm, wherein the lean body water content is used to correct for a hydration assumption in the algorithm; andproviding an output related to the physiological parameter. 8. The method as set forth in claim 7, wherein determining the physiological parameter comprises determining stroke volume. 9. A patient monitoring system comprising: a sensor assembly comprising:a plurality of electrodes disposed on a sensor body, wherein at least one of the electrodes is capable of generating a signal related to an impedance of a patient's tissue; anda water fraction sensor disposed on the sensor body, wherein the water fraction sensor comprises an emitter capable of emitting light into the patient's tissue and a detector capable of detecting the light; anda monitor comprising a processor configured to: determine a hydration factor of the patient based on a signal from the water fraction sensor; anddetermine a physiological parameter of the patient based on a signal from the plurality of electrodes using an algorithm, wherein the hydration factor is substituted for a hydration factor assumption of the algorithm. 10. The patient monitoring system as set forth in claim 9, wherein the plurality of electrodes comprise a dipole electrode patch. 11. The patient monitoring system as set forth in claim 9, wherein the emitter is configured to emit at least two different wavelengths of light, wherein a f... | Covidien LP | A61B005/00
US08428682 | B1 | 2013-04-23 | Wet or dry electrode, other sensors, actuators, or markers with a novel adhesive collar | 2006-06-16 | The present invention is directed to a device, which can be attached to a subject's skin with an adhesive collar. The device can be a sensor, an actuator or a marker. Preferably, the device is a sensor, and more preferably in the form of a wet or dry electrode sensor, and most preferably, a dry electrode sensor. The invention is used to attach the device to a subject's prepared or unprepared skin so that the device can remain attached to the subject for an extended period of time with minimal skin irritation, breakdown, or re-application, and preferably with no skin irritation, breakdown, or re-application. | 1. A dry physiological electrode with adhesive collar to be attached to a subject's skin comprising a dry electrode sensor comprising a substrate having an upper and lower surface and at least one penetrator(s) protruding from the lower surface of the substrate;an adhesive collar for attaching the dry electrode sensor to a subject's skin, the adhesive collar comprising a breathable polymer sheet having an upper and a lower surface, and an adhesivewherein the moisture vapor transmission rate (MVTR) of the breathable polymer sheet is greater than about 100 g/sq.m./24 hrs. 2. The dry electrode sensor in claim 1, wherein the polymer sheet is less than about 0.5 mm thick. 3. The dry electrode sensor in claim 1, wherein the adhesive collar further comprises a stiffener, the adhesive is applied under the lower surface of the polymer sheet and the stiffener is applied above the upper surface of the polymer sheet. 4. The dry electrode sensor in claim 1, wherein the polymer sheet comprises a urethane. 5. The dry electrode sensor in claim 1, wherein the polymer sheet is transparent and the adhesive collar provides a window to assist in placement of the dry electrode sensor. | Orbital Research Inc. | A61B005/04
US08412316 | B2 | 2013-04-02 | Atrial tachyarrhythmia detection system and method | 2011-08-16 | A system and method provide for detecting atrial arrhythmias within an implantable medical device capable of sensing and pacing at least an atrium of a heart. Arrhythmia of the atrium is detected. In response to detecting atrial arrhythmia, delivery of pacing signals to the atrium is inhibited under certain conditions. While delivery of the pacing signals to the atrium is inhibited, the detected arrhythmia of the atrium is confirmed during a period of further evaluation. Delivery of pacing signals to the atrium is enabled upon ceasing of the atrial arrhythmia. Inhibiting delivery of the pacing signals during atrial arrhythmia evaluation advantageously provides for an increase in the rate at which the detected arrhythmia is confirmed. | 1. An implantable device, comprising: at least one lead comprising an atrial electrode configured for sensing and pacing an atrium of a heart;a pulse generator coupled to the at least one lead;a detector coupled to the at least one lead and configured to detect elevated atrial interval rates indicative of atrial arrhythmia based on atrial events occurring within a post-ventricular atrial refractory period (PVARP) during an atrial arrhythmia;memory configured to define a detection window having a length and a satisfaction criterion; anda controller coupled to the pulse generator, the detector and the memory, respectively, the controller configured to inhibit the pulse generator from delivering pacing signals to the atrium and from delivering atrial arrhythmia therapy in response to detecting the elevated atrial interval rates, and wherein the detector detects atrial intervals while delivery of the pacing signals to the atrium and the atrial arrhythmia therapy are inhibited, the controller further configured to classify the atrial intervals in the detection window and declare an atrial episode in response to satisfying the detection window by evaluating the atrial intervals in the detection window with respect to the satisfaction criterion. 2. The device of claim 1, wherein the controller is configured to inhibit delivery of the pacing signals in response to detecting high atrial interval rates indicative of atrial flutter. 3. The device of claim 1, wherein the controller is configured to inhibit delivery of the pacing signals in response to detecting high atrial interval rates that exceed a predefined threshold, the predefined threshold ranging between about 130 bpm and about 230 bpm. 4. The device of claim 1, wherein the detector is configured to detect a subsequent atrial event occurring before expiration of the detection window, the controller configured to initiate a subsequent detection window in response to the sensed subsequent atrial event and inhibiting delivery of a subsequent atrial pace signal during a duration of the subsequent detection window. 5. The device of claim 1, wherein the controller is configured to inhibit delivery of the pacing signals to cause an increase in a rate of detection window satisfaction. 6. The device of claim 1, wherein the detection window length is defined by a number of atrial interval samples ranging between about 20 and 60 atrial interval samples. 7. The device of claim 1, wherein the satisfaction criterion represents a predetermined number, percentage or ratio of atrial intervals classified by the controller as fast atrial intervals relative to the detection window length. 8. The device of claim 1, wherein the detection window has a second satisfaction criterion, and the controller is further configured to verify that the declared atrial episode is a sustained atrial episode in response to the detection window being satisfied by the second satisfaction criterion for subsequent atrial intervals. ... | Cardiac Pacemakers, Inc. | A61B005/0464
US08419636 | B2 | 2013-04-16 | Method and system for improving adherence with a diet program or other medical regimen | 2006-02-14 | A method, system and computer program product for remotely measuring one's adherence to a diet program while making it convenient and easy to place food orders, and learn about and try new foods that are acceptable to the diet program. The system includes a user system with a processor, memory and at least one user interface device, a server system with a processor and memory, and a food delivery system coupled to the server system over the network. | 1. A health monitoring system comprising: a device for sensing a condition indicative of the health of an individual and for producing a first data representative of said condition;a microprocessor based unit, said microprocessor based unit including a display and a memory, wherein (i) said memory (a) is removable and updatable and (b) stores a unique identification code corresponding to said individual;a server remotely located from said microprocessor based unit and said device;a computer remotely located from (i) said microprocessor based unit, (ii) said device and (iii) said server; andwherein(a) said device is in communication with said microprocessor based unit over a first communication path;(b) said microprocessor based unit is in communication with said server over a second communication path;(c) said server is in communication with said computer over a third communication path;(d) said microprocessor based unit (i) collects said first data from said device,(ii) processes said first data into second data, wherein said second data comprises said first data encoded by said microprocessor based unit for transmission to said server, and(iii) transmits said second data to said server;(e) said server (i) stores said second data,(ii) transforms said second data into third data, and(iii) generates program adherence data regarding compliance by said individual with a prescribed treatment plan;(iv) generates statistics or trend information based on said first data, transmits said statistics or trend information to said microprocessor based unit, and the microprocessor based unit presents said statistics or trend information to said individual on said display; and(f) said computer provides authorized access to said third data and said program adherence data for viewing by a health care professional and enables said health care professional to send communications to said server for being further electronically sent to said individual for viewing on said display of said microprocessor based unit, wherein said third data and said program adherence data are transmitted from said server to said computer over said third communication path. 2. The system according to claim 1, wherein the first communication path comprises a type of path selected from the group consisting of a wired connection, a cable connection, a wireless connection, a cellular connection and a telephone connection. 3. The system according to claim 1, wherein (i) the second communication path comprises a type of path or a combination of two or more types of paths selected from the group consisting of a wired connection, a cable connection, a wireless connection, a cellular connection, a telephone connection, a satellite connection, a television connection and (ii) the third communication path comprises a type of path or a combination of two or more types of paths selected from the group consisting of a wired connection, a cable connection, a wireless connection, a cellular connection,... | Robert Bosch Healthcare Systems, Inc. | A61B005/02
US08906091 | B2 | 2014-12-09 | Component and method for assembling an implant arrangement | 2012-11-28 | A component for an arrangement at an implant includes a sensor detecting a measurement variable and generating measuring data corresponding to the detected measurement variable; telemetry device transmitting data; a data transmission connection between the sensor and the telemetry device for the transmission of the measuring data therebetween; and an assembly arrangement detachably mounting the component in an implant recess of the implant wherein the component is configured to be insertable through an implant recess of an implant positioned over a target portion of a bone so that the component extends through the opening toward an outer periphery of the target portion of the bone. | 1. A component for an arrangement at an implant, comprising: a sensor detecting a measurement variable and generating measuring data corresponding to the detected measurement variable;a telemetry device transmitting data;a data transmission connection between the sensor and the telemetry device for the transmission of the measuring data therebetween; andan assembly arrangement detachably mounting the component in an implant recess of the implant wherein the component is configured to be insertable through an implant recess of an implant positioned over a target portion of a bone so that the component extends through the opening toward an outer periphery of the target portion of the bone. 2. The component of claim 1, wherein the assembly arrangement comprises a threaded section configured to be screwed into the implant recess. 3. The component of claim 1, wherein the component comprises a head part and an elongated base part. 4. The component of claim 3, wherein the assembly arrangement comprises a lateral projection extending radially out of the elongated base part, the lateral projection being dimensioned to engage a bone-contacting side of the implant such that the component is immovably positioned relative to the implant. 5. The component of claim 3, wherein the telemetry device is provided in the head part and the sensor is provided in the elongated base part. 6. The component of claim 3, wherein a diameter of the head part is selected to prevent insertion thereof into the implant recess beyond a predetermined depth. 7. The component of claim 1, wherein the sensor is one of a measuring chip, a thermistor and an ASIC. 8. The component of claim 1, wherein the measuring data includes physical measurement variables. 9. The component of claim 8, wherein the measuring data includes at least one of pH-value, oxygen partial pressure, pressure, expansion, acceleration, protein concentration and strain. 10. The component of claim 1, wherein the measuring data may be elicited from the telemetry device by a transporter located remotely from the component. 11. The component of claim 1, further comprising a receiving chamber located within the component and configured to accommodate an active ingredient therein, the receiving chamber extending to an opening at a first end section of the component for discharging the active ingredient therefrom. 12. The component of claim 11, further comprising a discharge device configured to control discharging of the active ingredient from the receiving chamber through the opening. 13. The component of claim 12, wherein the discharge device includes a pump device pumping a volume of the active ingredient from the receiving chamber through the opening and an opening mechanism opening/closing the opening. 14. The component of claim 12, wherein the discharge device includes a biodegradable matrix permitting a flow of the active ingredient. 15. The component of claim 12, wherein the discharge device is connecte... | DePuy Synthes Products, LLC | A61B005/00 A61B005/11 A61B005/145 A61F002/20 A61B005/07 A61B017/68 A61B017/70 A61F002/28 A61B017/00 A61B019/00
US08773649 | B2 | 2014-07-08 | Device for clamping a hose line for determining the concentration of a blood constituent | 2012-10-05 | A device for clamping a hose line for determining the concentration of a constituent of blood in a hose line, in particular in the hose line of an extracorporeal blood circuit of an extracorporeal blood treatment apparatus, includes a clamping unit with two receiving elements and an electric motor-driven actuation mechanism. Actuation mechanism is constituted such that, when a clamping force is applied, the first and second receiving element can be moved from a position releasing the hose line into a position clamping the hose line. Moreover, the device comprises an unlocking mechanism which is constituted such that, by actuating an unlocking element, the actuation mechanism in the position clamping the hose line can be decoupled from electromotive drive. Unlocking mechanism makes it possible for the receiving elements to be transferred easily and rapidly by hand from the position clamping the hose line into the position releasing the hose line. | 1. A device for clamping a hose line for determining a concentration of a constituent of blood in a hose line of an extracorporeal blood circuit of an extracorporeal blood treatment apparatus, comprising: a clamping unit which comprises first and second receiving elements for clamping the hose line;a measurement unit for coupling electromagnetic radiation through the hose line into the blood and measuring the electromagnetic radiation emerging through the hose line from the blood,wherein the clamping unit comprises an actuation mechanism and an electromotive drive for the actuation mechanism, wherein the actuation mechanism is constituted such that, when a clamping force is applied, the first and second receiving elements move from a position releasing the hose line into a position clamping the hose line, andwherein the clamping unit comprises an unlocking mechanism, which is constituted such that, by actuating an unlocking element, the actuation mechanism in the position clamping the hose line is decoupled from the electromotive drive, so that the receiving elements can be transferred manually from the position clamping the hose line into the position releasing the hose line. 2. The device according to claim 1, wherein the actuation mechanism comprises a toggle system, wherein the electromotive drive is a spindle drive with a spindle, on which a driver sits which drives an actuation element for the toggle system. 3. The device according to claim 2, wherein the unlocking element connects the driver and the actuation element together in a locked position and releases the actuation element in an unlocked position of the driver. 4. The device according to claim 2, wherein the driver is an essentially hollow-cylindrical body with an internal thread which sits on the spindle of the spindle drive, and the actuation element is an essentially hollow-cylindrical body which sits on the hollow-cylindrical body of the driver in a longitudinally displaceable manner. 5. The device according to claim 4, wherein the essentially hollow-cylindrical body of the actuation element comprises a recess running normal to the longitudinal axis and the essentially hollow-cylindrical body of the driver comprises a groove running normal to the longitudinal axis, wherein the unlocking element comprises a locking pin which, in a locked position, engages in the recess or groove. 6. The device according to claim 5, wherein the unlocking element is fixed in a swivellable manner. 7. The device according to claim 1, wherein the actuation mechanism comprises at least one pair of lever arms, wherein the first receiving element is fixed to one end piece of a first lever arm and the second receiving element is fixed to one end piece of a second lever arm of the at least one pair of lever arms, and an other end piece of the first lever arm is mounted in a rotational manner at a first bearing point and an other end piece of the second lever arm is mounted in a rotational manner at ... | Fresenius Medical Care Deutschland GmbH | G01N033/48 G01N001/10
US08798708 | B2 | 2014-08-05 | Physiological sensor placement and signal transmission device | 2012-03-20 | A garment is used to facilitate the placement of biomedical sensors or other electrodes on the body. The garment is comfortable and allows freedom of movement much like typical clothing. Textile based electrical components are included in the garment which are capable of transmitting an electrical signal to and from various external electrodes placed on the body. A textile based EMI shield protects the signals from electromagnetic interference. The garment may take any form such as a vest, sports bra, long sleeve shirt, bonnet, or other form and may provide access to an electrode placement site without requiring removal of the garment. | 1. An apparatus for facilitating connection of a biomedical electrode array having one or more electrodes to a monitoring, diagnostic, or stimulating device, which comprises: a garment member for positioning relative to a body portion of a subject; andat least one signal transmission pathway comprising a conductive thread stitched into the garment member to affix the signal transmission pathway to the garment member, the at least one signal transmission pathway having a first end terminating at an aperture that extends through the garment member and connectable to an electrode, and a second end connectable to the monitoring, diagnostic, or stimulating device, the at least one signal transmission pathway adapted for transmitting signals between the electrode and the monitoring, diagnostic, or stimulating device. 2. The apparatus according to claim 1 wherein the first end is configured to be connectable to an ECG electrode. 3. The apparatus according to claim 1 including a plurality of signal transmission pathways stitched into the garment member for transmitting signals between respective electrodes and the monitoring, diagnostic or stimulating device. 4. The apparatus according to claim 3 including a connector coupled to the first end of each of the signal transmission pathways for connection to a respective electrode. 5. The apparatus according to claim 4 wherein at least one connector is in the form of a minor lead segment. 6. The apparatus according to claim 4 wherein at least one connector is in the form of an alligator clip. 7. The apparatus according to claim 1 including an adapter associated with the second end of the at least one transmission pathway, the adapter for electrical connection to the monitoring, diagnostic or stimulating device. 8. The apparatus according to claim 7 including a tab connected to the second end of the at least one signal transmission pathway, the tab adapted for electrical connection to the adapter. 9. The apparatus according to claim 1 including a fabric layer disposed adjacent to the at least one transmission pathway on an interior of the garment member. 10. The apparatus according to claim 9 wherein the fabric layer is an EMI shield layer. 11. The apparatus according to claim 1 wherein the garment member is a shirt or vest adapted for placement about the subject's torso. 12. The apparatus of claim 1 wherein the garment member is a sports bra. 13. The apparatus of claim 1 wherein the garment member comprises a non-conductive substrate covering intermediate segments of the conductive thread. 14. The apparatus of claim 1 further comprising a flap configured to cover at least a portion of the aperture and movable to permit access, through the aperture, to the electrode positioned on the subject's skin. 15. The apparatus of claim 14 comprising a connector mounted to the flap and in electrical connection with the first end of one of the at least one signal transmission pathway, the connector for conne... | Covidien LP | A61B005/0408 A61N001/04
US08394356 | B2 | 2013-03-12 | Diagnostic imaging contrast agents with extended blood retention | 2011-08-29 | The present invention relates to contrast agents for diagnostic imaging with prolonged blood retention. In particular, this invention relates to novel compounds that are characterized by an image enhancing moiety (IEM); a protein plasma binding moiety (PPBM); and a blood half-life extending moiety (BHEM). This invention also relates to pharmaceutical compositions comprising these compounds and to methods of using the compounds and compositions for blood half-life extension and contrast enhancement of diagnostic imaging. | 1. A method for examining vasculature of a tissue comprising HSA in a human, said method comprising: a) administering a diagnostic imaging contrast agent, or a pharmaceutically acceptable salt thereof, to said human, said diagnostic imaging contrast agent having the following formula: IEM-L-BHEM-PPBMor a pharmaceutically acceptable salt thereof,wherein PPBM is a plasma protein binding moiety, wherein the plasma protein is human serum albumin (HSA); wherein the PPBM has 7-18 carbon atoms and comprises at least 1 aryl ring selected from phenyl, naphthyl, biphenyl, and benzyl;wherein IEM is an image enhancing moiety and is selected from the following group:wherein one of R1-R11 is L-BHEM-PPBM and the R1-R11 groups that are not L-BHEM-PPBM are hydrogen;wherein R12, R13, and R14 can be the same or different and are selected from the group consisting of O− and NH2;wherein R15 is H, CH2CH(OH)CH3, hydroxyl alkyl, or CH2COR12;wherein said M is a paramagnetic metal ion chelated by the IEM and selected from the group consisting of Gd(III), Fe(III), Mn(II), Mn(III), Cr(III), Cu(II), Dy(III), Tb(III), Ho(III), Er(III), and Eu(III);wherein L is a linker connecting the IEM to the BHEM consisting of 1 to 4 —CH2— groups; andwherein the BHEM moiety is a blood half-life extending moiety and is a phosphodiester; andb) obtaining an MR image of said tissue. 2. The method of claim 1, wherein the IEM moiety is: 3. The method of claim 1, wherein the IEM is a pharmaceutically acceptable salt, wherein the pharmaceutically acceptable salt is selected from the group consisting of: N-methyl-D-glucamine, calcium, and sodium. 4. The method of claim 1, wherein the pharmaceutically acceptable salt is a trisodium salt. 5. The method of claim 1, wherein said L is a —CH2— group. 6. The method of claim 1, wherein the PPBM binding moiety is selected from the group consisting of:where the wavy line signifies attachment to the BHEM moiety. 7. The method of claim 1, wherein said tissue is selected from the group consisting of a tumor, a heart, a brain, a leg, a lung, and a kidney. 8. The method of claim 1, wherein a portion of said imaging occurs 10 minutes or later after administration of said diagnostic imaging contrast agent. 9. The method of claim 1, wherein said diagnostic imaging contrast agent is administered to said mammal at a concentration between about 0.001 to about 1 mmol/kg body weight. 10. The method of claim 9, wherein said diagnostic imaging contrast agent is administered to said mammal at a concentration between about 0.005 to about 0.05 mmnol/kg body weight. 11. The method of claim 1, wherein said diagnostic imaging contrast agent is selected from the group consisting of:or a pharmaceutically acceptable salt thereof. 12. The method of claim 1, wherein said imaging of said mammal comprises imaging a tumor of said mammal. 13. The method of claim 1, wherein said imaging of said mammal comprises imaging the brain of said mammal. 14. The method of claim 12, whe... | Lantheus Medical Imaging, Inc. | A61B005/055 A61B005/05
US08396562 | B2 | 2013-03-12 | Wide-field retinal prosthesis | 2012-04-30 | A wide-filed retinal prosthesis enables an increased field of vision with a relatively small scleral incision. The retinal prosthesis includes a flexible substrate comprising a central member and at least one wing, with an array of electrodes disposed therein that are configured to stimulate the central and peripheral nerves of the retina. | 1. An apparatus for stimulating vision, the apparatus configured to receive stimulation signals, the apparatus comprising: a rolled flexible electrode substrate including an array of electrodes disposed within the substrate and configured to stimulate a retina in response to receipt of the stimulation signals; anda removable tube enclosing the rolled flexible electrode substrate;wherein the flexible electrode substrate and tube are suitable to be inserted in an eye. 2. The apparatus for stimulating vision according to claim 1 wherein the tube is suitable to be removed after the flexible electrode substrate is inserted into the eye. 3. The apparatus for stimulating vision according to claim 1, further comprising a central member and at least one wing extending along at least a portion of a peripheral edge of the central member and defining a gap therebetween. 4. The apparatus for stimulating vision according to claim 1, wherein the substrate within the tube is less than the width of the substrate. 5. The apparatus for stimulating vision according to claim 1, wherein the substrate within the tube is not more than one half of the width of the substrate. 6. The apparatus for stimulating vision according to claim 1, wherein the substrate within the tube is not more than one quarter of the width of the substrate. 7. The apparatus for stimulating vision according to claim 1, wherein the apparatus stimulates vision in a field of view of up to about 60 degrees. 8. The apparatus for stimulating vision according to claim 3, wherein the at least one wing comprises a first wing and a second wing and the gap includes a first gap defined between the first wing and a portion of the central member and a second gap defined between the second wing and the central member. 9. The apparatus for stimulating vision according to claim 8, wherein the central member is substantially disk shaped and first wing and the second wing are substantially arc shaped. 10. The apparatus for stimulating vision according to claim 3, wherein the at least one wing comprises a first wing having a first distal end and a second wing having a second distal end, and the first wing and second wing are disposed to form a wing gap between the first distal end and the second distal end. 11. The apparatus for stimulating vision according to claim 10, wherein the central member extends into the wing gap. 12. The apparatus for stimulating vision according to claim 3, wherein the at least one wing comprises at least four wings, including two internal wings and two external wings, wherein the two internal wings are disposed between the central member and the two external wings. 13. The apparatus for stimulating vision according to claim 1, wherein the substrate covers an area of the eye of about 80 mm.sup.2. 14. The apparatus for stimulating vision according to claim 1, wherein the substrate and array of electrodes is not thicker than about 15 microns. 15. The apparatus for stimulating v... | Doheny Eye Institute | A61N001/36046 A61N001/0408 A61B005/0478 A61B005/04085
US10524709 | B2 | 2020-01-07 | Lancet magazine and method for the production thereof | 2012-11-06 | A lancet magazine is disclosed which includes a housing and a plurality of lancets each of which is enclosed in a sterile chamber of the housing, wherein the chambers each have a puncturing opening which is closed with a foil, wherein the lancets include a sample receiving device for receiving body fluid and the chambers each include a further opening which is closed with a membrane that is permeable to gas and fluid and includes a lower side that faces the lancet and serves to receive body fluid from the sample receiving device and an upper side that serves to transfer body fluid to a test field arranged on the membrane. | 1. A method comprising: transporting a body fluid sample from a lancet on one side of a membrane to a test field on the other side of the membrane, the step of transporting comprises: contacting the lancet having the body fluid sample with the inner side of the membrane, anddelivering the body fluid sample through the membrane to the test field by capillary forces;wherein the membrane is permeable to gas and fluid and is configured to close an opening of a chamber of a lancet magazine. | Roche Diabetes Care, Inc. | A61B005/151 A61B005/15 A61B005/157 B65B055/02
US09668668 | B2 | 2017-06-06 | Electrogram summary | 2011-09-30 | The present disclosure is directed to an electrogram summary. In various examples, a subset of cardiac episodes are selected and displayed based on a set of summary rules. The subset of cardiac episodes includes at least one episode from each of a plurality of episode categories with at least one cardiac episode. In some examples, the order in which the cardiac episodes selected are displayed is based on the set of summary rules. The electrogram summary may include images or information regarding each of the selected cardiac episodes. | 1. A method comprising; receiving cardiac electrogram (EGM) signal data from an implantable medical device (IMD), the EGM signal data including a plurality of detected cardiac episodes;categorizing, based on the EGM signal data, each of the plurality of cardiac episodes as one of a ventricular tachycardia/ventricular fibrillation (VT/VF) episode, a supraventricular tachycardia (SVT) episode, a non-sustained ventricular tachycardia (VTNS) episode, an atrial tachycardia/atrial fibrillation (AT/AF) episode, a monitored VT episode, or a ventricular oversensing (VOS) episode, wherein categorizing each of the plurality of cardiac episodes comprises categorizing a first episode and a second episode in different episode categories;determining that the IMD categorized, based on the EGM signal data, the first episode and the second episode to be in a same category;determining, for at least one of the episode categories, a subset including greater than or equal to one episode and less than a total number of episodes of the at least one episode category;selecting, using a processor, the first cardiac episode and the second cardiac episode for display based on the categorization of the first episode and the second episode in different episode categories and the determination that the IMD categorized, based on the EGM signal data, the first episode and the second episode to be in the same category, wherein the subset includes at least one of the first cardiac episode and the second cardiac episode; anddisplaying, simultaneously, information associated with the first cardiac episode and information associated with the second cardiac episode of the subset of cardiac episodes selected for display via a graphical user interface display, wherein the first cardiac episode and the second cardiac episode each includes a plurality of cardiac depolarization events, and wherein displaying, simultaneously, information associated with the first cardiac episode and information associated with the second cardiac episode of the subset of cardiac episodes comprises displaying, simultaneously, a first image of at least a portion of a first EGM signal from the first cardiac episode and a second image of at least a portion of a second EGM signal from the second cardiac episode. 2. The method of claim 1, wherein the information associated with the first cardiac episode and the information associated with the second cardiac episode includes a thumbnail of the EGM signal data. 3. The method of claim 2, further comprising, in response to user input, rearranging an order of the thumbnails displayed. 4. The method of claim 1, further comprising, in response to receiving a selection of the first cardiac episode based on the displayed information, displaying an image of a portion of the first EGM signal associated the first cardiac episode a portion of a marker channel associated with the first cardiac episode. 5. The method of claim 4, further comprising, in response to user input, ... | Medtronic, Inc. | A61B005/04 A61B005/044 A61B005/046 A61B005/0464 A61B005/00
US09622689 | B2 | 2017-04-18 | Methods for analyte monitoring management and analyte measurement data management, and articles of manufacture related thereto | 2012-09-27 | Generally, methods of analyte monitoring management, and articles of manufacturing related thereto, are provided. The methods include receiving analyte measurement data and analyzing the analyte measurement data for health related parameters. Recommendations are determined for creating or modifying a treatment program based on the analysis, and provided within a user-interface that enables a user to create or modify the treatment program. Further, generally, methods of for managing analyte measurement data, and articles of manufacturing related thereto, are provided. The methods include receiving analyte measurement data that represent data collected over a time period, and analyzing the analyte measurement data for analyte episodes within that time period. Threshold based episodes and/or rate-of-change based episodes may be determined. | 1. A method for analyte monitoring management with an in vivo analyte monitoring system, comprising: using an in vivo analyte monitoring device to generate analyte measurement data representing a plurality of analyte measurements collected over a time period;storing the analyte measurement data in a memory of the analyte monitoring device;receiving, at a data processing device, the analyte measurement data from the in vivo analyte monitoring device;analyzing, with the data processing device, the analyte measurement data for health related parameters and analyte episodes within the time period, wherein analyzing the analyte measurement data includes defining through a recursive process, one or more discrete analyte episodes, wherein defining the one or more discrete analyte episodes comprises checking each time gap between each of two consecutive analyte measurements in the analyte measurement data against a predetermined gap threshold, and wherein defining the one or more discrete analyte episodes is based on a plurality of analyte measurements meeting: an entrance threshold value for entering the at least one threshold based episode,an exit threshold value for exiting the at least one threshold based episode, wherein the exit threshold is different from and outside of the entrance threshold, anda duration threshold value during which a minimum number of measurements meet the entrance threshold value;determining, with a data processing device, recommendations for creating or modifying a treatment program based on the analysis, wherein the recommendations modulate the health related parameters to improve one or more of the health related parameters;generating, with a data processing device, a user-interface to enable a user to create or modify the treatment program; andconfiguring the analyte monitoring device according to the created or modified treatment program. 2. The method of claim 1, wherein the user-interface enables the user to set reminder schedules for performing a blood analyte measurement, and wherein the configuring of the analyte monitoring device comprises programming the analyte monitoring device with the reminder schedule. 3. The method of claim 1, comprising establishing a communication link with the analyte monitoring device, wherein the analyte measurement data is received via the communication link. 4. The method of claim 1, wherein the recommendations comprise a recommendation for creating or modifying medication parameters of the treatment program. 5. The method of claim 4, wherein the recommendation for creating or modifying the medication parameters are provided for different time periods including meal periods or fasting periods. 6. The method of claim 4, wherein the medication is insulin. 7. The method of claim 1, wherein the health related parameters comprise a risk of hypoglycemia or hyperglycemia, a deviation of median glucose with respect to a target range, and a degree of glucose variability. 8. The method o... | ABBOTT DIABETES CARE INC. | A61B005/145 A61B005/00 G06F019/00
US09826934 | B2 | 2017-11-28 | Non-invasive intracranial pressure system | 2012-09-17 | Non-invasive intracranial pressure detection and/or monitoring and use of data with respect thereto. Illustratively, with respect to a method, there can be a method to digitally produce and communicate intracranial pressure data from skull deformation electric signals, the method including: receiving, from at least one sensor, detected skull deformation electric signals at electrical equipment configured to transform and process the skull deformation signals that are received; transforming and processing, by the electrical equipment, the received skull deformation electric signals to produce digital intracranial pressure data; and outputting, by the electrical equipment, the digital intracranial pressure data via an output device operably associated with the electrical equipment to render the digital intracranial pressure data. | 1. An apparatus to digitally produce and communicate intracranial pressure data from skull deformation electric signals bearing intracranial pressure information combined with cardiac and respiratory influences, the apparatus including: at least one non-invasive skull deformation sensor having a pin adapted for direct contact with a patient's head, the pin being coupled to a cantilever bar that transmits forces to a transducer that converts the transmitted forces into said skull deformation electrical signals, the pin and transducer each being coupled to the cantilever bar such that expansion and contraction of the patient's skull causes movement of the pin, producing the transmitted forces that are converted into said skull deformation electric signals;electrical equipment arranged to receive the skull deformation electric signals produced by the at least one non-invasive sensor and configured to transform and process the skull deformation signals that are received to produce digital intracranial pressure data;an output device operably associated with the electrical equipment so as to output the digital intracranial pressure data, wherein the electrical equipment includes: an amplifier operably associated with the sensor and arranged to amplify the skull deformation electric signals that are received from said at least one sensor to produce amplified analog skull deformation signals;an analog-to-digital converter operably associated with the amplifier and arranged to convert the amplified skull deformation signals from analog form into digital form skull deformation electric signals;a processor operably associated with the analog-to-digital converter and arranged and programmed to apply a Fourier Transform, a Fast Fourier Transform, or both on the digital form skull deformation electric signals to produce the digital intracranial pressure data by extracting the digital intracranial pressure data while excluding cardiac and respiratory influences on the basis of frequency; anda memory operably associated with the processor and arranged to store the digital intracranial pressure data in a database. 2. The apparatus of claim 1, wherein said at least one sensor includes said at least one strain gage. 3. The apparatus of claim 2, wherein the output device includes a monitor. 4. The apparatus claim 2, wherein the detected skull deformation electric signals correspond to a human or an animal. 5. The apparatus claim 4, wherein said at least one sensor is noninvasively locatable by a strap, band, hat, or helmet. 6. The apparatus of claim 4, wherein said at least one sensor is noninvasively locatable by a stationary apparatus which substantially fixes the patient's position with respect to said at least one sensor. 7. The apparatus of claim 4, wherein said at least one sensor comprises a plurality of sensors, and the electrical equipment transforms the received skull deformation electric signals from each of said plurality of sensors. 8. The appara... | Braincare Desenvolvimento E Inovação Tecnológica LTDA | A61B005/00 A61B005/03
US09694090 | B2 | 2017-07-04 | Process for preparing hyperpolarized substrates and method for MRI | 2011-04-08 | The present invention generally relates to a process for the preparation of aqueous solutions of hyperpolarized molecules ready for use in in-vivo MR diagnostic imaging, the use thereof as MRI contrast agent in investigation methods for producing diagnostic MR images of a human or non-human animal body organ, region or tissue. | 1. A process for preparing and using, a hyperpolarized active substrate in a method of magnetic resonance investigation, which comprises the steps of a) preparing a hyperpolarized precursor of said substrate by dynamic nuclear polarisation (DNP) methods;b) contacting said precursor with an aqueous carrier to transform it into said hyperpolarized active substrate, wherein the transformation is effected b hydrolysis of the precursor, and wherein the hydrolysis provides a transformation of at least 50% of the recursor into the active substrate;c) administering the active substrate to a subject;d) submitting the subject to a radiation frequency selected to excite nuclear spin transitions in a non-zero nuclear spin nuclei of the active substrate or of a metabolite thereof; ande) recording a MR signal from said excited nuclei,wherein said precursor is selected from the group consisting of organic cyclic anhydrides, organic linear anhydrides, cyclic diketenes, acyclic diketenes, esters, lactones and amides. 2. The process according to claim 1, wherein said hydrolysis provides a transformation of at least 75% of the precursor. 3. The process according to claim 1, wherein said precursor is enriched with one or more respective non-zero nuclear spin nuclei, selected from the group consisting of 13C, 19F and 15N nuclei. 4. The process according to any one of claim 1 or 3, wherein said precursor is selected from the group consisting of: butyric anhydride, butyric-acetic anhydride, cis-aconitic anhydride, 4-methylideneoxetan-2-one, ethyl acetotacetate, succinic mono ethyl ester, succinic di ethyl ester, ethylpyroglutamate, dimethylglycine ethyl ester, 2-oxothiazolidine-4-carboxylic ethyl ester, 2-oxoulutaric mono ethyl ester,2-oxoulutaric di ethyl ester, malic mono ethyl ester, malic di-ethyl ester , phenylalanine ethyl ester, N-acetylglutamine and N-acetyl glycine. 5. The process according to claim 4, wherein said precursor is selected from the group consisting, of: 1,1′-13C2-butyric anhydride, 1-13C-butyric-acetic anhydride, 6-13C-cis-aconitic anhydride, 4-methylideneoxetan-2-13C-one, 1-13C-ethyl acetotacetate, 1,3-13C2-ethyl acetotacetate, 1,4-13C2-succinate-(1)-ethyl ester, 1-13C-ethylpyroglutamate, 2-13C-d2-dimethylglycine ethyl ester, 1-13C-ethyl 2-oxothiazolidine-4-carboxylate, 1-13C-2-oxoglutaratet 1 lethyl ester, 1,4-13C2-ethylmate, 5-13C-N-acetylglutamine and 2-13C-2d-N-acetyl glycine. 6. The process according to claim 1, wherein the aqueous carrier is selected from the group consisting: water, physiological saline solutions and buffer solutions. 7. The process according to claim 6, wherein the aqueous carrier further comprises an additive selected from the group consisting of: alkaline base, organic acid, and inorganic acid. 8. The process according to claim 7, wherein said additive is selected from the group consisting of: sodium hydroxide and hydrochloric acid. 9. The process according to claim 1, wherein the transformation of the hyperpol... | BRACCO IMAGING S.P.A. | A61K049/10 A61B005/05 A61M005/00 A61B005/055
US10537265 | B2 | 2020-01-21 | Method of oscillogram filtering for radial MRI data | 2011-03-31 | A system includes a data receiver, a sinogram generator, a processor, a filter module, and an output module. The data receiver is configured to receive radial ordered magnetic resonance data. The sinogram generator is configured to generate a first sinogram corresponding to a view angle as a function of a readout direction for the magnetic resonance data. The processor is configured to generate an oscillogram having an angular frequency axis. The oscillogram corresponds to a Fourier transform of the first sinogram. The filter module is configured to selectively filter a peak in a projection formed along a selected axis of the oscillogram, the peak being related to an interference signal such as an RF interference. The selected axis is orthogonal to the angular frequency axis. The output module is configured to form a second sinogram corresponding to a transform of the filtered projection. | 1. A system comprising: a data receiver configured to receive radial ordered magnetic resonance data, the data including an artifact and the data including phase information and frequency information;a sinogram generator configured to generate a first sinogram corresponding to a view angle as a function of a readout direction for the magnetic resonance data;a processor configured to generate an oscillogram having an angular frequency axis and a time axis that is orthogonal to the angular frequency axis, the oscillogram corresponding to a transform of the first sinogram;a filter module configured to selectively filter, using a peak detection algorithm to detect peaks corresponding to zipper artifacts, a projection formed along the time axis of the oscillogram that is orthogonal to the angular frequency axis; andan output module configured to form a second sinogram corresponding to a transform of the filtered projection and to generate an image using the second sinogram, the image having the artifact removed or suppressed. 2. The system of claim 1 wherein the data receiver is configured to receive spherical ordered data. 3. The system of claim 1 wherein the data receiver is configured to receive at least one of 2D data or 3D data. 4. The system of claim 1 wherein the processor is configured to implement at least one of a Fourier transform or an inverse Fourier transform. 5. The system of claim 1 wherein the processor is configured to implement a Fourier transform along the view angle and along the readout direction. 6. The system of claim 1 wherein the filter module is configured to form the projection by integrating magnitude components of the oscillogram. 7. The system of claim 5 wherein the filter module is configured to form a 1D projection in a direction aligned with a fast axis of the oscillogram, wherein the fast axis of the oscillogram corresponds to the Fourier transform along the readout direction of the first sinogram. 8. The system of claim 1 wherein the filter module is configured to implement at least one of a notch filter and a mask filter. 9. The system of claim 1 wherein the filter module is configured to implement a median filter. 10. The system of claim 1 wherein the filter module includes implementing a peak detector. 11. A method comprising: receiving a first sinogram corresponding to radial ordered magnetic resonance data, the data including an artifact and the data including phase information and frequency information, the first sinogram representing a view angle as a function of a readout direction for the magnetic resonance data;using a processor to transform the first sinogram to form an oscillogram having an angular frequency axis and a time axis that is orthogonal to the angular frequency axis;forming a projection along the time axis of the oscillogram that is orthogonal to the angular frequency axis;filtering a peak in the projection sing a peak detection algorithm to detect peaks corresponding to zipper artif... | Regents of the University of Minnesota | A61B005/00 A61B005/055
US09404734 | B2 | 2016-08-02 | System and method for sensing shape of elongated instrument | 2012-09-04 | An instrument system that includes an elongate body, an optical fiber, a localization sensor and a controller is provided. The optical fiber is operatively coupled to the elongate body and has a strain sensor provided on the optical fiber. The localization sensor is operatively coupled to the elongate body. The controller is operatively coupled to the optical fiber and to the localization sensor and is adapted to receive a first signal from the strain sensor, receive a second signal from the localization sensor, and determine a position or orientation of the elongate body based on the first signal and the second signal. | 1. An instrument system, comprising: an elongate body;an optical fiber coupled to the elongate body and having a strain sensor provided on the optical fiber;a localization sensor positioned upon the elongate body; anda controller operatively coupled to the optical fiber and to the localization sensor and adapted to: receive a first signal from the strain sensor;receive a second signal from the localization sensor; anddetermine shape, position and orientation of the elongate body based on both the first signal from the strain sensor and the second signal from the localization sensor. 2. The instrument system of claim 1, wherein the localization sensor comprises an electromagnetic sensor, a potential difference sensor, or an ultrasound sensor. 3. The instrument system of claim 1, wherein the localization sensor comprises a radio-opaque marker adapted to interact with a fluoroscope. 4. The instrument system of claim 3, wherein the controller is adapted to determine the position of the elongate body in two dimensions based on the second signal and is adapted to determine the position of the elongate body in a third dimension based on the first signal. 5. The instrument system of claim 1, wherein the controller is adapted to determine the shape, position and orientation of the elongate body with respect to a coordinate system associated with both the strain sensor and the localization sensor. 6. The instrument system of claim 1, wherein the controller is adapted to determine the shape, position and orientation of the elongate body with respect to a first coordinate system and determine the shape, position and orientation of the elongate body with respect to a second coordinate system, wherein the first coordinate system is associated with the strain sensor and the second coordinate system is associated with the localization sensor, and wherein the controller is adapted to spatially associate the first coordinate system with the second coordinate system. 7. The instrument system of claim 1, wherein the controller is configured to determine the position of the elongate body, in a two-dimensional space, based on the second signal from the localization sensor. 8. The instrument system of claim 7, wherein the position of the elongate body in the two-dimensional space includes X-Y dimensional positional data. 9. The instrument system of claim 1, wherein the controller is configured to determine the position of the elongate body in a third dimension based on the first signal from the strain sensor. 10. The instrument system of claim 9, wherein the position of the elongate body in the third dimension includes Z dimensional positional data. 11. The instrument system of claim 10, wherein the Z dimensional positional data includes depth information. 12. The instrument system of claim 1, wherein the controller is configured to determine the orientation and shape of the elongate body based on the first signal from the strain sensor. 13. The instrument ... | KONINKLIJKE PHILIPS ELECTRONICS N.V. | A61B008/00 A61B005/06 G01B011/16 A61B006/12 A61B019/00 A61B001/00 G01L001/24 A61B008/08 A61B018/08 A61B005/00 A61M025/01
US11363951 | B2 | 2022-06-21 | Intraocular physiological sensor | 2012-09-12 | An implantable intraocular physiological sensor for measuring intraocular pressure, glucose concentration in the aqueous humor, and other physiological characteristics. The implantable intraocular physiological sensor may be at least partially powered by a fuel cell, such as an electrochemical glucose fuel cell. The implantable intraocular physiological sensor may wirelessly transmit measurements to an external device. In addition, the implantable intraocular physiological sensor may incorporate aqueous drainage and/or drug delivery features. | 1. An implantable physiological measurement device comprising: a sensing module configured to output a signal representative of intraocular pressure in the anterior chamber of a patient's eye;an antenna configured to wirelessly communicate intraocular pressure measurements to an external device;a battery configured to supply operating power to the device; andan elongate housing configured to house the sensing module, the antenna, and the battery, such that the sensing module, the antenna, and the battery are disposed inside the elongate housing, the elongate housing being sized and shaped to be at least partially implanted in the supraciliary/suprachoroidal space of the patient's eye,wherein the sensing module is disposed within the elongate housing at a first end of the elongate housing, such that the sensing module resides in the anterior chamber of the patient's eye when an opposite second end of the elongate housing, along with at least a portion of the antenna or battery, resides in the supraciliary/suprachoroidal space, andwherein the implantable physiological measurement device is configured to be delivered to the supraciliary/suprachoroidal space via a self-trephinating wire extending beyond the second end of the elongate housing, wherein the implantable physiological measurement device comprises a passage through which the self-trephinating wire could be threaded, wherein a pusher is configured to contact the implantable physiological measurement device at the first end of the elongate housing, and wherein each of the pusher, the self-trephinating wire, and the implantable physiological measurement device are configured to translate within a sheath. 2. The device of claim 1, wherein the sensing module is further configured to output a signal representative of glucose concentration in the aqueous humor of the eye. 3. The device of claim 1, further comprising a measurement storage device that is configured to store measurements of the intraocular pressure. 4. The device of claim 1, wherein the device is configured to automatically measure intraocular pressure at least every hour. 5. The device of claim 1, wherein the device is configured to automatically measure intraocular pressure at least every 15 minutes. 6. The device of claim 1, wherein the device is configured to automatically measure intraocular pressure at least every minute. 7. The device of claim 1, wherein the elongate housing is biocompatible. 8. The device of claim 1, wherein the battery has a power output of at least about 10 μW. 9. The device of claim 1, wherein one or more components of the device are provided on a carrier member located within the elongate housing. 10. The device of claim 9, wherein the carrier member is flexible. 11. The device of claim 10, wherein the carrier member comprises a circuit board. 12. The device of claim 1, further comprising a drug repository. 13. The device of claim 1, wherein the second end of the elongate housing includes a b... | GLAUKOS CORPORATION | A61B005/02 A61B003/16 A61B005/00 A61B005/07 A61B005/11 A61B005/145 G16H010/60 G16H020/10 G16H050/30 A61B005/1473 H01M008/16
US20130090571 | A1 | 2013-04-11 | METHODS AND SYSTEMS FOR MONITORING AND PREVENTING PRESSURE ULCERS | 2011-10-06 | The present invention relates generally to the prevention and treatment of pressure ulcers and a platform for monitoring, prevention and management of pressure ulcer using a pressure mapping system that records a patient's bed posture, tracks different limbs along with associated statistical pressure image data and produces a summary report for care givers after data analysis and risk assessment. The methodology allows care givers to utilize the stress data and schedule the repositioning of the patient more effectively. The invention relates to creation and using algorithms and analytics for monitoring, prevention and management of pressure ulcers which include time-stamped whole-body pressure distribution data collection and profiling; posture classification, limb detection and tracking; quality of turn and risk assessment; turning schedule and nursing staff utilization for pressure ulcer management; and patient status reporting system customized for caregivers. | 1. A method of monitoring pressure applied to a pressure sensitive area of a human body, the method comprising: contacting a plurality of pressure sensors with pressure sensitive areas of the human body;determining body posture;tracking and determining the position of limbs of the human body;collecting data from the pressure sensors mounted on a bed's surface such as a pressure sensor mat;extracting features from the collected data;training a model by using the extracted features; anddetermining the level of risk associated with the development of a pressure ulcer. 2. The method according to claim 1, wherein the pressure sensors are mounted on a bed's surface. 3. The method according to claim 1, wherein the pressure sensors are mounted on a mat that is placed on a bed's surface. 4. The method according to claim 1, wherein the pressure sensors are mounted on the human body. 5. The method according to claim 4, wherein the pressure sensors are in the form of pressure sensor patches. 6. The method of claim 2, wherein the plurality of pressure sensors are distributed over the bed's surface. 7. The method of claim 1, wherein the pressure sensors provide a pressure distribution image. 8. The method of claim 1, wherein the collected data provides body posture detection, limb detection and tracking, posture independent sensor data and posture dependent sensor data. 9. A method for the monitoring, prevention and management of pressure ulcers of a patient, the method comprising the steps of: collecting and profiling time-stamped whole body pressure distribution data;classifying the patient's posture;detecting and tracking the patient's limbs;assessing the risk and quality of turn of the patient;analyzing the turning schedule and utilization of caregivers; andcustomizing a reporting system of the patient's status. 10. A method for the monitoring, prevention and management of pressure ulcers of a patient, the method comprising the step of: collecting and profiling time-stamped whole body pressure distribution data, wherein the profiling step is based on tissue stress recovery as a function of pressure and time. 11. The method of claim 10 further comprising the step of: classifying the patient's posture using pressure input data, wherein the classifying step extracts a silhouette of the patient using binary image processing. 12. The method of claim 11 further comprising the step of: detecting and tracking the patient's limbs through a sequence of data processing including the steps of importing pressure image associated with the patient's current posture, extracting a skeleton tree from the image using triangulation technique, pruning the skeleton tree and segmenting the patient's limbs using the skeleton tree and associated posture. 13. The method of claim 12 further comprising the step of: assessing the risk and quality of turn of the patient using a stress recovery model. 14. The method of claim 13 further comprising the step of: analyzing the ... | The Board of Regents of the University of Texas System | A61B005/103
US20130102928 | A1 | 2013-04-25 | System and Method for Managing Sleep Disorders | 2012-06-18 | The present invention provides a method for managing a patient having a sleep disorder, e.g. sleep apnea, snoring, sleep bruxism, upper airway resistance syndrome, etc. The method comprises monitoring physiological information from the patient, converting the physiological information to digital data, storing the digital data in a digital memory, identifying and characterizing epochs based on the digital data, and storing the identifying and characterizing information of the epochs in a digital memory. The method further comprises organizing the epochs according to an organization function that considers at least characterization information of the epochs, selecting an epoch based on the organizing of the epochs, and generating sound derived from the stored digital data associated with the selected epoch such that the patient hears the sound. In a specific embodiment, the physiological information monitored may include sound, e.g. respiratory sound emanating from the trachea, and/or tooth-grinding sounds. | 1. A system for communicating information about a patient's sleep, the system comprising: a memory for storing in digital format sound information spontaneously emitted from a patient during a period of time associated with a sleep period of the patient;means for dividing a portion of the period of time associated with the sleep period into a plurality of epochs, each of the plurality of epochs having an attribute, the attribute being the same for each of the plurality of epochs;means for determining a value of the attribute for each of the plurality of epochs;means for selecting an epoch in which the value of the attribute satisfies a specified criterion;means for retrieving from the memory the sound information associated with the selected epoch;means for converting the retrieved sound information into an analog form,means for outputting the analog form of the retrieved sound information to a listener. 2. The system of claim 1 wherein the means for selecting an epoch includes a user interface. 3. The system of claim 2 wherein the user interface displays references to epochs of the period of time associated with the sleep period. 4. The system of claim 3 wherein the user interface further displays information about a value of an attribute of a plurality of epochs having references displayed. 5. The system of claim 4 wherein the display of references to epochs is organized based on the value of an attribute of the epochs. | Apneos Corp. | A61B005/00 A61B007/00
US08870770 | B2 | 2014-10-28 | Low-cost device for C-scan acoustic wave imaging | 2012-12-12 | The prostate gland or other region of interest is stimulated with either a light source or an ultrasound source, resulting in photoacoustic or ultrasound acoustic waves which are focused by an acoustic lens and captured by a specific 1- or 2D sensor array and subsequently displayed as a C-scan on a computer screen. The amplitude of the waves generated by the stimulation is proportional to the optical absorption of the tissue element at that spatial location. Variability in tissue absorption results in C-scan image contrast. | 1. A method for imaging a region of interest, the method comprising: (a) stimulating the region of interest with light from a light source to produce a set of ultrasound waves through a photoacoustic effect;(b) focusing the set of ultrasound waves through an acoustic lens to produce focused waves, the acoustic lens being configured such that said ultrasound waves originating at a single time at an object plane in the region of interest are focused onto an image plane and arrive at the image plane at times separated by no more than a time gate width so that all points in the object plane are focused simultaneously;(c) detecting the focused waves in a transducer while applying a time gate corresponding to the time gate width to produce time-gated photoacoustic signals, the time-gated photoacoustic signals providing at least one photoacoustic C-scan at any given period of time, step (c) being repeated multiple times to provide real-time imaging; and(d) imaging the region of interest from the at least one photoacoustic C-scan provided in steps step (c). 2. The method of claim 1, wherein, in step (a), the light comprises laser light from a laser light source. 3. The method of claim 2, wherein the laser light is generated by a photodiode. 4. The method of claim 2, wherein the light source comprises an optical fiber in communication with the laser light source. 5. The method of claim 1, wherein, during steps (a) and (b), the light source and the transducer are scanned relative to the region of interest. 6. The method of claim 5, wherein the light source and the transducer are provided in a rigid assembly, and wherein the rigid assembly is scanned during steps (a) and (b). 7. The method of claim 5, wherein the light source and the transducer are scanned in two dimensions. 8. The method of claim 5, wherein the light source and the transducer are scanned in three dimensions. 9. The method of claim 1, wherein the transducer comprises a transducer array. 10. The method of claim 9, wherein the transducer array is a two-dimensional array. 11. The method of claim 1, wherein an optical fiber is used to deliver the light from the light source to the region of interest. 12. The method of claim 1, wherein the region of interest is located in a living body. 13. The method of claim 12, wherein the region of interest is located at least partially in a prostate. 14. The method of claim 12, wherein the region of interest is located at least partially in a breast. 15. The method of claim 12, wherein the region of interest is located at least partially in a pelvic region. 16. The method of claim 15, wherein, during steps (a) and (b), the light source and the transducer are inserted into a vagina. 17. The method of claim 1, wherein the region of interest is located in an in vitro environment. 18. The method of claim 1, wherein step (b) is performed using a single or compound acoustic lens. 19. The method of claim 18, wherein the acoustic lens comprises a ... | University of Rochester | A61B008/00 A61B005/00 G01S007/52
US09078734 | B2 | 2015-07-14 | Prosthetic and orthotic devices having magnetorheological elastomer spring with controllable stiffness | 2012-09-05 | A prosthetic or orthotic device includes a body configured to support at least a portion of a human limb of a user wearing the prosthetic or orthotic device. The device can also include a shock absorption member coupled to the body. The shock absorption member includes one or more magnetorheological elastomer (MRE) springs disposed between a first portion of the body and a second portion of the body. The one or more MRE springs are selectively actuatable to vary a stiffness of the shock absorption member via the application of a magnetic flux, thereby adjusting a stiffness of the body of the prosthetic or orthotic device to a level corresponding to an activity level of the user. | 1. A prosthetic or orthotic device, comprising: a body configured to support at least a portion of a human limb of a user wearing the prosthetic or orthotic device; and a shock absorption member coupled to the body, the shock absorption member comprising one or more magnetorheological elastomer (MRE) springs disposed circumferentially around a core and disposed between a magnetizable upper disc and a magnetizable lower disc, between a first portion of the body and a second portion of the body, wherein the one or more MRE springs are selectively actuatable to vary a stiffness of the shock absorption member via the application of a magnetic flux to thereby adjust a stiffness of the body of the prosthetic or orthotic device to a level corresponding to an activity level of the user, wherein the core is constrained to move only axially based upon the stiffness of the one or more MRE springs. 2. The device of claim 1, wherein the one or more MRE springs operate in one or more of compression, tension and shear when the magnetic flux is applied to the MRE spring. 3. The device of claim 1, wherein a spring constant of the one or more MRE springs increases by about 24% when the magnetic flux is applied so that the MRE spring increases in stiffness in the presence of the magnetic flux. 4. The device of claim 1, wherein the prosthetic or orthotic device is a prosthetic foot. 5. The device of claim 4, wherein the first portion is an upper foot member and the second portion is a lower foot member of the prosthetic foot. 6. The device of claim 5, wherein the one or more MRE springs comprise two MRE springs disposed between the upper and lower foot members, wherein a first of the two MRE springs is disposed at a front portion of the prosthetic foot and a second of the two MRE springs is disposed at a rear portion of the prosthetic foot, the second MRE spring actuatable to vary the stiffness of the prosthetic foot during heel-strike and the first MRE spring actuatable to vary the stiffness of the prosthetic foot during toe-off of the prosthetic foot. 7. The device of claim 1, wherein the one or more MRE springs are actuated by a user of the prosthetic or orthotic device. 8. The device of claim 7, wherein the one or more MRE springs are actuated manually by the user. 9. The device of claim 7, wherein the one or more MRE springs are actuated remotely by the user with a hand held remote control. 10. The device of claim 1, further comprising an electronic controller that controls the actuation of the one or more MRE springs. 11. The device of claim 10, further comprising one or more sensors disposed on the body and configured to sense one or more parameters during ambulation, the one or more sensors configured to communicate with the controller, the controller determining an activity level of the user based at least in part on the sensed parameters. 12. A prosthetic foot, comprising: a foot plate extending from a proximal portion to a generally horizontal ... | ÖSSUR HF | A61F002/50 A61F002/66 A61F002/70 A61F005/01 A61F002/76 A61B005/11 A61F002/68
US08432165 | B2 | 2013-04-30 | Simultaneous excitation and acquisition in magnetic resonance | 2010-03-02 | A method for magnetic resonance spectroscopy (=MRS) or magnetic resonance imaging (=MRI) in which an NMR time-domain signal is generated by an excited transverse nuclear magnetization precessing about the applied magnetic field, whereby the RF excitation pulse is adapted to cover a whole range of NMR frequencies of interest present in the object, and time-domain signal acquisition takes place during, or during and after the application of the RF excitation pulse, is characterized in that spectral or image data are reconstructed by a matrix product of a reconstruction matrix and a vector of time-domain signal points, the reconstruction matrix being an inversion of an encoding matrix. An improved method for reconstructing spectral or image data from a time-domain signal is thereby provided which is more versatile than conventional Fourier transform. | 1. A method for magnetic resonance spectroscopy (=MRS) or magnetic resonance imaging (=MRI), the method comprising the steps of: a) applying, using an RF excitation coil, an RF excitation pulse to an object undergoing magnetic resonance spectroscopy or magnetic resonance imaging and located within an applied magnetic field that depends on spatial position and/or time, in order to create a time-domain signal, with the time-domain signal being generated by an excited transverse nuclear magnetisation precessing about the applied magnetic field, wherein the RF excitation pulse is structured to cover a whole range of NMR frequencies of interest which are present in the object;b) recording, using the RF excitation coil or an RF receiving coil, the time-domain signal either during or during and after application of the RF excitation pulse in step a);c) calculating an encoding matrix Anα, wherein:An⁢⁢α=∑m=0n-1⁢⁢Pm⁢ⅇⅈΦ⁡(n,m,α)n being a running number of a time-domain signal point, α a running number of a discrete image or spectral element, Pm an m-th discrete element of the RF excitation pulse in a time-domain, and Φ(n, m, α) a phase accrued by the transverse nuclear magnetisation related to the discrete image or spectral element α in a time between the discrete RF excitation pulse element Pm and the time-domain signal point n under an influence of the applied magnetic field;d) inverting the encoding matrix to generate a reconstruction matrix;e) extracting a vector of time domain signal points from the time domain signal; andf) calculating a matrix product between the reconstruction matrix and the vector of time domain signal points in order to reconstruct spectral or image data and to generate a spectrum or an image therefrom. 2. The method of claim 1, wherein the applied magnetic field is static and homogeneous and, in step f), a spectrum is reconstructed that shows a distribution of NMR frequencies inherent to the object. 3. The method of claim 1, wherein the applied magnetic field comprises a static homogeneous component and a time-dependent gradient component, wherein, in step f), images of the object or a part thereof are reconstructed. 4. The method of claim 1, wherein the magnetic field comprises a static homogeneous component and a gradient component that is static during the RF pulse and during the acquisition step, wherein images of the object are reconstructed in step f). 5. The method of claim 1, wherein an amplitude of the RF excitation pulse is zero for certain time intervals, and wherein acquisition of time domain signal points occurs during the zero amplitude time intervals. 6. The method of claim 1, wherein a frequency of the RF excitation pulse depends on a manner in which the excitation pulse is being applied to the object over time in either a continuous, non-continuous, or random manner. 7. The method of claim 1, wherein the RF transmission coil comprises decoupled transmit and receive circuits structured for simultaneous RF tr... | Bruker BioSpin MRI GmbH | G01V003/00 A61B005/05
US08417318 | B2 | 2013-04-09 | Calibrating tracking systems to remove position-dependent bias | 2007-02-22 | A method for removing position-dependent bias from tracking systems computes invertible transformations between a tracking system and a reference system, and applies an inverse of the transformation to measurements in the tracking system to estimate the locations of reference points in the reference system and to determine relative bias at the measured points. | 1. A method of calibrating a system used in a medical procedure, comprising: tracking, using a tracking system, an object with features of known relative geometry in a tracking coordinate system;comparing a measured geometry of the features with the known geometry of the features; anddetermining, using a processing device, the relative position-dependent bias of the tracking system based on the comparing, wherein the relative position-dependent bias is a temporally constant, spatially varying error. 2. The method of claim 1, wherein tracking the object comprises: calculating an invertible transformation between known locations of a first plurality of points in a reference coordinate system and measured locations of the first plurality of points in the tracking coordinate system; and wherein comparing the measured geometry with the known geometry comprises:applying an inverse of the invertible transformation to a measured location of a second point in the tracking coordinate system to obtain an estimated location of the second point in the reference coordinate system; andgenerating a control signal representative of a difference between the estimated location of the second point in the reference coordinate system and a known location of the second point in the reference coordinate system, the difference corresponding to a relative position-dependent bias between the first plurality of points in the tracking coordinate system and the second point in the tracking coordinate system. 3. The method of claim 2, further comprising positioning a tracked surgical instrument in the reference coordinate system with the control signal to correct for the relative position-dependent bias in the tracking coordinate system. 4. The method of claim 2, further comprising positioning a tracked surgical target in the reference coordinate system with the control signal to correct for the relative position-dependent bias in the tracking coordinate system. 5. The method of claim 2, wherein the first plurality of points comprises a first plurality of fiducial markers and the second point comprises a second fiducial marker, wherein the first plurality of fiducial markers and the second fiducial marker are positioned at known locations on the object. 6. The method of claim 5, wherein the object defines the reference coordinate system. 7. The method of claim 5, wherein the reference coordinate system comprises an x-ray imaging system. 8. The method of claim 2, further comprising: determining the known locations of the first plurality of points in the reference coordinate system and the known location of the second point in the reference coordinate system;measuring the locations of the first plurality of points in the tracking coordinate system; andmeasuring the location of the second point in the tracking coordinate system. 9. The method of claim 2, further comprising determining the relative position-dependent bias for a plurality of different second points over a r... | Accuray Incorporated | A61B005/05
US08412308 | B2 | 2013-04-02 | Medical laser target marker and its use | 2008-01-22 | A medical laser target marker includes a retro-reflector for receiving and reflecting light, at least one first medical tracking marker, and at least one second medical tracking marker. The at least one first medical tracking marker is arranged on the laser target marker and has a first functional configuration. The at least one second medical tracking marker is arranged on the laser target marker and has a second functional configuration different from the first functional configuration. | 1. A medical laser target marker device, comprising: a marker body having a surface on which are arranged:a retro-reflector for receiving and reflecting light;at least one first medical tracking marker having a first functional configuration; andat least one second medical tracking marker having a second functional configuration different from the first functional configuration;wherein the retro-reflector, the first functional configuration and the second functional configuration correlate to three different tracking technologies, respectively. 2. The medical laser target marker device according to claim 1, wherein the at least one first medical tracking marker is an optical tracking marker. 3. The medical laser target marker device according to claim 1, wherein the retro-reflector is an SMR (spherically mounted retro-reflector) target. 4. The medical laser target marker device according to claim 3, wherein the first and second tracking markers are arranged on a surface of the SMR target. 5. The medical laser target marker device according to claim 1, wherein the at least one second medical tracking marker comprises a plurality of tracking markers, and each tracking marker of the plurality of tracking markers has a functional configuration different from other tracking markers of the plurality of tracking markers. 6. The medical laser target marker device according to claim 1, wherein the at least one first and second medical tracking markers comprise groups of markers arranged in a predefined and characteristic way with respect to each other. 7. The medical laser target marker device according to claim 1, wherein the at least one second medical tracking marker comprises: a) optical reflection tracking markers including a reflective coating;b) optical, actively emitting tracking markers operative to emit infrared radiation;orc) magnetic tracking markers. 8. The medical laser target marker device according to claim 7, wherein the reflective coating reflects infrared radiation. 9. The medical laser target marker device according to claim 7, wherein at least one second medical tracking marker is configured as a circular disc. 10. The medical laser target marker device according to claim 7, wherein the actively emitting tracking markers comprise LED tracking markers. 11. The medical laser target marker device according to claim 7, wherein the magnetic tracking markers comprise magnetic coils or arrangements of magnetic coils. 12. The medical laser target marker device according to claim 1, wherein the at least one first medical tracking marker comprises a plurality of first medical tracking markers having a first arrangement, and the at least one second medical tracking marker comprises a plurality of second medical tracking markers having a second arrangement, and wherein the retro-reflector is located at a center point of the first and second arrangement. 13. A calibration system for a medical tracking system, comprising: a spatial posi... | Brainlab AG | A61B005/05
US08391954 | B2 | 2013-03-05 | System and method for interactive haptic positioning of a medical device | 2010-02-02 | A combination of a haptic device and a computer-assisted medical system is used for interactive haptic positioning of a medical device coupled to the haptic device. A reconfigurable haptic object facilitates the positioning of the medical device and/or the haptic device. The haptic object may be modified in response to application of a force against the haptic object by a user of the haptic device pushing the haptic device against the haptic object. Preferably, the haptic object moves in the direction of the force applied by the haptic device. The medical device may be guided to a desired pose relative to a target area from its current position. The user may approach the target area from its current position and still be provided with haptic cues to enable the user to guide the medical device to the target area. | 1. A haptic surgical system, comprising: a computer-aided surgery system;a haptic device coupled to a surgical instrument and said computer-aided surgery system; anda processor programmed to: define a virtual surface associated with target region of an anatomy of a patient;generate a haptic interaction wrench based at least in part on a current pose of said surgical instrument relative to the virtual surface to guide said surgical instrument; anddynamically enable and disable portions of the virtual surface to facilitate a transition from one portion of the virtual surface to another portion of the virtual surface. 2. The system of claim 1, wherein said virtual surface is a curved surface. 3. The system of claim 1, wherein said processor is further programmed to provide at least one haptic cue to guide said surgical instrument from the current pose to a desired pose. 4. The system of claim 3, wherein said processor is further programmed to provide the haptic cue to assist a user in sculpting a smooth surface without abrupt transitions on the anatomy of the patient. 5. The system of claim 1, wherein said processor is further programmed to determine at least one haptic interaction wrench to be applied to said haptic device to maintain said surgical instrument in the current pose. 6. The system of claim 1, wherein said processor is further programmed to provide at least one haptic cue to guide said surgical instrument toward said target region along a path defined at least in part by said virtual surface. 7. The system of claim 1, wherein the haptic interaction wrench is configured to guide said surgical instrument to a desired pose relative to the virtual surface. 8. A method for haptic positioning of a surgical instrument, comprising: defining a virtual pathway to a target region of an anatomy of a patient and a virtual boundary defining an anatomical structure of the patient to be avoided, wherein defining the virtual pathway includes defining a virtual cutting surface;storing the defined virtual pathway and the defined virtual boundary;generating a virtual pathway haptic feedback based at least in part on a current pose of the surgical instrument relative to the stored virtual pathway and a protective haptic feedback indicative of interaction between the surgical instrument and the virtual boundary; anddynamically enabling and disabling portions of the virtual cutting surface to facilitate a transition from one portion of the virtual cutting surface to another portion of the virtual cutting surface. 9. The method of claim 8, further including: modifying at least one of said virtual pathway and the virtual boundary in response to a value of a scalar valued function of a haptic interaction wrench applied to said haptic device exceeding at least one threshold value. 10. The method of claim 8, further including: modifying at least one of the virtual pathway and the virtual boundary in response to a force applied by the surgical instrument a... | Mako Surgical Corp. | A61B005/05
US08388543 | B2 | 2013-03-05 | Photoplethysmography apparatus and method employing high resolution estimation of time-frequency spectra | 2007-05-16 | A photoplethysmography apparatus and method is provided for high resolution estimating of Time-Frequency Spectra (TFS) and associated amplitudes using Variable Frequency Complex Demodulation (VFCDM), in a two-step procedure using a Time-Varying Optimal Parameter Search (TVOPS) technique to obtain TFS, followed by VFCDM to obtain even greater TFS resolution and instantaneous amplitudes associated with only specific frequencies of interest, via the combined TVOPS and VFCDM. | 1. A digital filtering method for estimating Time-Frequency Spectra (TFS) and associated amplitudes of a photoplethysmography (PPG) signal using Variable Frequency Complex Demodulation (VFCDM), the method comprising: obtaining a first TFS of the PPG signal by performing, with a controller, a time-varying optimal parameter search;performing, with the controller, the VFCDM with the first TFS of the PPG signal to obtain at least one variable frequency complex demodulation signal having improved TFS resolution and instantaneous amplitudes associated with only specific frequencies of interest; andsimultaneously deriving, with the controller, a heart rate and a respiratory rate of a subject from the at least one variable frequency complex demodulation signal. 2. A photoplethysmography (PPG) apparatus for monitoring heart and respiratory rates, the apparatus comprising: a controller configured to: obtain a first Time-Frequency Spectra (TFS) of a PPG signal by performing a time-varying optimal parameter search,perform a Variable Frequency Complex Demodulation (VFCDM) with the first TFS of the PPG signal to obtain at least one VFCDM signal having improved TFS resolution and instantaneous amplitudes associated with only specific frequencies of interest, andsimultaneously derive a heart rate and a respiratory rate of a subject from the at least one VFCDM signal. 3. The apparatus of claim 2, wherein the apparatus is configured to provide improved diagnosis treatment of sleep apnea. 4. The apparatus of claim 2, wherein the apparatus is configured to provide an electrocardiograph signal. 5. The apparatus of claim 2, wherein the apparatus is configured to detect sudden infant death syndrome. 6. The apparatus of claim 2, wherein the apparatus is configured to detect hypovolemia. 7. The apparatus of claim 2, wherein the apparatus is configured to determines renal blood flow data. | The Research Foundation of State University of New York | A61B005/02
US08428688 | B2 | 2013-04-23 | Automatic femur segmentation and condyle line detection in 3D MR scans for alignment of high resolution MR | 2009-04-20 | A method for automatic femur segmentation and condyle line detection. The method includes: scanning a knee of a patient with medical imaging equipment to obtain 3D imaging data with such equipment; processing the obtained 3D imaging data in a digital processor to determine two lines tangent to the bottom of the knee condyles in an axial and a coronal plane; and automatically scanning the patient in the defined plane. The processing includes: determining an approximate location of the knee; using the determined the location to define a volume of interest; segmenting the femur in the defined volume of interest; and determining a bottom point on the femur portion on a right side and a left side of the segmented femur in an axial and a coronal slice to determine the two lines. | 1. A method for femur segmentation and condyle line detection, comprising: scanning a knee of a patient with medical imaging equipment to obtain 3D imaging data with such equipment;processing the obtained 3D imaging data in a digital processor to determine two lines tangent to the bottom of knee condyles in an axial and a coronal plane; andautomatically scanning the patient in a plane defined by the determined lines,wherein one of the lines is included in an axial slice of the 3D imaging data, the axial slice being determined by calculating, for each axial slice in the 3D imaging data, a first average of probabilities between a left side center of a segmented femur and a left condyle, a second average of probabilities between a right side center of the segmented femur and a right condyle, and a third average probability between the center of the segmented femur and a middle point in an inter-condyle line, obtaining a value of the axial slice by summing the first and second average probabilities and subtracting the third probability from this sum, identifying the axial slices whose values are within a predetermined range, and selecting, from the identified axial slices, the axial slice with the most posterior condyle positions. 2. The method recited in claim 1 wherein the processing comprises: determining an approximate location of knee;segmenting the femur of the knee in the determined approximate location;determining a bottom point on the femur portion on the right side and the left side of the segmented femur in the axial slice and a coronal view to determine the two lines. 3. The method recited in claim 2 wherein the determining an approximate location of the knee comprises determining leg boundaries in two axial planes comprising determining regions which are air and regions which are leg in the two axial planes, one being an upper plane within the femur, and one being a lower plane within the tibia and determining the center of the leg in each of the two selected axial planes using the determined leg boundaries. 4. The method recited in claim 1 wherein the probabilities between a left side center of a segmented femur and a left condyle and the probabilities between a right side center of the segmented femur and a right condyle include random walker probabilities. 5. A method for femur segmentation and condyle line detection, comprising: scanning a knee of a patient with medical imaging equipment to obtain 3D imaging data with such equipment;processing the obtained 3D imaging data in a digital processor to determine two lines tangent to the bottom of knee condyles in an axial plane and in a coronal plane; andscanning the patient in a plane defined by the determined lines,wherein one of the lines is included in an axial slice of the 3D imaging data, the axial slice being determined by calculating, for each axial slice in the 3D imaging data, a first average of probabilities between a left side center of a segmented femur and a left condyle... | Siemens Aktiengesellschaft | A61B005/00
US08401605 | B2 | 2013-03-19 | Multiple wavelength physiological measuring apparatus, sensor and interface unit for determination of blood parameters | 2009-04-30 | A measuring apparatus, a physiological sensor, and an interface unit for determining blood parameters of a subject are disclosed. The sensor comprises an emitter unit comprising a first plurality of emitter elements configured to emit radiation at a second plurality of wavelengths and a detector unit configured to receive radiation generated by the emitter elements and transmitted through the tissue of the subject, wherein the detector unit is further configured to produce electric measurement signals indicative of absorption caused by the blood of the subject. The sensor or the interface unit is provided with a memory that stores emitter activation information for at least a third plurality of wavelengths, thereby to enable a monitoring unit operably connectable to the physiological sensor to employ a combination of wavelengths selected from the third plurality of wavelengths, wherein the third plurality is equal to or smaller than the second plurality. | 1. A measuring apparatus for determining the amount of at least one substance in blood of a subject, the measuring apparatus comprising: a sensor unit comprising an emitter unit comprising a first plurality of emitter elements configured to emit radiation at a second plurality of wavelengths; anda detector unit configured to receive radiation generated by the emitter elements and transmitted through tissue of a subject, wherein the detector unit is further configured to produce electric measurement signals indicative of absorption caused by blood of the subject;a first memory storing emitter activation information for at least a third plurality of wavelengths, wherein the third plurality of wavelengths belongs to the second plurality of wavelengths, and wherein the emitter activation information indicates, for each wavelength in the third plurality of wavelengths, input terminals of the sensor unit to which the corresponding emitter element is connected; anda monitoring unit configured to process the electric measurement signals, wherein the monitoring unit is further configured to produce, based on the emitter activation information, control information for employing a desired combination of wavelengths selected from the third plurality of wavelengths. 2. The measuring apparatus according to claim 1, wherein the first memory is in the sensor unit. 3. The measuring apparatus according to claim 1, wherein the emitter activation information indicates, for each wavelength in the third plurality of wavelengths, a polarity of current to be supplied to said input terminals. 4. The measuring apparatus according to claim 1, wherein the emitter activation information comprises at least one control code, and wherein each control code is linked to the control information required to employ a particular combination of wavelengths. 5. The measuring apparatus according to claim 2, wherein the emitter unit comprises at most n+1 input terminals and the first plurality of emitter elements comprises 2n emitter elements. 6. The measuring apparatus according to claim 1, further comprising an interface unit operably connected between the sensor unit and the monitoring unit. 7. The measuring apparatus according to claim 6, wherein the first memory is in the interface unit. 8. The measuring apparatus according to claim 6, wherein the monitoring unit comprises a single drive current source operably connectable to an emitter switching unit in the interface unit. 9. The measuring apparatus according to claim 1, wherein the monitoring unit is further configured to change the desired combination of wavelengths in time domain. 10. The measuring apparatus according to claim 1, wherein the monitoring unit is further configured to pre-check compatibility of the sensor unit with any combination of wavelengths intended to be employed in the measuring apparatus. 11. A physiological sensor for use in determining the amount of at least one substance in blood of a subject, ... | General Electric Company | A61B005/1455
US08412314 | B2 | 2013-04-02 | Location and displaying an ischemic region for ECG diagnostics | 2010-02-23 | A method for locating an ischemic region in the heart of a subject includes establishing three dimensional coordinates axes with respect to the torso of the subject as a reference; establishing as a reference a multi-dimensional representation of the heart defining at least three dimensional coordinate axes of the heart, the multi-dimensional representation defining at least the base of the heart and a middle section of the heart to thereby prescribe a surface of the heart on the reference multi-dimensional representation of the heart; and orienting the three dimensional coordinate axes of the heart from an initial position offset with respect to the three dimensional coordinates with respect to the torso of the subject to an imaginary position wherein at least one axis of the heart is parallel to or coincident with at least one of the three dimensional coordinate axes with respect to the torso of the subject. Corresponding displays are disclosed also. | 1. A method for locating an ischemic region in the heart of a subject, the method comprising the steps of: establishing three dimensional coordinates axes with respect to the torso of the subject as a reference;establishing as a reference a multi-dimensional representation of the heart defining at least three dimensional coordinate axes of the heart, the multi-dimensional representation defining at least the base of the heart and a middle section of the heart;processing data from an electrocardiogram (ECG) with respect to measurements of the signals of at least three leads of the ECG, each lead signaling a measurement of a magnitude and a direction of an electrical vector associated with the heart of the subject;establishing the electrical center of the heart as the origin of the three dimensional coordinates axes with respect to the torso of the subject;establishing at least one horizontal axis of the three dimensional coordinate axes of the heart in the initial offset position to extend along the base of the heart;establishing at least one of the three dimensional coordinate axes of the heart in the initial offset position to pass through the electrical center of the heart;transforming the data from the ECG with respect to the measurements of the at least three leads of the ECG to substantially coincide with the three dimensional coordinate axes of the heart in the initial offset position; androtating, with respect to at least one of the three dimensional coordinate axes with respect to the torso, the at least one of the three dimensional coordinate axes of the heart passing through the electrical center of the heart; andorienting the three dimensional coordinate axes of the heart from an initial position offset with respect to the three dimensional coordinates with respect to the torso of the subject to an imaginary position wherein at least one axis of the heart is parallel to or coincident with at least one of the three dimensional coordinate axes with respect to the torso of the subject. 2. The method according to claim 1, wherein the step of rotating, with respect to at least one of the three dimensional coordinate axes with respect to the torso, the at least one of the three dimensional coordinate axes of the heart passing through the electrical center of the heart is performed by rotating a vertical axis of the at least one of the three dimensional coordinate axes of the heart passing through the electrical center of the heart with respect to a plane defined by at least two of the three dimensional coordinate axes with respect to the torso, thereby changing an elevation angle of the vertical axis of the at least one of the three dimensional coordinate axes of the heart passing through the electrical center of the heart with respect to the plane defined by the at least two of the three dimensional coordinate axes with respect to the torso. 3. The method according to claim 2, further comprising the step of: rotating a horizontal axis of ... | - | A61B005/0402
US08398556 | B2 | 2013-03-19 | Systems and methods for non-invasive continuous blood pressure determination | 2008-09-30 | According to some embodiments, systems and methods are provided for non-invasive continuous blood pressure determination. In some embodiments, a PPG signal is received and locations of pulses within the PPG signal are identified. An area within a particular pulse is measured. The area may be of just the upstroke, downstroke or the entire pulse. The area may be measured relative to a time-domain axis or a baseline of the pulse. The pulse may be split into multiple sections and the area of each section may be measured. The area of one portion of the pulse may correspond to systolic blood pressure while the area of another portion may correspond to diastolic blood pressure. Empirical data may be used to determine blood pressure from the measured area by applying calibration data measured by a suitable device. | 1. A method of determining blood pressure based on a PPG signal, the method comprising; receiving locations of pulses in the PPG signal;measuring an area under a portion of one of the pulses, wherein: the portion is smaller than a region occupied by the pulse between a starting point and ending point of the pulse, andthe measured area is an area under the pulse between the starting point of the pulse to the ending point of the pulse relative to a baseline of the pulse; anddetermining blood pressure based on the measured area. 2. A method of determining blood pressure based on a PPG signal, the method comprising: receiving locations of pulses in the PPG signal;measuring an area under a portion of one of the pulses, wherein: the portion is smaller than a region occupied by the pulse between a starting point and ending point of the pulse, andthe measured area is an area under the pulse between the starting point of the pulse to the ending point of the pulse relative to a temporal axis; anddetermining blood pressure based on the measured area. 3. The method of claim 1, wherein the measured area is an area under an upstroke portion of the pulse relative to a baseline of the pulse. 4. The method of claim 2 wherein the measured area is an area under an upstroke portion of the pulse relative to a temporal axis. 5. A method of determining blood pressure based on a PPG signal, the method comprising: receiving locations of pulses in the PPG signal:measuring an area under a portion of one of the pulses, wherein measuring an area under the pulse comprises: splitting the pulse along the temporal axis;measuring a first area corresponding to a first portion of the split pulse, wherein the first portion is smaller than a region occupied by the pulse between a starting point and ending point of the pulse;measuring a second area corresponding to a second portion of the split pulse, wherein the second portion is smaller than a region occupied by the pulse between a starting point and ending point of the pulse; anddetermining the blood pressure based on one of the measure areas. 6. The method of claim 1 wherein determining blood pressure based on the measured area comprises correlating the measured area with empirical data. 7. The method of claim 6 wherein the empirical data relates to a patient or at least one other patient. 8. The method of claim 6 wherein correlating the measured area with empirical data comprises applying a linear or non-linear approximation equation of empirical data to the measured area. 9. The method of claim 8 wherein the linear or non-linear approximation equation is derived by applying calibration data. 10. The method of claim 1 wherein the blood pressure is determined by applying a function to the measured area to compute the blood pressure or looking up a corresponding blood pressure value associated with the measured area in a table. 11. A system for determining blood pressure based on a PPG signal, the system comprising: proce... | Covidien LP | A61B005/02
US08417322 | B2 | 2013-04-09 | Method and apparatus for diagnosing bone tissue conditions | 2004-06-29 | In a method for diagnosing or helping to diagnose a bone tissue condition of a patient, a portion of bone tissue of the patient is irradiated using a light source. The bone tissue may be irradiated in vivo through the skin or via an incision, for example. Alternatively, a biopsy of the bone tissue may be irradiated. Then, spectral content information for light scattered, reflected, or transmitted by the bone tissue is determined, and is used, at least in part, to determine whether the patient has a bone tissue condition. | 1. A method for determining whether a patient has a condition related to bone tissue of the patient, the method comprising: irradiating a portion of bone tissue of the patient through skin of the patient using a substantially monochromatic light source;receiving light scattered from the portion of the bone tissue;determining Raman spectral content information associated with the received light including measuring a first ratio of a first spectral portion corresponding to amide to a second spectral portion corresponding to amide; anddetermining, based at least on the Raman spectral content information, including the first ratio, whether the patient has a bone tissue condition. 2. A method as defined in claim 1, wherein irradiating the portion of bone tissue of the patient using the substantially monochromatic light source comprises irradiating the portion of bone tissue of the patient using a substantially monochromatic light source that produces light having a wavelength substantially between 700 nanometers and 1100 nanometers. 3. A method as defined in claim 2, wherein irradiating the portion of bone tissue of the patient using the substantially monochromatic light source comprises irradiating the portion of bone tissue of the patient using a substantially monochromatic light source that produces light having a wavelength of substantially 830 nanometers. 4. A method as defined in claim 1, wherein irradiating the portion of bone tissue of the patient comprises irradiating the portion of bone tissue in vivo. 5. A method as defined in claim 1, wherein determining whether the patient has the bone tissue condition comprises determining whether the patient has at least one of a susceptibility to fracture, osteoporosis, a genetic disorder, and an acquired disorder. 6. A method as defined in claim 1, wherein determining whether the patient has a bone tissue condition comprises estimating a susceptibility to fracture of bone tissue of the patient based at least in part on the Raman spectral content information. 7. A method as defined in claim 6, wherein the Raman spectral content information includes a plurality of bands corresponding to received light at one or more wavelengths; wherein estimating the susceptibility to fracture includes determining at least one area or height of at least one band. 8. A method as defined in claim 7, wherein estimating the susceptibility to fracture further comprises fitting a curve to the at least one band. 9. A method as defined in claim 7, wherein determining the first ratio comprises: determining a first area or height of at least a first band;determining a second area or height of at least a second band; anddetermining the first ratio using the first area or height and the second area or height. 10. A method as defined in claim 9, wherein estimating the susceptibility to fracture further comprises estimating the susceptibility to fracture based on the first ratio. 11. A method as defined in claim 9, wherein... | Regents of the University of Michigan | A61B005/00
US20130090566 | A1 | 2013-04-11 | METHOD AND DEVICE FOR DETECTING A CRITICAL HEMODYNAMIC EVENT OF A PATIENT | 2011-06-17 | The invention relates to a method and a device for detecting a critical physiological state of a patient, especially for detecting a critical hemodynamic event. A set of values of physiological parameters is measured, including the heart rate and the pulse arrival time. On the basis of these measurements, a risk assessment is performed including the allocation of a representation of the measured set of values as a vector in a vector space to a risk level representing the risk of the occurrence of a critical hemodynamic event. | 1. A method for risk assessment of a critical hemodynamic event of a patient, comprising the steps of: measuring a set of values of physiological parameters, said physiological parameters including heart rate (HR) and pulse arrival time (PAT), wherein said set of values includes a heart rate (HR) value and a pulse arrival time (PAT) value, andperforming a risk assessment by a calculating device, said risk assessment including the allocation of a representation of the measured set of values as a two-dimensional vector {right arrow over (R)}(t) in a two-dimensional vector space to a risk level representing the risk of the occurrence of a critical hemodynamic event.Wherein a first dimension of the two-dimensional vector represents the heart rate (HR) value and a second dimension of the two-dimensional vector represents the pulse arrival time (PAT) value,Wherein the allocation is based on a combination of the heart rate (HR) value and the pulse arrival time (PAT) value in the vector, which combination represents the risk, andDisplaying the vector {right arrow over (R)}(t) within the vector space. 2. The method according to claim 1, wherein said risk level is represented by a predetermined region of said vector space. 3. (canceled) 4. The method according to claim 1, wherein the origin of said vector space is a reference point defined by a set of reference values (HR0, PAT0) of the heart rate (HR) and the pulse arrival time (PAT) measured at a point of time t0 orcalculated as an average of heart rate (HR) values and pulse arrival time (PAT) values measured over a certain basal period of time respectively. 5. The method according to claim 2, wherein said predetermined region is delimited in the second dimension by a minimum threshold value PATThres for the pulse arrival time (PAT). 6. The method according to claim 4, wherein for values of the heart rate (HR) lower than HR0, said predetermined region is further delimited by a threshold formed by a slope ascending to higher values of the pulse arrival time (PAT) with decreasing values of the heart rate (HR). 7. The method according to claim 4, wherein said risk assessment includes a trend analysis, comprising the determination of the direction and/or the length of a vector {right arrow over (R)}(t)−{right arrow over (R)}ref, wherein {right arrow over (R)}(t) represents the measured set of values, and {right arrow over (R)}ref denotes a time dependent adaptive reference point, wherein {right arrow over (R)}ref is changed in case of a significant variation of {right arrow over (R)}(t) within a predetermined time interval. 8. The method according to claim 4, wherein displaying the vector {right arrow over (R)}(t) within the vector space further includes displaying the measured set of values on a screen. 9. The method according to claim 7, wherein said visualization step further includes graphically displaying the vector {right arrow over (R)}(t)−{right arrow over (R)}ref on a screen. 10. A device f... | KONINKLIJKE PHILIPS ELECTRONICS N.V. | A61B005/024 A61B005/0245 A61B005/0402 A61B005/00
US20130072814 | A1 | 2013-03-21 | BASAL BODY TEMPERATURE ANALYSIS AND THE METHOD THEREOF | 2012-05-21 | The present invention provides a basal body temperature analysis system. The basal body temperature analysis system comprises an analysis unit, a router, a measurement unit, and a portable electronic device. The analysis unit is established in an internet server. The router is connected with the internet server by internet. The measurement unit comprises a basal body temperature measurement device and a wireless communication module. When the basal body temperature measurement device provides basal body temperature information, the wireless communication module transfers the basal body temperature information to the internet server through the router. After analyzing the basal body temperature information, the analysis unit will transfer an analyzed information to a portable electronic device. | 1. A basal body temperature analysis system, comprising: an analysis unit, established in an internet server;a router connected with the internet server;a measurement unit, comprising: a basal body temperature measurement device, used to measure the basal body temperature of a user for providing a basal body temperature information; anda wireless communication module, connected with the router and the internet server, when the basal body temperature measurement device provides the basal body temperature information, the wireless communication module transfers the basal body temperature information to the internet server through the router; anda portable electronic device, connected with the internet server, after analyzing the basal body temperature information, the analysis unit transfers an analyzed information to the portable electronic device. 2. The basal body temperature analysis system according to claim 1, wherein the wireless communication module comprises a transmitter and a receiver. 3. The basal body temperature analysis system according to claim 1, wherein after analyzing the basal body temperature information, the analysis unit transfers the analyzed information to the portable electronic device via Short Message Service (SMS), Enhanced Message Service (EMS), or Multimedia Messaging Service (MMS). 4. The basal body temperature analysis system according to claim 1, wherein the internet server comprises a data base to store the basal body temperature information. 5. The basal body temperature analysis system according to claim 4, wherein the analysis unit comprises a processor to process and analyze the basal body temperature information of the data base. 6. The basal body temperature analysis system according to claim 1, wherein the analyzed information comprises the information of a text, a diagram, a table, a sound, an image or the combination of above. 7. The basal body temperature analysis system according to claim 1, wherein the measurement unit further comprises a timer to remind the user to measure basal body temperature in a default time. 8. The basal body temperature analysis system according to claim 1, wherein the measurement unit further comprises an auto-detecting circuit, when the basal body temperature measurement device provides the basal body temperature information, the auto-detecting circuit drives the wireless communication module to transfer the basal body temperature information to the internet server through the router. 9. The basal body temperature analysis system according to claim 1, wherein the measurement unit further comprises a display, when the basal body temperature measurement device provides the basal body temperature information, the basal body temperature information is shown on the display. 10. The basal body temperature analysis system according to claim 1, wherein the analysis unit comprises a determiner, when the basal body temperature information measured is not normal, the user is re... | National Yang Ming University | A61B005/01
US08433382 | B2 | 2013-04-30 | Transmission mode photon density wave system and method | 2009-07-30 | Present embodiments are directed to a monitor system, such as a pulse oximetry system. The system may include a detection feature, an emission feature capable of emitting light into tissue and arranged relative to the detection feature such that the detection feature is capable of detecting the light from the tissue after passing generally through a portion of the tissue, a modulator capable of modulating the light to generate photon density waves at a modulation frequency generally in a range of 50 MHz to 3 GHz, a detector communicatively coupled with the detection feature, wherein the detector is capable of detecting characteristics of the photon density waves comprising amplitude changes and phase shifts, and a processor capable of making determinations relating to a value of a physiologic parameter of the tissue based at least in part on the detected characteristics. | 1. A monitoring system, comprising: a modulator configured to modulate light to generate photon density waves at a modulation frequency generally in a range of 50 MHz to 3 GHz;one or more configured to be emission features disposed on a first side of a tissue of a patient and configured to emit the photon density waves into the first side of the tissue;one or more detection features configured to be disposed on a second side of the tissue, generally opposite the first side, and configured to receive the photon density waves at the second side of the tissue, wherein at least one of the one or more detection features is directly aligned with at least one of the one or more emission features;one or more detectors respectively communicatively coupled with the one or more detection features, wherein the one or more detectors are configured to detect characteristics of the photon density waves comprising amplitude changes and phase shifts; anda processor configured to make determinations relating to a value of a physiologic parameter of the tissue based at least in part on the detected characteristics. 2. The system of claim 1, wherein each of the one or more detection features comprises a respective fiber optic cable communicatively coupled to the at least one detector. 3. The system of claim 2, wherein each of the one or more detection features comprises a respective curved fiber optic component, and wherein the respective curved fiber optic components are communicatively coupled to the respective fiber optic cables of the one or more detection features. 4. The system of claim 1, wherein the one or more emission features comprise a fiber optic cable communicatively coupled with an emitter. 5. The system of claim 1, wherein the one or more emission features comprise a laser, a lens, or a transparent layer. 6. The system of claim 1, wherein the modulator, the detector, and the processor are disposed within a monitor, and wherein the one or more emission features and the one or more detection features are disposed within a sensor. 7. The system of claim 1, wherein the processor is configured to reject or accept the determined value of the physiologic parameter based on whether calculations based at least in part on the relative characteristics are complimentary. 8. The system of claim 1, wherein the modulator is configured to modulate the light at approximately 100 MHz to 1 GHz. 9. The system of claim 1, wherein the processor is configured to calculate an estimated number of scattering particles in the tissue based at least in part on detected phase shifts. 10. The system of claim 1, wherein the modulator is configured to modulate the light to generally sweep the tissue with a plurality of modulation frequencies. 11. The system of claim 1, wherein the processor is configured to determine a presence of noise based on a particular detection feature of the one or more detector features receiving the photon density waves. 12. A method, comprising... | Covidien LP | A61B005/1455
US08406836 | B2 | 2013-03-26 | Optical sensor for medical device | 2010-04-22 | An optical sensor for a medical device includes a fixed lens spacing between emit and receive modules to achieve target sensor sensitivity, while varying other sensor parameters in order to increase signal amplitude without increasing power demand. The arrangement of an opto-electronic component within an optical sensor receive module is improved by masking the receive module lens with an opaque member to create a masked lens leading edge that is aligned with a leading edge of the opto-electronic component. | 1. A medical device comprising: a housing; andan optical sensor module connected to the housing and comprising: an opto-electronic component comprising a first edge;a cavity within which the opto-electronic component is arranged;a lens generally defining one end of the cavity offset from the opto-electronic component; andan opaque member partially covering the lens to form a masked lens edge substantially aligned with the first edge of the opto-electronic component, wherein the opaque member comprises a film. 2. The device of claim 1, wherein the opto-electronic component comprises at least one of a light emitting diode, a vertical cavity surface emitting laser, a photoresistor, a light dependent resistor, a photodiode, a phototransistor, a photovoltaic cell, or a charge-coupled device. 3. The device of claim 1, wherein the cavity is further defined by a wall surrounding the opto-electronic device and a circuit board offset from the lens and to which the opto-electronic component is connected, and wherein an inner surface of the wall and a surface of the circuit board to which the opto-electronic component is connected each comprise a reflective material. 4. The device of claim 1, wherein the cavity is at least partially filled with an index matching material. 5. The device of claim 1, wherein the optical sensor module comprises: a wall surrounding the opto-electronic component;a circuit board offset from the lens and to which the opto-electronic component and the wall are connected to define another end of the cavity; anda ferrule connected to the housing, the wall, and the lens. 6. The device of claim 5, wherein an inner surface of the wall mates with an outer surface of the ferrule. 7. The device of claim 1, further comprising a transparent seal arranged over an outer surface of the lens. 8. The device of claim 7, wherein the seal comprises a biocompatible polymeric material. 9. The device of claim 7, wherein the seal comprises at least one of silicone or polyurethane. 10. The device of claim 1, wherein the medical device comprises at least one of a pulse generator or a medical lead. 11. The device of claim 1, wherein the optical sensor module comprises a light receiving module. 12. The device of claim 1, further comprising an optical sensor comprising the optical sensor module, wherein the optical sensor comprises at least one of a blood oxygen saturation, a blood glucose level, or a tissue perfusion sensor. 13. A medical device comprising: a housing; andan optical sensor module connected to the housing and comprising: an opto-electronic component comprising a first edge;a cavity within which the opto-electronic component is arranged;a lens generally defining one end of the cavity offset from the opto-electronic component; andan opaque member partially covering the lens to form a masked lens edge substantially aligned with the first edge of the opto-electronic component, wherein the lens comprises a disc shape comprising a circula... | Medtronic, Inc. | A61B005/00
US08430828 | B2 | 2013-04-30 | Method and apparatus for a multi-use body fluid sampling device with sterility barrier release | 2007-01-26 | A device for use with a gripper is provided. A cartridge is provided that defines a plurality of cavities. A plurality of penetrating members are at least partially contained in the cavities of the cartridge. The penetrating members are slidably movable to extend outward from the cartridge to penetrate tissue. Each cavity has a longitudinal opening that provides access to an elongate portion of the penetrating member. A sterility barrier is coupled to the cartridge. The sterility barrier covers a plurality of the longitudinal openings. The sterility barrier is configured to be moved so that the elongate portion is accessed by the gripper without touching the barrier. | 1. A device comprising: a disposable having a plurality of cavities; an electrically powered force generator configured to be coupled to a penetrating member, and coupled to a processor that provides instruction to the electrically power force generator;a plurality of penetrating members at least partially contained in said cavities of the single disposable wherein the penetrating members are slidably movable to extend outward from lateral openings associated with the plurality of penetrating members on said disposable to penetrate tissue;a single fracturable sterility barrier that covers the lateral openings in order to maintain at least a tip of each of the penetrating members in the cavities in a sterile environment prior to launch; anda punch positioned and movable to penetrate that portion of the fracturable sterility barrier covering the lateral opening associated with one of the penetrating members to release the penetrating member from the sterile environment created by that portion of the sterility barrier during launch of the penetrating member so that the penetrating member exits the lateral opening without contacting the barrier. 2. The system of claim 1 wherein the punch moves vertically when urged by a cam surface. 3. The system of claim 1 wherein the disposable moves vertically when urged by a cam surface. 4. The system of claim 1 further comprising a cam having a radial configuration for urging the motion of the punch. 5. The system of claim 1 further comprising a cam having a radial configuration for urging the motion of a disposable pusher which in turn moves the disposable. 6. The system of claim 1 further comprising a ratchet mechanism preventing a cam urging the motion of the punch from moving in reverse. 7. The system of claim 1 further comprising a mechanical slider actuated by a user, said slider configured to actuate a cam that urges the motion of the punch. 8. The system of claim 1 further comprising an electrically powered force generator for actuating an active one of said penetrating members. 9. The system of claim 1 further comprising: a position sensor coupled to said force generator used to determine position of an active one of said penetrating members. 10. A device comprising: a disposable having a plurality of cavities; an electrically powered force generator configured to be coupled to a penetrating member, and coupled to a processor that provides instruction to the electrically power force generator;a plurality of penetrating members at least partially contained in said cavities of the single disposable wherein the penetrating members are slidably movable to extend outward from lateral openings on said disposable to penetrate tissue;a single fracturable sterility barrier that covers the lateral openings associated with the penetrating members in order to maintain at least a tip of each of the penetrating members in a sterile environment prior to launch of a penetrating member, wherein the tip of the p... | Sanofi-Aventis Deutschland GmbH | A61B005/00
US08428694 | B2 | 2013-04-23 | Methods for determination of parameters for a procedure, for estimation of cardiopulmonary function and for fluid delivery | 2008-06-24 | Methods of determining at least one parameter for an injection procedure to be performed in combination with an imaging procedure may include injecting a test bolus of a contrast enhancement fluid having a contrast enhancing agent, scanning regions of interest with an imaging system as the test bolus flows therethrough to obtain therefrom a contrast time enhancement curve for each region of interest, extracting at least one discrete data point from each of the contrast time enhancement curves such that each of the discrete data points constitutes a pair of measurements on the contrast time enhancement curve corresponding thereto, substituting into a model the discrete data points extracted from the contrast time enhancement curves to obtain an estimate of values of physiological variables, and using the estimate to determine via the model the at least one parameter for the injection procedure to be performed in combination with the imaging procedure. | 1. A method of determining at least one parameter for an injection procedure to be performed in combination with an imaging procedure, the method comprising the steps of: (a) injecting a test bolus of a contrast enhancement fluid having a contrast enhancing agent therein;(b) scanning at least two regions of interest with an imaging system as the test bolus of the contrast enhancement fluid flows therethrough to obtain therefrom a contrast time enhancement curve for each of the at least two regions of interest;(c) extracting at least one discrete data point from each of the contrast time enhancement curves such that each of the discrete data points constitutes a pair of measurements on the contrast time enhancement curve corresponding thereto;(d) substituting into a model the discrete data points extracted from the contrast time enhancement curves to obtain therefrom at least an estimate of values of physiological variables; and(e) using the at least an estimate of the values of the physiological variables to determine via the model the at least one parameter for the injection procedure to be performed in combination with the imaging procedure. 2. The method of claim 1 wherein the physiological variables are related to cardiopulmonary function. 3. The method of claim 2 wherein the at least one parameter is a parameter of at least one phase of the injection procedure for the injection of the contrast enhancement fluid or a parameter of the imaging system. 4. The method of claim 2 wherein the discrete data point(s) from the contrast time enhancement curve of a first of the regions of interest corresponds to a first pass of the contrast enhancement fluid through the first region of interest, and the discrete data point(s) from the contrast time enhancement curve of a second of the regions of interest corresponds to a first pass of the contrast enhancement fluid through the second region of interest. 5. The method of claim 4 wherein an analyzed portion of the contrast time enhancement curve of the first region of interest overlaps an analyzed portion of the contrast time enhancement curve of the second region of interest in time. 6. The method of claim 4 wherein a contrast enhancing agent concentration on one of the contrast time enhancement curves at a certain time is related to a contrast enhancing agent concentration on the other of the contrast time enhancement curves at the certain time or a time in proximity to the certain time using a conservation of mass balance. 7. The method of claim 6 wherein it is assumed that the loss of the contrast enhancement fluid between the first region of interest and the second region of interest is negligible. 8. The method of claim 7 wherein it is assumed that the blood volume for the first region of interest is equal to the blood volume for the second region of interest. 9. The method of claim 2 wherein the model is a physiological model in which cardiac output and blood volume are the physiological var... | Medrad, Inc. | A61B005/00
US08726496 | B2 | 2014-05-20 | Technique for remanufacturing a medical sensor | 2011-09-22 | Present embodiments include a remanufactured bandage-type medical sensor having an optical assembly with an emitter adapted to transmit one or more wavelengths of light and a photodetector adapted to receive the one or more wavelengths of light transmitted by the emitter. The sensor also includes a laminate assembly having an electrically conductive adhesive transfer tape (ECATT) layer disposed over the photodetector, and the ECATT layer is adapted to shield the photodetector from electromagnetic interference (EMI). A nonconductive layer supports the emitter, the photodetector, and the ECATT layer within the sensor. At least a portion of the optical assembly is from a used bandage-type medical sensor, and at least a portion of the laminate assembly is new. | 1. A method of remanufacturing a used bandage-type medical sensor, comprising: obtaining the used bandage-type medical sensor;opening the used bandage-type medical sensor to expose a detector of the used bandage medical sensor;surrounding the detector with an electrically conductive adhesive transfer tape (ECATT) layer to shield the detector from electromagnetic interference (EMI);securing the ECATT layer to a nonconductive support layer;disposing the nonconductive support layer around the detector; andsecuring one or more new patient-contacting adhesive layers to the nonconductive support layer. 2. The method of claim 1, comprising securing the detector directly to a nonconductive adhesive layer to electrically insulate the detector from the ECATT layer. 3. The method of claim 1, comprising removing a metallic EMI shield from the detector prior to surrounding the detector with the ECATT layer. 4. The method of claim 1, wherein opening the used bandage medical sensor comprises opening one or more layers of the used bandage medical sensor to expose the detector. 5. The method of claim 4, comprising discarding the one or more layers of the used bandage medical sensor, wherein the ECATT layer and the nonconductive support layer are new. 6. The method of claim 5, wherein discarding the one or more layers of the used bandage medical sensor comprises isolating the detector, an emitter of the used bandage medical sensor, and a cable connected to the detector and the emitter from the rest of the used bandage-type medical sensor. 7. The method of claim 6, comprising: providing a nonconductive adhesive layer, the ECATT layer, the nonconductive support layer, and at least one of the one or more new patient-contacting adhesive layers as at least a portion of a laminate assembly;positioning the emitter, the detector, and a portion of the cable against the laminate assembly such that the detector is disposed over the ECATT layer; andfolding the laminate assembly over the emitter, the detector, and the portion of the cable to form a remanufactured sensor body. 8. The method of claim 4, wherein the nonconductive support layer is one of the one or more layers, and wherein disposing the nonconductive support layer around the detector comprises re-sealing the one or more layers. 9. The method of claim 1, comprising securing a cable termination of a cable attached to the detector to the ECATT layer. 10. The method of claim 1, comprising: detaching a used cable from the detector, the cable comprising a metallic EMI shield; andattaching a new cable to the detector, the new cable comprising a conductive jacketing having a conductive filler disposed within a polymer matrix, and wherein the conductive jacketing is configured to shield a wire of the cable from EMI. 11. The method of claim 1, wherein securing one or more new patient-contacting adhesive layers to the nonconductive support layer comprises: securing a first patient-contacting adhesive layer directly... | Covidien LP | H05K003/20
US08401617 | B2 | 2013-03-19 | EM tracking systems for use with ultrasound and other imaging modalities | 2011-11-28 | An EMT system for use in ultrasound and other imaging modality guided medical procedures. The system includes a tool set of various components to which EM sensors can be releasably secured. Thus, the sensors can be reused, notwithstanding the disposal of other components of the tool set. Various components of the tool set include keying elements to facilitate their registration to the anatomy of the patient undergoing the procedure via the EM sensors. | 1. A device for releasable mounting on an elongated, linear medical instrument, used in an ultrasound-guided procedure on a patient, the procedure being carried out by an ultrasound transducer to enable the position of the instrument to be tracked with respect to a patient by an EMT system, said device comprising a housing and an EM sensor, said housing being arranged to be releasably mounted on a first member that is coupled to the ultrasound transducer, the first member including a first keying element, said housing releasably mounting said sensor directly thereon and being directly releasably securable to the instrument at various positions along the length of the instrument, said housing comprising a first keying element, one of the first keying element of the first member and said first keying element of said housing being arranged to be releasably received within the other of the first keying element of the first member and said first keying element of said housing to enable the EMT system to register said sensor with respect to the ultrasound transducer. 2. The device of claim 1 wherein said housing is arranged to releasably frictionally engage the instrument at various positions along the length of the instrument. 3. The device of claim 1 wherein said first member comprises a bracket. 4. The device of claim 3 wherein the elongated linear instrument includes a distal end portion and wherein the bracket includes a second keying element, the second keying element being arranged to receive the distal end portion of the instrument to enable the EMT system to register the distal end of the instrument with respect to said sensor. 5. The device of claim 1 wherein said first member comprises a needle guide. 6. The device of claim 5 wherein the elongated linear instrument includes a distal end portion and wherein the needle guide includes a second keying element, the second keying element being arranged to receive the distal end portion of the instrument to enable the EMT system to register the distal end of the instrument with respect to said sensor. 7. The device of claim 1 wherein the EMT system includes a passive marker adapted to be releasably secured to the skin of the patient, said passive marker including a keying element, said keying element of said housing being arranged to mate with the keying element of the marker. 8. A device for use with an ultrasound transducer to releasably mount a sensor of a location sensing system on the transducer, the sensor having a body including an opposed pair of wall portions, said device comprising a member arranged to be releasably mounted on the transducer and including a cavity therein, said cavity having a pair of spaced-apart side walls, said device and the sensor being arranged to be releasably coupled together via a concave recess and a mating shaped convex surface to enable the sensor to be oriented in a first position for insertion between said spaced-apart side walls of said cavity to int... | CIVCO Medical Instruments Co., Inc. | A61B005/05 A61B008/14
US09483678 | B2 | 2016-11-01 | Listing instances of a body-insertable device being proximate to target regions of interest | 2011-09-16 | A described system includes a feature matching circuit that determines a correspondence between a present-location landmark subsurface feature of a body part of an individual patient and a candidate reference landmark subsurface feature of the individual patient body part. The present-location landmark subsurface feature has a first spatial relationship to a distal end portion of a body-insertable device deployed in the individual patient. The candidate reference landmark subsurface feature has a second spatial relationship to a particular selected target region of interest of at least two selected target regions of interest. An event data circuit generates data indicative of a proximity event that includes the distal end portion of a body-insertable device being proximate to the particular target region of interest. A list management circuit adds the proximity event to a proximity event list. A computer-readable media maintains informational data corresponding to the proximity event list. | 1. A system comprising: (a) a feature matching circuit configured to determine a substantial correspondence between (x) a present-location landmark subsurface feature of a cavity or lumen of an individual patient body part of an individual patient, the present-location landmark subsurface feature of the cavity or lumen including a subsurface vessel of the cavity or lumen, subsurface blood vessel of the cavity or lumen, subsurface vascular structure of the cavity or lumen, or a subsurface pattern presented by one or more blood vessel of the cavity or lumen of the individual patient body part, the cavity or lumen including an interior surface defining an interior thereof, and the present-location landmark subsurface feature is below the interior surface, the present-location landmark subsurface feature having a first spatial relationship to a distal end portion of a body-insertable device deployed in the individual patient, and(y) a candidate reference landmark subsurface feature of the cavity or lumen of the individual patient body part, the candidate reference landmark subsurface feature having a second spatial relationship to a particular selected target region of interest of the individual patient body part of at least two selected target regions of interest of the individual patient body part;(b) an event data circuit configured to generate data indicative of a proximity event, the proximity event including the distal end portion of the body-insertable device present at a location proximate to the particular selected target region of interest of the individual patient body part, the proximity event at least partially based on the determined substantial correspondence;(c) a list management circuit configured to add the proximity event to a proximity event list for the individual patient body part;(d) a non-transitory computer-readable media configured to maintain informational data corresponding to the proximity event list for the individual patient body part; and(e) a communication circuit configured to output the informational data. 2. The system of claim 1, wherein the feature matching circuit includes: a feature matching circuit configured to determine a substantial correspondence between (x) a present-location landmark subsurface feature of the cavity or lumen of the individual patient body part, the present-location landmark subsurface feature having a first spatial relationship to a distal end portion of a body-insertable device deployed in the cavity or lumen of the individual patient, and(y) a candidate reference landmark subsurface feature of the cavity or lumen of the individual patient body part, the candidate reference landmark subsurface feature having a second spatial relationship to a particular target region of interest of the cavity or lumen of the individual patient body part. 3. The system of claim 1, wherein the distal end portion of a body-insertable device deployed in the individual patient includes: an operative distal... | GEARBOX, LLC | H04N007/18 G06K009/00 G06T007/00 G06F019/00 A61B001/00 H04N001/00 A61B005/00 A61B008/08 G06K009/46 G06T005/00 A61B006/00
US09649051 | B2 | 2017-05-16 | Method and system for analyzing a patients respiratory activity and corresponding uses | 2011-04-28 | A method for analyzing the respiratory activity of a patient includes steps for acquiring at least one respiratory activity signal including at least one elementary signal corresponding to a respiratory cycle, the general form of which may be expressed by x(t)=x0+x1 cos(Φ(t)), wherein Φ(t) is the phase of the elementary signal, and for analyzing the respiratory activity signal. The analysis includes steps for extracting, from the respiratory activity signal, the elementary signal, for determining an expression of a phase equation;F⁡(Φ)=ⅆΦⅆt of the elementary signal and for determining an expression of the phase Φ(t) of the elementary signal as a function of parameters measuring the anharmonicity of the elementary signal and its morphology, from p cosn and p sinn functions defined by: ;p⁢⁢cosn⁡(t,r)=∑k=1∞⁢cos⁡(kt)⁢rkkn⁢⁢and⁢⁢p⁢⁢sinn⁡(t,r)=∑k=1∞⁢sin⁡(kt)⁢r⁢rkkn. | 1. A method of assisting the respiratory activity of a patient, comprising: placing a respiratory mask over the mouth and nose of the patient, wherein the respiratory mask comprises a pneumotachograph configured to measure flow rates of inhaled and exhaled air by the patient and to generate from the flow rates at least one respiratory activity signal comprising at least one elementary signal corresponding to a respiratory cycle, the general form of which may be expressed by x(t)=x0+x1 cos(Φ(t)), wherein t is time, Φ(t) is the phase of said elementary signal, x0 and x1 are coefficients;determining respiratory activity of the patient by performing an analysis of said respiratory activity signal, wherein the analysis of said respiratory activity signal comprises the following steps: extracting, from said respiratory activity signal, said elementary signal;determining an expression of a phase equationF⁡(Φ)=ⅆΦⅆt of said elementary signal; anddetermining an expression of the phase Φ(t) of said elementary signal as a function of parameters measuring an anharmonicity of said elementary signal and its morphology, from p cosn and p sinn functions defined by:p⁢⁢cosn⁡(t,r)=∑k=1∞⁢⁢cos⁡(kt)⁢rkknandp⁢⁢sinn⁡(t,r)=∑k=1∞⁢⁢sin⁡(kt)⁢rkkn.wherein r is an anharmonicity parameter measuring the degree of anharmonicity of the signal, the limit r=0 corresponding to a harmonic signal, the limit r=1 to an infinitely anharmonic signal, and k and n are integers; and controlling respiration of the patient based on the respiratory activity of the patient. 2. The method of assisting respiratory activity according to claim 1, wherein the phase equation is expressed as:ⅆΦⅆt=1+r2+2⁢r⁢⁢cos⁡(Φ)1-r2,wherein r, varying in [0,1], is a parameter measuring the anharmonicity of said elementary signal. 3. The method of assisting respiratory activity according to claim 2, wherein the elementary signal is expressed by two parameters r and Φ0, as: x(t)=x0+a1h sin(t,r)+b1h cos(t,r)wherein a1=x1 cos(Φ0), b1=−x1 sin(Φ0), and Φ0 is a phase origin, the h sin and h cos functions being defined by:h⁢⁢cos⁢:⁢⁢(t,r)→(1+r2)⁢cos⁡(t)+2⁢r1+r2-2⁢r⁢⁢cos⁡(t)andh⁢⁢sin⁢:⁢⁢(t,r)→(1-r2)⁢sin⁡(t)1+r2-2⁢r⁢⁢cos⁡(t). 4. The method of assisting respiratory activity according to claim 1, wherein the phase equation is expressed as:F⁡(Φ)=P⁡(Φ)Q⁡(Φ),wherein P(Φ) and Q(Φ) are trigonometric polynomials. 5. The method of assisting respiratory activity according to claim 4, wherein the expression of the phase Φ(t) is determined as:t⁡(Φ)=Φ+∑k=1n⁢⁢ak⁢p⁢⁢sin1⁡(Φ-pk,rk)-bk⁢p⁢⁢cos1⁡(Φ-pk,rk)wherein the p sin1 and p cos1 functions are defined by:p⁢⁢cos1⁡(t,r)=∑k=1∞⁢⁢cos⁡(kt)⁢rkkandp⁢⁢sin1⁡(t,r)=∑k=1∞⁢⁢sin⁡(kt)⁢rkk. | CENTRE NATIONAL DE LA RECHERCHE SCIENTIFIQUE (C.N.R.S) | A61B005/08 A61B005/087 A61B005/00 A61M016/00 A61M016/06 G06F017/14
US09675808 | B2 | 2017-06-13 | Battery and capacitor arrangement for an implantable medical device | 2011-09-27 | An implantable medical device includes a housing forming an internal cavity, the housing defining a profile with a height and a width and further defining a thickness perpendicular to its profile. The thickness of the housing is shorter than both the height and the width of the profile of the housing. The implantable medical device further includes at least one battery within the internal cavity, at least one capacitor adjacent the battery within the internal cavity, the capacitor and the battery being located along a common plane within the internal cavity, and circuitry within the internal cavity. The circuitry extends over both the battery and the capacitor within the internal cavity such that the circuitry is in a stacked arrangement relative to the battery and the capacitor. | 1. An implantable medical device comprising: a housing forming an internal cavity, the housing defining a profile with a height and a width and further defining a thickness perpendicular to its profile, wherein the thickness of the housing is shorter than both the height and the width of the profile of the housing;at least one battery within the internal cavity;at least one capacitor adjacent the battery within the internal cavity, the capacitor and the battery being located along the same plane within the internal cavity; andhybrid integrated circuitry within the internal cavity, wherein the hybrid integrated circuitry comprises a module configured to at least one of generate an electrical stimulation therapy for delivery to a patient or monitor a physiological parameter of the patient, wherein the hybrid integrated circuitry comprises a processor mounted on the hybrid integrated circuit configured to control the module, and wherein the hybrid integrated circuitry extends over both the battery and the capacitor within the internal cavity such that the hybrid integrated circuitry is in a stacked arrangement along the thickness of the housing relative to the battery and the capacitor. 2. The implantable medical device of claim 1, further comprising: electrical feedthroughs extending through the housing; anda header assembly including one or more electrical connectors electrically coupled to the circuitry within the internal cavity via the feedthroughs. 3. The implantable medical device of claim 2, wherein the header assembly is a lead connector assembly. 4. The implantable medical device of claim 1, wherein components of the circuitry within internal cavity are located on only a single side of a substrate of the circuitry and opposite the battery and the capacitor relative to the substrate. 5. The implantable medical device of claim 1, wherein components of the circuitry within internal cavity are located on two opposing sides of a substrate of the circuitry. 6. The implantable medical device of claim 1, wherein the housing comprises: a first portion with a clamshell shape that substantially conforms to the profile of components within the housing, the components including the battery, the capacitor and the circuitry; anda second portion that combines with the first portion to form the internal cavity of the housing. 7. The implantable medical device of claim 1, wherein the housing forms opposing sides that extend in planes parallel to the height and the width of the housing, wherein the opposing sides include substantially flat surfaces towards the center of the profile of the housing. 8. The implantable medical device of claim 7, wherein the housing further forms a rounded outer edge at where at least one of the opposing sides meets a wall that extends in a direction parallel to the thickness of the housing. 9. The implantable medical device of claim 7, wherein the housing further forms: a first rounded outer edge at where a first one of... | Medtronic, Inc. | A61N001/375
US20130066217 | A1 | 2013-03-14 | SPHYGMOMANOMETER | 2012-08-22 | A main body of a sphygmomanometer includes an air duct having an end connected to a tube extending from the cuff and another end connected to the inflation bulb. The main body also includes a pressure sensor that measures a pressure in the air duct, a display unit, a controller that controls display operation of the display unit in accordance with a measurement obtained using the pressure sensor, and a determination button. In the sphygmomanometer, the cuff, the tube, the air duct and the inflation bulb communicate with one another so as to have a uniform inner pressure, and the controller causes the pressure value measured when the determination button is pressed to be continuously displayed in the display unit. | 1. A sphygmomanometer comprising: a main body;a cuff; andan inflation bulb,wherein the main body includes an air duct having an end connected to a tube extending from the cuff and another end connected to the inflation bulb,a pressure sensor that measures a pressure in the air duct, a display unit,a controller that controls display operation of the display unit in accordance with a measurement obtained using the pressure sensor, anda determination button,wherein, the cuff, the tube, the air duct and the inflation bulb communicate with one another so as to have a substantially uniform inner pressure, andwherein the controller causes the display unit to continuously display the pressure in the air duct measured when the determination button is pressed. 2. The sphygmomanometer according to claim 1, wherein the display unit includes a systolic blood pressure display and a diastolic blood pressure display,wherein the pressure in the air duct measured when the determination button is pressed for the first time during a process of decreasing the pressure in the air duct is continuously displayed as the systolic blood pressure,wherein the pressure in the air duct measured when the determination button is pressed for the second time is continuously displayed as the diastolic blood pressure, andwherein operations of the display unit to display the systolic blood pressure and the diastolic blood pressure are controlled by the controller. 3. The sphygmomanometer according to claim 2, wherein the controller causes the systolic blood pressure display to be reset when the pressure in the air duct is increased due to repressurization after the systolic blood pressure has been displayed, andwherein the pressure in the air duct measured when the determination button is pressed after the systolic blood pressure display has been reset is continuously displayed as the systolic blood pressure. 4. The sphygmomanometer according to claim 3, wherein the controller causes the diastolic blood pressure display to be reset when the pressure in the air duct is increased up to be equal to or smaller than the pressure displayed in the systolic blood pressure display due to repressurization after the diastolic blood pressure has been displayed, andwherein the pressure in the air duct measured when the determination button is pressed after the diastolic blood pressure display has been reset is continuously displayed as the diastolic blood pressure. 5. The sphygmomanometer according to claim 4, wherein the controller causes the systolic blood pressure display and the diastolic blood pressure display to be reset when the pressure in the air duct is increased up to be greater than the pressure displayed in the systolic blood pressure display due to repressurization after the diastolic blood pressure has been displayed, andwherein the pressure in the air duct measured when the determination button is pressed after the systolic blood pressure display and the diastolic blood pressu... | - | A61B005/022
US20130072763 | A1 | 2013-03-21 | Mobile Monitoring Device for Monitoring Physical Characteristics of a Subject | 2012-09-14 | A mobile monitoring device (MMD) for monitoring physical characteristics of a subject, including a casing; an attaching mechanism for releasably attaching the MMD to a garment worn by the subject; a control unit enabling to control and execute operations of the MMD and identify breathing related alarming situations; a sensor element enabling to sense breathing related characteristics of the subject by converting physical vibrations into electric signals; an alarm output device for enabling to operate at least one alarm in case alarm breathing related situation is identified; and an arm extending from the casing. The arm allows abutting the body of the subject at a first proximal end thereof and the sensor element at a second distal end thereof when the device is worn by the subject, thereby allows mechanically transmitting physical movements thereof caused by movements of the subject body to the sensor element thereby mechanically leveraging the movement. | 1. A mobile monitoring device for monitoring physical characteristics of a subject, said mobile monitoring device comprises: i) a casing;ii) an attaching mechanism, connected to said casing, for releasably attaching said mobile monitoring device to a garment worn by the subject;iii) a control unit enabling to control and execute operations of said mobile monitoring device and identifying breathing related alarming situations;iv) at least one sensor element enabling to sense breathing related characteristics of the subject by converting physical vibrations into electric signals, said sensor element is operatively connected to said control unit;v) an alarm output device for enabling to operate at least one alarm in case a breathing related alarming situation is identified; andvi) at least one arm extending from said casing, said arm allows abutting a body portion of the subject at a first proximal end thereof and said sensor element at a second distal end thereof,wherein said sensor element is located within said casing, said arm mechanically connects to said sensor element to allow mechanically transmitting physical movements of said arm caused by movements of the subject body to said sensor element thereby mechanically leveraging said movement. 2. The mobile monitoring device according to claim 1, wherein said arm comprises a first arm portion and a second arm portion connected thereto, said first arm portion is made from a flexible material, wherein said first arm portion is position angularly to said second arm portion to allow comfortable abutting of the subject's body while wearing said mobile monitoring device. 3. The mobile monitoring device according to claim 2, wherein said arm further comprises a third arm portion pivotally connected to said second arm portion. 4. The mobile monitoring device according to claim 3, wherein said third arm portion pivotally connects to said second arm portion via a hinge or is integrally connected thereto and is made from a flexible material allowing movement of said third arm portion in relation to said second arm portion thereby. 5. The mobile monitoring device according to claim 3, wherein said third arm portion is longer than the overall length of said first and second arm portions combined. 6. The mobile monitoring device according to claim 3, wherein a coiled spring connects to said third arm portion at one end and to said second arm portion at another end. 7. The mobile monitoring device according to claim 1, wherein said sensor element comprises a piezoelectric transducer enabling to convert mechanical force applied upon a surface thereof by said second distal end of said arm into an electric signal. 8. The mobile monitoring device according to claim 1, wherein said attaching mechanism comprises a clip for releasably attaching said mobile monitoring device to said garment. 9. The mobile monitoring device according to claim 1 further comprising at least one speaker for outputting sound alarms... | - | A61B005/08 A61B005/01 A61B005/113
US08412313 | B2 | 2013-04-02 | ECG data acquisition device | 2011-11-10 | An apparatus for generating ECG recordings and a method for using the same are disclosed. The apparatus includes a handheld device and a controller. The handheld device has first, second, third, and fourth electrodes on an outer surface of the handheld device. The controller records signals from the first, second, third, and fourth electrodes and generates an ECG recording from the signals. The controller also provides placement information regarding locations on a user's body that are to be brought into contact with the first, second, third, and fourth electrodes while the controller records the signals. The handheld device can include a cellular telephone or a PDA. The controller stores an exemplary normal ECG recording, and compares a newly generated ECG recording with the stored ECG recording and generates an indication that indicates whether the newly generated ECG recording is consistent with the stored ECG recording. | 1. An apparatus comprising: a handheld device having first, second, third, and fourth electrodes on an outer surface of said handheld device; anda controller configured to measure signals between said electrodes and to generate an ECG recording selected from the group consisting of standard lead traces and precordial traces when said first and second electrodes contact a first hand of a patient such that said first and second electrodes contact different locations on said first hand, said third electrode being in contact with a location on said patient's other hand and said fourth electrode contacts a point on said patient's body chosen from the group consisting of said patient's lower abdomen, one of said patient's legs, and a precordial measurement point on said patient, said point depending on said ECG recording. 2. The apparatus of claim 1 wherein said handheld device comprises a cellular telephone or a PDA. 3. The apparatus of claim 1 further comprising a port configured to accept a plug and four ECG leads, said controller being configured to utilize said four ECG leads in combination with said fourth electrode to measure a conventional ECG recording when said plug is inserted in said port, said four ECG leads being different from said first, second, third, and fourth electrodes. 4. The apparatus of claim 3 wherein said controller utilizes said four ECG leads and said fourth electrode to measure an ECG recording of one of said precordial traces. 5. The apparatus of claim 1 wherein said controller is configured to compare a newly generated ECG recording with a stored exemplary normal ECG recording and to generate an indication that indicates whether said newly generated ECG recording is consistent with said stored ECG recording. 6. The apparatus of claim 5 wherein said exemplary normal ECG recording comprises a previously recorded ECG recording. 7. The apparatus of claim 5 wherein said exemplary normal ECG recording comprises an average of a plurality of previously recorded ECG recordings. 8. The apparatus of claim 5 wherein said apparatus further comprises a communication device configured to send and receive messages from an external facility and wherein said controller is configured to communicate said newly recorded ECG recording to said external facility if said indication indicates that said newly generated ECG recording is inconsistent with said stored ECG recording. 9. The apparatus of claim 1 further comprising a microphone and speaker, wherein said controller is configured to communicate instructions to said user via said speaker and receives communications from said user via said microphone while said controller generates said ECG recording. 10. The apparatus of claim 1 further comprising a mode switch operable by a user of said apparatus to communicate which of a plurality of measurements are to be made next. 11. The apparatus of claim 1 further comprising a vibrator configured to cause said apparatus to vibrate when sai... | - | A61B005/0404
US09192757 | B2 | 2015-11-24 | Methods for forming an electrode device with reduced impedance | 2012-09-14 | Improved low-cost, highly reliable methods for increasing the electrochemical surface area of neural electrodes are described. A mono-layer of polymeric nanospheres is first deposited on a metallization supported on a dielectric substrate. The nanospheres self-assemble into generally repeating lattice forms with interstitial space between them. Then, the geometric surface area of the metallization material is increased by either selectively etching part-way into its depth at the interstitial space between adjacent nanospheres. Another technique is to deposit addition metallization material into the interstitial space. The result is undulation surface features provided on the exposed surface of the metallization. This helps improve the electrochemical surface area when the treated metallizations are fabricated into electrodes. | 1. A neural interface system, which comprises: a) a substrate;b) at least one first electrically conductive metallization extending from a first metallization lower surface supported on the substrate to a first metallization upper surface, wherein the first metallization lower and upper surfaces are spaced from each other by a first perimeter providing a first metallization height; andc) at least one second electrically conductive metallization different than the first metallization, the second metallization extending from a second metallization lower surface supported on the first metallization upper surface to a second metallization upper surface, wherein the second metallization lower and upper surfaces are spaced from each other by a second perimeter providing a second metallization height,d) wherein the first metallization has a first cross-sectional width at spaced locations where its first upper surface meets the first perimeter, and the second metallization has a second cross-sectional width at spaced locations where its second lower surface meets the second perimeter, and wherein the first width of the first metallization is greater than the second width of the second metallization to thereby provide an exposed portion of the first metallization upper surface adjacent to the second perimeter of the second metallization, ande) wherein the substrate supporting the first and second metallizations is configured as an electrode contactable with body tissue. 2. The neural interface system of claim 1 wherein the substrate is of a dielectric material selected from the group consisting of parylene, polyimide, silicone, silicon carbide, and silicon. 3. The neural interface system of claim 1 wherein the at least one second metallization comprises gold and the at least one first metallization is of a material selected from the group consisting of platinum, iridium, platinum/iridium alloy, iridium oxide, and titanium nitride. 4. The neural interface system of claim 1 wherein the first width of the first metallization ranges from 0.25 micron to 20 microns. 5. The neural interface system of claim 1 wherein there are at least two second metallizations supported on the first metallization and wherein the second metallizations do not contact each other to thereby provide at least one recess between the second metallizations. 6. The neural interface system of claim 5 wherein the at least one recess extends from 50% to 90% into the first height of the first metallization from the first upper surface thereof. 7. The neural interface system of claim 5 wherein there are at least two second metallizations supporting respective third metallizations supported on the first metallization and wherein the second and third metallizations do not contact each other to thereby provide at least one recess between the second and third metallizations. 8. The neural interface system of claim 1 wherein there are a plurality of upstanding second metallizations supported... | Greatbatch Ltd. | A61B005/04 A61N001/05 A61N001/36
US08827916 | B2 | 2014-09-09 | Electronic device and pulse rate calculating method | 2012-12-14 | In an electronic device, a pulse rate measuring unit measures user's pulse rate. For example, the pulse rate measuring unit obtains a change in blood flow from a light passing through a user's fingertip, and measures user's current pulse rate based on it. A pulse rate memory unit has previously stored user's previous pulse rate. A pulse rate calculator calculates the user's pulse rate while changing a ratio of the user's current pulse rate measured by the pulse rate measuring unit to the user's previous pulse rate previously stored in the pulse rate memory unit after starting to measure the user's pulse rate. The user's pulse rate calculated by the pulse rate calculator is displayed as the user's pulse rate on a display unit. | 1. A non-transitory computer-readable recording medium storing a pulse rate calculating program for displaying a user's pulse rate, the pulse rate calculating program causing a computer to perform as: a pulse rate measuring unit which measures the user's current pulse rate;a pulse rate memory unit which stores the user's previous pulse rate; anda pulse rate calculator which calculates the user's pulse rate by calculating a weighted mean while changing a weighted ratio of both a first weight afforded to the user's current pulse rate measured by the pulse rate measuring unit and a second weight afforded to the user's previous pulse rate stored in the pulse rate memory unit;wherein the pulse rate calculator calculates the user's pulse rate by setting the second weight higher than the first weight at the time of starting the rate calculation and then by gradually increasing the first weight over time, andwherein the pulse rate calculator outputs the calculated user's current pulse rate as the user's pulse rate when a predetermined period of time passes after starting the measurement. | Fujitsu Limited | A61B005/02 A61B005/22 A61B005/024 A61B005/0255
US20130066234 | A1 | 2013-03-14 | VESSEL FOR BLOOD SAMPLING | 2012-04-13 | The present invention relates to a vessel for withdrawing blood, the vessel containing a solution which comprises a guanidinium salt, a buffer substance, a reducing agent, and/or a detergent as components. The vessel is particularly suited for withdrawing blood which is to be analyzed with respect to nucleic acids. | 1-160. (canceled) 161. A blood withdrawing vessel comprising an evacuated chamber which is provided for receiving withdrawn blood containing a nucleic acid-stabilizing aqueous solution for stabilizing nucleic acids for quantitative analysis in withdrawn blood directly upon contact with the solution,wherein the solution comprises the following components:a guanidinium salt in a concentration of 1 to 8.0 M;a buffer substance in a concentration of 10 to 300 mM; anda detergent. 162. The vessel according to claim 161, characterized in that the guanidinium salt is selected from guanidinium thiocyanate and guanidinium chloride. 163. The vessel according to claim 161, characterized in that the guanidinium salt is present in a concentration of 2.5 to 8.0 M. 164. The vessel according to claim 161, characterized in that the buffer substance is selected from Tris, HEPES, MOPS, citrate and phosphate buffer. 165. The vessel according to claim 161, characterized in that the detergent is selected from Triton-X-100, NP-40, polydocanol and Tween 20. 166. The vessel according to claim 161, characterized in that the pH of the solution is between 4.0 and 7.5. 167. The vessel according to claim 161, characterized in that it contains withdrawn blood. 168. A method of withdrawing blood, comprising the step of directly introducing the blood into a vessel according to claim 161. 169. The method according to claim 168, characterized in that an amount of blood is withdrawn that is 0.1 to 4 times the volume of the solution in the vessel. 170. The method according to claim 169, characterized in that the concentration of the guanidinium salt after the blood is introduced is between 1.0 M and 5 M. 171. A method for quantitatively stabilizing nucleic acids from blood, comprising the step of introducing blood into a vessel according to claim 161 and, optionally, isolating the nucleic acids with conventional methods. 172. The method according to claim 170, characterized in that the pH of the resultant mixture of the solution and blood is between 5.0 and 7.6. 173. The method according to claim 172, characterized in that the concentration of the guanidinium salt, after blood is introduced, is between 1.5 and 5 M. 174. A vessel comprising an interior, the interior comprising an aqueous solution that comprises a guanidinium salt, a buffer and a detergent, wherein the interior is evacuated, and wherein the aqueous solution is capable of lysing blood cells and stabilizing nucleic acids for quantitative analysis. 175. The vessel of claim 174, wherein the vessel comprises a tube having an open end sealed by a septum. 176. The vessel of claim 174, wherein the evacuation is effective for drawing a specific volume of a fluid sample into the interior. 177. The vessel of claim 174, wherein the guanidinium salt, the buffer and the detergent are present in amounts effective to provide cell lysis and stabilization of nucleic acids in a fluid sample by inactivation of nucleases. ... | PreAnalytiX GmbH | A61B005/15
US20130085353 | A1 | 2013-04-04 | OPTICAL BACKSCATTERING DIAGNOSTICS | 2011-04-06 | A system for non-invasive measurement of parameters relating to a biological tissue comprising: a plurality of light sources, each operable to emit a light signal with one or more predetermined wavelengths; a light detector for detecting light from the tissue as a result of illumination by the sources, and means for applying modulation functions to the light emitted to implement code division multiplexing, each source being associated with a different function, wherein the functions are selected so that there is substantially no cross correlation between them, and wherein the sources have overlapping spectra. | 1. A system for non-invasive measurement of parameters relating to a biological tissue, the system comprising: a plurality of light sources, each operable to emit a light signal with one or more predetermined wavelengths; anda light detector for detecting light signals from the biological tissue as a result of illumination by the light sources, and means for applying modulation functions to the emitted light signal to implement code division multiplexing, each light source being associated with a different function, wherein the functions are selected so that there is substantially no cross correlation between the functions, and wherein the light sources have overlapping spectra. 2. A system as claimed in claim 1 comprising demultiplexing means for determining a contribution of each of the light sources to the light signal detected by the light detector. 3. A system as claimed in claim 1, wherein the modulation functions includes using one or more Hadamard or reduced-Hadamard (Simplex) code sequences. 4. A system as claimed in claim 1, wherein the parameter is an oxygenation of the biological tissue. 5. A system as claimed in claim 1, wherein light signals from the biological tissue is one or more of transmitted light; reflected light; backscattered light; fluorescence spectroscopy; or Raman emission. 6. A system as claimed in claim 1, wherein the light signal from the light sources is in an infrared region. 7. A system as claimed in claim 1, wherein each light source has a wavelength bandwidth in a range of 10-140 nm. 8. A system as claimed in claim 7, wherein each light source has a wavelength bandwidth in a the range of 20-100 nm. 9. A system as claimed in claim 1, wherein each light source has a wavelength bandwidth of more than 100 nm. 10. A tool for non-invasive measurement of parameters relating to a biological tissue comprising: a proximal or handle end that includes a plurality of light sources, each operable to emit a light signal with one or more predetermined wavelengths and a light detector for detecting light signals from the biological tissue as a result of illumination by the light sources; anda distal end, wherein at least one optical fiber extends between each light source and the distal end for allowing transmission of light from each light source to the distal end and into the biological tissue, and at least one optical fiber extends between the light detector and the distal end to capture light that has passed through the tissue. 11. A tool as claimed in claim 10 that has gripping portions for gripping biological tissue. 12. A tool as claimed in claim 11, wherein the plurality of light sources and the light detector are positioned to direct light into or receive light from one or more gripping faces of the gripping portions. | UNIVERSITY COURT OF THE UNIVERSITY OF ST ANDREWS | A61B005/1455 A61B005/00
US09008761 | B2 | 2015-04-14 | Two-wrist data gathering system | 2012-11-06 | Sensing is carried out from locations considerably removed from the stomach. Cooperating sensor electronics are placed at each of two wrists of the patient. The potential discomfort and inconvenience of an abdominal patch are reduced or eliminated, and alternative power sources become available. | 1. A data gathering method carried out with respect to a first device and a second device, each of the first device and the second device comprising a respective electrical signal detector having respective first and second electrodes, the method comprising the steps of: placing a first device upon a first limb of a living body, the first device juxtaposed with said first limb, the first electrode of the first device juxtaposed with said first limb, the second electrode of the first device more distant from the first limb than the first electrode;placing a second device upon a second limb of a body, the second device juxtaposed with said second limb, the second limb being a limb other than the first limb, the first electrode of the first device juxtaposed with said second limb, the second electrode of the second device more distant from the second limb than the first electrode;at the first device, measuring electrical signals at the respective signal detector differentially between the respective first and second electrodes, yielding a first data stream indicative thereof;at the second device, measuring electrical signals at the respective signal detector differentially between the respective first and second electrodes, yielding a second data stream indicative thereof; andanalyzing the first data stream and the second data stream together, thereby deriving information of interest about the body. 2. The method of claim 1 wherein the analyzing step further comprises synchronizing the first data stream to the second data stream by aligning common-mode events therein. 3. The method of claim 1 wherein the analyzing step is carried out at equipment separate from the first device and separate from the second device, the method further comprising the steps of: communicating the first data stream from the first device to the equipment, andcommunicating the second data stream from the second device to the equipment. 4. The method of claim 1 further characterized in that the first limb is a first arm of the body, and the second limb is a second arm of the body, and wherein the juxtaposing of the first device comprises juxtaposing the device with a wrist of the first limb, and wherein the juxtaposing of the second device comprises juxtaposing the device with a wrist of the second limb. 5. The method of claim 1 wherein the analyzing step comprises detecting a signal emitted by an ingestible device ingested by the body. 6. The method of claim 1 wherein the first device has a rechargeable energy storage, the method further comprising the step of moving the first limb, and converting movement of the first limb into electrical energy, said electrical energy recharging the rechargeable energy storage. 7. The method of claim 6 further comprising the steps of: inferring a level of physical activity of the body from the converted electrical energy, andcommunicating the inferred level of physical activity external to the first device and external to the second ... | Proteus Digital Health, Inc. | A61B005/0408 H04B013/00 A61B005/06 A61B005/00 A61J007/04 G06F019/00 A61K009/20 A61B005/07
US09009016 | B2 | 2015-04-14 | NMR measurement of contrast medium concentrations | 2012-10-15 | A method for measuring the cerebral perfusion of a living organism (1) by means of magnetic resonance (=“MR”) imaging proposes acquisition of further MR signals in a slice (5) that is pervaded by an artery that supplies the blood to the brain in order to determine the temporal progression of the concentration of the contrast medium during the bolus passage in the artery. During acquisition of the further MR signals, a magnetic field gradient is applied in such a way that projection images of the slice are generated. In each time interval between the excitations of the further MR signals, at least one radio-frequency (=“RF”) pulse is irradiated that causes saturation of the nuclear spin magnetization in the slice. This enables simultaneous measurement of the contrast medium flow in the vessels supplying the brain and the brain tissue within the same sequence with an adapted dynamic range. | 1. A method for measuring the cerebral perfusion in a brain of a living organism by means of magnetic resonance (=“MR”) imaging, the method comprising the steps of: a) measuring a change in an MR signal during passage of a contrast medium bolus in a measurement volume in the brain of the living organism;b) acquiring, in a slice that is pervaded by an artery that supplies blood to the brain, further MR signals to determine a temporal progression of a concentration of the contrast medium during the bolus passage in the artery;c) applying, during step b), a magnetic field gradient in such a way that projection images of the slice are generated; andd) irradiating, in each time interval between excitations of the further MR signals, at least one radio-frequency (=“RF”) pulse that causes saturation of nuclear spin magnetization in the slice. 2. The method of claim 1, wherein an artificial position shift of an artery position in a projection of images of the slice compared with an actual position of the artery, which is caused by a change in a Larmor frequency of proton spins in the blood due to the contrast medium, is used for determination of the concentration of the contrast medium during bolus passage in the artery. 3. The method of claim 2, wherein the determination of the concentration of the contrast medium is quantitative. 4. The method of claim 1, wherein a change in amplitudes and/or phases of the further MR signals, which is caused by a change in relaxation times of proton spins in the blood due to the contrast medium, is used for determination of the concentration of the contrast medium during the bolus passage in the artery. 5. The method of claim 4, wherein the determination of the concentration of the contrast medium is quantitative. 6. The method of claim 1, wherein a saturation of nuclear spin magnetization in the slice is caused by irradiation of an inversion pulse in such a way that nuclear spin magnetization in the slice is located at a passage through zero on a next following excitation of further MR signals. 7. The method of claim 1, wherein a saturation of nuclear spin magnetization in the slice is caused by irradiation of one or more RF pulses shortly prior to excitation of the further MR signals. 8. The method of claim 1, wherein a magnetic field gradient is applied after each excitation and before each acquisition of the further MR signals which dephases nuclear spin magnetization of the slice. 9. The method of claim 1, wherein the further MR signals from the slice are acquired with a repetition time TR&lt;200 ms. 10. The method of claim 9, wherein TR=100 ms. 11. The method of claim 1, wherein the further MR signals from the slice are acquired with a gradient echo time TE&lt;4 ms. 12. The method of claim 1, wherein a change in the MR signal during passage of the contrast medium bolus is determined in the brain both with a gradient echo and with a spin echo, wherein the spin echo is caused by refocusing nuclear spins ... | Universitaetsklinikum Freiburg | G06G007/48 G01R033/563 G01R033/48 G01R033/56
US08401624 | B2 | 2013-03-19 | ECG signal analysis tool | 2008-12-03 | A computer-implemented method for analyzing a physiological signal includes selecting a first time interval containing a pattern of interest in a recording of the physiological signal. Respective values of a characteristic of the physiological signal are computed in a plurality of time segments within the first time interval. The computed values are concatenated to form a signature of the pattern of interest. A further occurrence of the pattern of interest is identified in the physiological signal during a second time interval by matching the signal in the second time interval to the signature. | 1. A computer-implemented method for analyzing a physiological signal, comprising: selecting a first time interval containing a pattern of interest in a recording of the physiological signal;computing respective values of a characteristic of the physiological signal using respective characters in a plurality of time segments within the first time interval such that each segment is represented by a character, wherein each character represents an increase in the physiological signal or a decrease in the physiological signal for each segment in the plurality of time segments;concatenating the computed values to form a signature of the pattern of interest by augmenting the characters to form a string; andidentifying a further occurrence of the pattern of interest in the physiological signal during a second time interval by matching the signal in the second time interval to the signature. 2. The method according to claim 1, wherein the physiological signal comprises an electrocardiogram. 3. The method according to claim 1, wherein computing the values of the characteristic comprises determining respective increase/decrease flags indicating one of an increase and a decrease of the physiological signal in each of the time segments. 4. The method according to claim 1, wherein matching the signal in the second time interval to the signature comprises representing the signal in the second time interval using a character sequence and finding an occurrence of the string in the character sequence. 5. The method according to claim 1, wherein computing the values of the characteristic comprises representing the values using respective bit values, and wherein concatenating the values to form the signature comprises augmenting the bit values to form a binary word. 6. The method according to claim 1, wherein computing the values of the characteristic comprises calculating a scaling parameter of the signal in the first time interval, and wherein matching the signal in the second time interval to the signature comprises scaling the signal in the second time interval responsively to the scaling parameter to match the signal in the first time interval. 7. The method according to claim 6, wherein the scaling parameter comprises a mean amplitude of the signal in the first time interval. 8. The method according to claim 6, wherein calculating the scaling parameter comprises identifying a first dominant frequency in a first spectrum of the signal in the first time interval, and wherein scaling the signal in the second time interval comprises identifying a second dominant frequency in a second spectrum of the signal in the second time interval and scaling the second spectrum so that the second dominant frequency matches the first dominant frequency. 9. The method according to claim 1, wherein identifying the further occurrence comprises displaying the physiological signal to an operator, and marking the further occurrence on the displayed signal. 10. The method ac... | Biosense Webster, Inc. | A61B005/04 A61B005/02
US08430821 | B2 | 2013-04-30 | Blood pressure measuring apparatus | 2010-07-27 | A blood pressure measuring apparatus includes a cuff member (2) which can be attached to and detached from a blood pressure measurement portion, and a cuff main body (1) including a compression air bladder (8) for pressing the blood pressure measurement portion, a sub air bladder (7), and a pulse wave detection air bladder (5). After pressurization is performed by compression air bladder pressurizing/depressurizing means (22, 23) and sub air bladder pressurizing/depressurizing means (27, 26), depressurization is controlled at the same depressurization rate, thereby reducing the cuff-edge effect and obtaining a pulse wave signal. | 1. A blood pressure measuring apparatus comprising: a cuff member configured to be attached to and detached from a blood pressure measurement portion;a cuff main body including a compression air bladder which is formed on a side of said cuff member, which is in contact with the blood pressure measurement portion, and presses the blood pressure measurement portion,a sub air bladder which is formed on a side of said compression air bladder, which is in contact with the blood pressure measurement portion, and presses a heart side of the blood pressure measurement portion, anda pulse wave detection air bladder which is formed on the side of said compression air bladder, which is in contact with the blood pressure measurement portion, and detects a pulse wave downstream of a central portion of the blood pressure measurement portion;a compression air bladder pressurizing/depressurizing unit configured to pressurize/depressurize said compression air bladder and said pulse wave detection air bladder;a sub air bladder pressurizing/depressurizing unit configured to pressurize/depressurize said sub air bladder;a cuff pressure detecting unit configured to obtain a cuff pressure signal from said pulse wave detection air bladder;a sub air bladder pressure detecting unit configured to obtain a sub air bladder pressure signal from said sub air bladder;a pulse wave detecting unit configured to detect a pulse wave superposed on the cuff pressure signal, and obtaining a pulse wave signal;a blood pressure determining unit configured to determine a blood pressure value based on the cuff pressure signal and the pulse wave signal;a blood pressure display unit configured to display the blood pressure value;a first tube connected between said pulse wave detection air bladder and said cuff pressure detecting unit;a second tube connected between said compression air bladder and said compression air bladder pressurizing/depressurizing unit, and connected to said cuff pressure detecting unit via a fluid resistance;a third tube connected between said sub air bladder and said sub air bladder pressurizing/depressurizing unit, and connected to said sub air bladder and said sub air bladder pressurizing/depressurizing unit; anda control unit configured to control, after said compression air bladder and said sub air bladder are pressurized by said compression air bladder pressurizing/depressurizing unit and said sub air bladder pressurizing/depressurizing unit, said compression air bladder pressurizing/depressurizing unit and said sub air bladder pressurizing/depressurizing unit so as to depressurize said compression air bladder and said sub air bladder at the same depressurization rate, and obtain the pulse wave signal. 2. The blood pressure measuring apparatus according to claim 1, wherein said control unit performs control of: pressurizing said sub air bladder to a prescribed pressure by said sub air bladder pressurizing/depressurizing unit, and then stopping the pressurization... | Terumo Kabushiki Kaisha | A61B005/02
US08417307 | B2 | 2013-04-09 | Blood oximeter | 2008-09-24 | The invention relates to a blood oximeter for measuring the oxygenation and at least one other parameter of flowing blood in living tissue. According to the invention, the blood oximeter comprises two lightsources (2, 3) emitting light of different wavelengths into tissue, and preferably a light detector (4) for detecting a transmitted and/or reflected part of the light emitted into the tissue, wherein at least one of the light sources is a laser with a laser cavity emitting a laser beam, the laser being adapted to allow a part of the laser beam which is scattered by the tissue to re-enter into the laser cavity, and wherein a laser beam sensor (7, 8) for measuring the light emitted from the laser is provided, the laser beam sensor (7, 8), thus, obtaining a signal which varies in accordance with the self-mixing interferometric effect between the original laser beam and the scattered laser beam. Accordingly, such a blood oximeter is provided that performs well at low perfusion and which further allows for reliable measurements. | 1. A blood oximeter for measuring the oxygenation and at least one other parameter of flowing blood in living tissue, comprising: an infrared light source configured to emit light of infrared wavelengths into the tissue;a red laser with a laser cavity configured to emit a red laser beam into the tissue, the red laser being adapted to allow a part of the red laser beam which is scattered by the tissue to re-enter into the laser cavity;a red laser beam sensor for measuring the light emitted from the red laser, the red laser beam sensor outputting a signal which varies in accordance with the self-mixing interferometric effect between the red laser beam and the scattered red laser beam;a pulse oximetry photodiode configured to receive the infrared wavelength light from the infrared light source which has passed through the tissues and to receive the red laser beam which has passed through the tissue from the red laser; andone or more processing units which receives and processes output signals from the red laser beam sensor and the pulse oximetry photodiode to determine an arterial blood oxygen concentration and the at least one other parameter. 2. The blood oximeter according to claim 1, wherein the one or more processing units further process the received signals to determine a venous blood oxygen concentration. 3. The blood oximeter according to claim 1, further including: a lens disposed between the red laser and the tissue, the lens being configured to directly contact the illuminated tissue. 4. The blood oximeter according to claim 1, further including: a pulse controller which pulses the red laser in pulses of 20ms or less and switches the red laser off between pulses to conserve energy. 5. The blood oximeter according to claim 1, further including: a force actuator adapted to apply a force to the tissue; anda force controller which controls the force actuator to apply a time varying force to the tissue; andwherein the one or more processing units further determines blood pressure from the applied force and the received signals. 6. The blood oximeter according to claim 5, wherein the infrared light source is a laser and further including: an infrared laser beam sensor for measuring the light emitted from the infrared sensor and outputs a signal to the one or more processing units. 7. The blood oximeter according to claim 1, wherein the one or more processing units further determine both blood flow velocity and relative movement between the tissue and the red laser from the signals received from the laser beam sensor and the pulse oximetry photodiode. 8. A blood oximeter for measuring the oxygenation and blood pressure of flowing blood in living tissue, comprising: two light sources emitting light of different wavelengths into the tissue, at least one of the light sources being a laser with a laser cavity emitting a laser beam, the laser being configured to allow a part of the laser beam which is scattered by the tissue to re-enter into ... | Koninklijke Philips Electronics N.V. | A61B005/1455 A61B005/02
US08433391 | B2 | 2013-04-30 | Site marker | 2008-11-12 | A site marker and method of using a site marker are described and disclosed. The site marker comprises a bio-compatible and a plurality of elements, wherein the biocompatible material and at least one of the plurality of elements are imageable under different modalities. | 1. A site marker, comprising: a radiopaque element defining an outer shell of the site marker, wherein the outer shell defines a hollow cavity and is formed of a bio-compatible material that is not imageable using magnetic resonance imaging; anda plurality of marker elements disposed within the hollow cavity, wherein the marker elements are formed of a material that is imageable using magnetic resonance imaging, and wherein the marker elements move freely within the hollow cavity. 2. The site marker of claim 1, wherein the radiopaque element is comprised of a glass material. 3. The site marker of claim 1, wherein the plurality of marker elements are made of metal. 4. The site marker of claim 1, wherein the plurality of marker elements are made of ceramic. 5. The site marker of claim 1, wherein the plurality of marker elements are made of a non-metal material. 6. The site marker of claim 1, wherein the plurality of marker elements are uniformly shaped. 7. The site marker of claim 1, wherein the plurality of marker elements have a uniform composition. 8. The site marker of claim 1, wherein the plurality of marker elements are uniformly spaced along at least one dimension of the site marker. 9. The site marker of claim 1, wherein the site marker is imageable using magnetic resonance imaging and is compatible with a magnetic resonance spectroscopy spectrum. 10. The site marker of claim 1, wherein at least one of a number of the marker elements, a composition of the marker elements, a size of the marker elements, a shape of the marker elements, a spatial distribution of the plurality of marker elements, and a shape of the outer shell is selected based on a predetermined imaging procedure. | Suros Surgical Systems, Inc. | A61B005/05
US08425427 | B2 | 2013-04-23 | Pulse wave detection device, device control device, and pulse wave detection method | 2008-06-06 | A pulse wave detection device detects pulse wave data from a pulse wave obtained from a user. The pulse wave detection device includes: a pulse wave detection unit detecting the pulse wave data from the pulse wave; a pulse wave derivative unit calculating velocity plethysmogram data by temporally deriving the pulse wave data; a component extraction unit extracting maximum and minimum values in a current first time range of the velocity plethysmogram data, while shifting the current first time range in a time axis direction, the extraction being repeated in a next current first time range; a component ratio calculation unit calculating a component ratio the maximum and minimum values extracted for each current first time range; and a noise segment determination unit determining, as a noise segment, a segment in which component ratios calculated by the component ratio calculation unit are temporally inconstant. | 1. A device control device for controlling an on-vehicle device, said device control device comprising: a vital sign measurement unit configured to measure, in time series, time-series pulse wave data from a pulse wave obtained from a user of a pulse wave sensor;a parameter extraction unit configured to extract time-series parameter values for evaluating current statuses of the user based on the time-series pulse wave data measured by said vital sign measurement unit;a determination unit configured to determine whether a factor of a change in the time-series pulse wave data is a change in a health condition of the user or a change in an environment temperature around the user, based on the time-series parameter values extracted by said parameter extraction unit; anda control unit configured to control the on-vehicle device based on a result of the determination made by said determination unit,wherein said vital sign measurement unit includes: a pulse wave detection unit configured to detect, in the time series, the time-series pulse wave data from the pulse wave obtained from the user;a pulse wave derivative unit configured to calculate time-series velocity plethysmogram data by temporally deriving the time-series pulse wave data detected by said pulse wave detection unit;a component extraction unit configured to extract a maximum value and a minimum value of the time-series velocity plethysmogram data within a current first time range of the time-series velocity plethysmogram data, while shifting the current first time range in a time axis direction so as to repeat the extraction of the maximum value and the minimum value for multiple current first time ranges of the time-series velocity plethysmogram data; a component ratio calculation unit configured to calculate a component ratio for each current first time range, which is a ratio of the maximum value and the minimum value extracted for each current first time range by said component extraction unit;a noise segment determination unit configured to determine, as a noise segment, a segment of the time-series pulse wave data in which the component ratios calculated by said component ratio calculation unit are temporally inconstant; anda noise segment removal unit configured to remove a portion of the time-series pulse wave data included in the noise segment, andwherein said determination unit includes: a parameter change amount calculation unit configured to calculate, for each of the time-series parameter values extracted by said parameter extraction unit, a change amount from a starting point, which is a change amount between one of the time-series parameter values extracted by said parameter extraction unit at a predetermined starting time point and a current parameter value of the time-series parameter values;a parameter change time calculation unit configured to calculate, for each of the time-series parameter values extracted by said parameter extraction unit, a change time from a starting... | Panasonic Corporation | A61B005/02
US08396536 | B2 | 2013-03-12 | Self-interfering tomography system | 2010-03-24 | Light is collected from a sample that is to be imaged, such as tissue or the like, and made to undergo self-interference, e.g., on a detector. An imaging system may include a low coherence light source arranged for illuminating the sample, and an interferometer arranged to receive the light collected from the sample and to pass it to a detector. The interferometer includes a beam divider that directs the radiation collected from the sample along two paths, phase-delaying one beam relative to another and then recombining the beams on a detector. A processor may be coordinated with the phase delay and in some embodiments with spatial scanning or detector array addresses, and operates on the signal from the detector to form a tomographic image of the sample illuminated tissue. By constructing an image based upon interference the interferometric signal from of the split and then recombined radiation collected from the sample signal, rather than interference of a source reference and a return signal, the invention is able to image with light naturally emitted by the sample, or with wavelength-shifted, delayed or induced light signals of different types, allowing new modalities of diagnostic and other imaging of the sample and its structure. A processor generates one or more images of the structure being viewed, and may create images in registry from different (for example, close but separable) wavelengths. Some systems may operate without an illumination source or may apply other stimuli to evoke emission from the sample. | 1. An optical system comprising: an assembly arranged to collect short coherence length light from a sample;a spectrograph including a dispersing element and detector array;an interferometer arranged to receive the light collected from said sample, divide said collected light into at least two optical paths, make a fixed delay of light passing along one of said paths relative to light passing along another of said paths, recombine the collected light and pass the recombined collected light as recombined self-interfering light to said spectrograph, said interferometer being operative on at least a portion of the light collected from the sample;wherein said spectrograph produces a self-interference signal from the recombined self-interfering light collected from the sample, the signal being representative of structure of said sample over a depth and corresponding to said delay,wherein the assembly collects light from a line or region of the sample located at a depth and the system includes a processor configured to process the self-interference signal to produce an image of that line or region. 2. The optical system of claim 1 wherein said light collected from said sample includes light emitted by the sample, the light emitted by the sample including a form of light selected from the group consisting of bioluminescence, chemiluminescence, other luminescence without any external stimuli, and luminescence formed with some chemical, thermal, electromagnetic, acoustic or other stimulus, and combinations thereof. 3. The optical system of claim 1 wherein said assembly includes a probe selected from the group consisting of a non-endoscopic probe and an endoscopic probe. 4. The optical system of claim 1, further including an illuminating assembly comprising a short coherent length light source and means for directing the light source at the sample, wherein the means for directing includes one or more assemblies selected from the group consisting of: a probe, an endoscopic probe and an optical scanning system for directing light from the source to a desired region of the sample. 5. The optical system of the claim 1, wherein said light collected from said sample is elastic or non-elastic re-emission by the sample and the re-emission includes light of one or more types selected from the group consisting of: reflection, scattering, fluorescence, Raman scattering and Raleigh scattering light. 6. The optical system of claim 1 wherein the processor produces a tomographic image of the sample in response to detected signal at corresponding delay. 7. The optical system of claim 1 wherein said light collected from the sample corresponds to one or more tissue characteristics selected from the group consisting of: color, absorption, existence and sizes of scatterers, scatterer's densities, histopathological indicators and tissue indicators. 8. An optical imaging method comprising the steps of: i) collecting light originating in a sample;ii) passing the collected... | - | A61B005/05 G01J003/45 G01B009/02 G01B011/02
US08965062 | B2 | 2015-02-24 | Reporting imaged portions of a patient's body part | 2011-09-16 | Described embodiments include a system, method, and computer program product. In a described system, a receiver circuit receives at least two reference images of a patient body part. Each reference image includes a respective landmark subsurface feature of the patient body part, and each imaged landmark subsurface feature has a respective spatial relationship to a respective region of a surface of the patient body part imaged during a medical examination. A feature matching circuit determines a correspondence between (x) each atlas landmark subsurface feature of the patient body part included in a landmark subsurface feature atlas and (y) each respective imaged landmark subsurface feature. A reporting circuit generates informational data reporting a depiction of an area of the surface of the patient body part by at least two adjacent imaged regions of the surface of the patient body part. A communication circuit outputs the informational data. | 1. A method comprising: (a) receiving, in a receiver circuit, at least two reference images of a patient body part, each reference image of the at least two reference images including a respective landmark subsurface feature of the patient body part (hereafter “imaged landmark subsurface feature”), each imaged landmark subsurface feature having a respective spatial relationship to a respective region of a surface of the patient body part imaged during a medical examination (hereafter “imaged region”);(b) determining, in a feature matching circuit, a correspondence between (x) each atlas landmark subsurface feature of the patient body part of at least two atlas landmark subsurface features of the patient body part included in a landmark subsurface feature atlas of the patient body part and(y) each respective imaged landmark subsurface feature of the patient body part included in the at least two reference images;(c) generating, in a reporting circuit, informational data reporting a depiction of an area of the surface of the patient body part by at least two adjacent imaged regions, the informational data at least partially based on the determined correspondence; and(d) outputting, with a communication circuit, the informational data including, transforming the informational data into a particular visual depiction of a location of an un-imaged region of the surface of the patient body part relative to a larger portion of the surface of the patient body part, and outputting the transformed informational data. 2. The method of claim 1, wherein the generating informational data includes: generating informational data reporting a surface area of the patient body part collectively depicted by at least two adjacent imaged regions, the informational data at least partially based on the determined correspondence. 3. The method of claim 1, wherein the generating informational data includes: generating informational data reporting a surface area of the patient body part not collectively depicted by any imaged region, the informational data at least partially based on the determined correspondence. 4. The method of claim 1, wherein the generating informational data includes: generating informational data reporting a determined positive correspondence for at least one atlas landmark subsurface feature of the at least two atlas landmark subsurface features, the informational data at least partially based on the determined correspondence. 5. The method of claim 1, wherein the generating informational data includes: generating informational data reporting a determined negative or absence of a correspondence for at least one atlas landmark subsurface feature of the at least two atlas landmark subsurface features, the informational data at least partially based on the determined correspondence. 6. The method of claim 1, wherein the generating informational data includes: generating informational data reporting at least two spatially adjacent atlas landmark sub... | The Invention Science Fund I, LLC | G06K009/00 G06T007/00 H04N001/00 G06F019/00 A61B001/00 H04N007/18 A61B006/00
US08398561 | B2 | 2013-03-19 | Motivational spirometry system and method | 2009-10-12 | A method is disclosed for motivating a user of a spirometry system having a display screen, an air-tube, a flow measurement sensor operatively associated with the air-tube, a display screen, and an associated processor. A motivational animation is displayed on the display screen having a first aspect that reflects a relative evaluation of a determined peak flow rate to a goal value therefor and having a second aspect that reflects a relative evaluation of a determined total flow volume to a goal value therefor. The processor repeatedly updates the motivational animation during the period of use of the spirometer to reflect the degree of achievement of both of the goal values by the user. | 1. A method for motivating a user of a spirometer during a period of use, said method comprising the steps of: generating a motivational animation having a first aspect that reflects a relative evaluation of a determined peak flow rate to a goal value therefore and having a second aspect separate from said first aspect that reflects a relative evaluation of a determined total flow volume to a goal value therefore;displaying said motivational animation to said user based on a common animation theme and wherein each of the goal values of peak flow rate and total flow volume result in a tangible result in said motivational animation; andrepeatedly updating the motivational animation display during the period of use of the spirometer to reflect the degree of achievement of both of the goal values by the user and in which the second aspect is not displayed until a target flow rate represented by said first aspect is first achieved. 2. The method as recited in claim 1 wherein the user exhales through the spirometer during the period of use. 3. The method as recited in claim 1 wherein the user inhales through the spirometer during the period of use. 4. A method for motivating a user of a spirometer having an air tube, said method comprising the steps of: measuring a flow of air through the air tube induced by the user during a period of use of the spirometer apparatus;processing the air flow measurements to determine a peak flow rate and a total flow volume for the period of use;evaluating the determined peak flow rate relative to a goal value therefor;evaluating the determined total flow volume relative to a goal value therefore; anddisplaying a motivational animation to the user, said motivational animation being based on a common animation theme and in which the goal values of the peak flow rate and the total flow volume result in a tangible result in said motivational animation, said animation having a first aspect that reflects the relative evaluation of the determined peak flow rate to the goal value therefore and having a second aspect separate from said first aspect that reflects the relative evaluation of the determined total flow volume to the goal value therefore and in which the second aspect is not displayed until a target flow rate represented by said first aspect is first achieved. 5. The method of claim 4 further comprising repeatedly updating the motivational animation display during the period of use of the spirometer apparatus to the degree of achievement by the user of both of the goal values. 6. The method of claim 5 further comprising selecting the goal values for peak flow rate and total flow volume based on the demographics of the user and normative parameters from a clinical population study. 7. The method of claim 6 wherein selecting the goal values for peak flow rate and total flow volume based on the demographics of the user and normative parameters from a clinical study comprises selecting the goal values for peak flow... | Welch Allyn, Inc. | A61B005/08 A63B023/18
US09384544 | B2 | 2016-07-05 | Method and apparatus for measuring a ratio of a variable in medical imaging data | 2012-10-12 | In a method and apparatus for measuring a ratio of a variable for assessment in medical imaging data of a subject, a viewable image is generated from source imaging data of the subject. A pair of regions of interest for arrangement on the viewable image is then generated, and a value of the variable for each region of the pair from the source imaging data is determined. The ratio of the two values is then determined from the pair. | 1. A computerized method to automatically quantify a spatially variable biological feature of an examination subject, comprising: providing a computerized processor with source data obtained from an examination subject, said source data representing a spatially variable biological feature of the examination subject, selected from the group consisting of anatomical features and dynamic physiological features;in said processor, executing an image reconstruction algorithm on said source data to generate an image, comprised of image elements, of said examination subject, in which said spatially variable biological function is represented by correspondingly spatially varied brightness of respective image elements;from said processor, displaying said image at a viewing screen;via a user interface of said processor, causing a visible, continuous outline, having a predetermined outline size, to move to a selected position within said image at said viewing screen;in said processor, automatically dividing an area of said image at said viewing screen, surrounded by said outline, into two contiguous outlined areas divided by a continuous border shared by said two contiguous outlined areas that proceeds through said continuous outline;in said processor, automatically calculating, from source data represented by image elements in a first of said two outlined areas, a first value of said biological feature, and calculating, from source data represented by image elements in a second of said two outlined areas, a second value of said biological feature, and calculating a ratio of said first value and said second value, by automatically successively rotating said border through a plurality of rotational angles and calculating said first value and said second value and said ratio with said border respectively at each of said rotational angles, and selecting a numerical value of said ratio that is the maximum value of said ratio among the respective ratios calculated for each of the rotational angles of said border; andfrom said processor, displaying said numerical value of said ratio at said viewing screen simultaneously with said visual outline at said selected position. 2. A method as claimed in claim 1 comprising: via said user interface, causing said visual outline to move successively to a plurality of different positions within said image at said viewing screen;at each of said positions, calculating said first value, said second value and said ratio; andwhile said visible outline is present at each of said different positions on said viewing screen, displaying the respective numerical value of the ratio calculated for that respective position at the display screen. 3. A method as claimed in claim 2 comprising causing said visible outline to successively move to said different positions at said viewing screen by manually entering, via said user interface, a set of positions designating said plurality of different positions. 4. A method as claimed in claim 2... | Siemens Medical Solutions USA, Inc. | G06T007/00 G06T007/40 A61B005/055 A61B006/03
US10052070 | B2 | 2018-08-21 | Method and apparatus for determining a central aortic pressure waveform | 2012-11-19 | A method is provided for determining a central aortic pressure waveform. The method includes: measuring two or more peripheral artery pressure waveforms; analyzing the signals so as to extract common features in the measured waveforms; and determining an absolute central aortic pressure waveform based on the common features. | 1. A method for determining an absolute central aortic pressure waveform comprising: measuring, using a sensor, peripheral artery pressure signals or related signals at more than one peripheral location in an arterial tree of a subject;modeling the arterial tree as a single input, multi-output system in which a common input corresponds to aortic blood pressure and each output corresponds to one of the measured signals;analyzing, by a computing device having a processor, the measured signals so as to extract features common to the measured signals and thereby estimate the common input of the system to within an arbitrary scale factor; anddetermining, by the computing device, an absolute central aortic pressure waveform by scaling the estimated input based on the measured signals. 2. The method of claim 1 wherein channels of the single-input, multi-output system model of the arterial tree are first estimated to within an arbitrary scale factor and then an inverse of the estimated channels is applied to the measured signals so as to reconstruct the common input to within an arbitrary scale factor. 3. The method of claim 1 wherein channels of the single-input, multi-output system model of the arterial tree are characterized by linear and time-invariant impulse responses that are coprime. 4. The method of claim 3 wherein analyzing the measured signals further comprises applying multi-channel blind system identification to the measured signals to estimate parameters and order of the impulse responses and thereby estimate the impulse responses to within an arbitrary scale factor; and estimating the input of the system to within an arbitrary scale factor by deconvolution. 5. The method of claim 4 further comprising the representation of the impulse responses with a set of basis functions with unknown parameters prior to the step of applying multi-channel blind system identification. 6. The method of claim 5 wherein the basis functions are truncated exponential varying sinusoids or truncated polynomials for finite impulse responses. 7. The method of claim 5 wherein the basis functions are complex exponentials for infinite impulse responses. 8. The method of claim 5 wherein the number of basis functions takes on an assumed value or is determined. 9. The method of claim 8 wherein the number of basis functions is determined through mean squared error analysis. 10. The method of claim 4 wherein a subset of the unknown parameters of the impulse responses takes on assumed values. 11. The method of claim 4 wherein the parameters and order of the impulse responses are estimated based on cross relations between pairs of measured signals. 12. The method of claim 4 wherein the parameters and order of the impulse responses are estimated based on properties of a channel subspace. 13. The method of claim 4 wherein the parameters of the impulse responses are estimated using least squares methods. 14. The method of claim 4 wherein the parameters of the impul... | Board of Trustees of Michigan State University | A61B005/02 A61B005/00 A61B005/021
US09734938 | B2 | 2017-08-15 | Devices and systems for obtaining conductance data and methods of manufacturing and using the same | 2012-10-05 | Devices and systems for obtaining conductance data and methods of manufacturing and using the same. In at least one embodiment of a device of the present disclosure, the device is an elongated body with at least one groove defined therein, the at least one groove configured to receive one or more conductor wires therein. In another embodiment, the device is an elongated core body having a plurality of conductive elements positioned thereon and a coating to result in a device having an overall round-cross section. | 1. A device, comprising: an elongated core body having a length, a perimeter, and a hexagonal configuration defining six planar sides;at least six conductive elements positioned around the perimeter of the core body and extending a majority of the length of the core body, wherein a single conductive element of the at least six conductive elements appears on each of the six planar sides; anda detector coupled to the device at or near a distal end of the device and operably connected to one or more of the at least six conductive elements, the detector configured to obtain conductance data when the device is operated in a fluid environment and to transmit the conductance data along one or more of the at least six conductive elements;wherein the device, having first substantially or completely non-conductive coating positioned thereon, has an overall round cross-section and an overall diameter between approximately 0.013″ and approximately 0.050″. 2. The device of claim 1, wherein the detector comprises two detection electrodes positioned in between two excitation electrodes, wherein the excitation electrodes are operable to generate an electric field within a luminal organ that can be detected by the detection electrodes to obtain conductance data indicative of the luminal organ. 3. The device of claim 1, further comprising: two thermistor wire ends operable to detect a temperature of a fluid within the luminal organ. 4. A device, comprising: an elongated core body having a length, a perimeter, and a hexagonal configuration defining six planar sides;six conductive elements positioned around the perimeter of the core body and extending a majority of the length of the core body, wherein a single conductive element of the six conductive elements appears on each of the six planar sides, and wherein the core body having the six conductive elements positioned thereon is coated by a first substantially or completely non-conductive coating;a detector coupled to the device at or near a distal end of the device and operably connected to one or more of the six conductive elements, the detector configured to obtain conductance data when the device is operated in a fluid environment and to transmit the conductance data along one or more of the at least six conductive elements;wherein the device is further surrounded by a second substantially or completely non-conductive coating, the second substantially or completely non-conductive coating defining the overall round cross-section; andwherein the device, having the first substantially or completely non-conductive coating and the second substantially or completely non-conductive coating, has an overall round cross-section and an overall diameter between approximately 0.013″ and approximately 0.050″. 5. A device, comprising: an elongated core body having a length, a perimeter, and a cross-sectional configuration;a first non-conductive coating positioned around the core body;a plurality of conductive elements po... | 3DT Holdings, LLC | H01B007/04 A61B005/053 A61B005/01
US09999371 | B2 | 2018-06-19 | Integrated system for intravascular placement of a catheter | 2012-10-31 | An integrated catheter placement system for accurately placing a catheter within a patient's vasculature is disclosed. In one embodiment, the integrated system comprises a system console, a tip location sensor for temporary placement on the patient's chest, and an ultrasound probe. The tip location sensor senses a magnetic field of a stylet disposed in a lumen of the catheter when the catheter is disposed in the vasculature. The ultrasound probe ultrasonically images a portion of the vasculature prior to intravascular introduction of the catheter. The ultrasound probe includes user input controls for controlling use of the ultrasound probe in an ultrasound mode and use of the tip location sensor in a tip location mode. In another embodiment, ECG signal-based catheter tip guidance is included in the integrated system to enable guidance of the catheter tip to a desired position with respect to a node of the patient's heart. | 1. An integrated catheter placement system for placing a catheter in a vasculature of a patient, comprising: a system console including a tip location mode and an ultrasound mode viewable on a display;a stylet having a magnetic field associated therewith;a tip location sensor configured for temporary placement on a portion of a body of the patient, the tip location sensor configured for sensing the magnetic field of the stylet disposed in a lumen of the catheter when a distal portion of the catheter is disposed in the vasculature, the magnetic field providing magnetic field information for locating the stylet relative to the tip location sensor, the tip location sensor configured to communicate the magnetic field information to the system console for displaying an icon indicative of a location of the stylet relative to the tip location sensor on the display in a tip location mode; andan ultrasound probe for ultrasonically imaging an internal portion of the patient prior to introduction of the catheter into the vasculature, the ultrasound probe configured to communicate imaging information to the system console for viewing on the display as an ultrasound image of the internal portion in the ultrasound mode, the ultrasound probe including user input controls for controlling use of the ultrasound probe in the ultrasound mode and use of the tip location sensor in the tip location mode, wherein the ultrasound image of the internal portion is not displayed in the tip location mode. 2. The system as defined in claim 1, wherein the display is integrated into the console, and wherein the console includes at least one control processor. 3. The system as defined in claim 1, wherein the user input controls are buttons included on the ultrasound probe. 4. The system as defined in claim 1, wherein the user input controls of the ultrasound probe enable toggling of the display between depiction of information relating to the ultrasound mode and information relating to the tip location mode. 5. The system as defined in claim 4, wherein the system console includes a button interface that enables the toggling of the display. 6. The system as defined in claim 1, wherein the magnetic field of the stylet is provided by at least one magnetic element included proximate a distal end of the stylet, the distal end of the stylet being substantially co-terminal with a distal end of the catheter. 7. The system as defined in claim 1, wherein the stylet is removable from the lumen of the catheter after catheter placement is complete. 8. The system as defined in claim 1, wherein the magnetic field of the stylet is produced by a component including one of the following: a permanent magnet, an electromagnet, and any combination of the foregoing. 9. The system as defined in claim 1, further comprising an electrocardiogram (ECG) tip confirmation component for determining proximity of a distal tip of the catheter to a sino-atrial node of a heart of the patient, the ECG tip co... | C. R. Bard, Inc. | A61B005/06 A61B034/20 A61B005/042 A61B046/00 A61B046/10 A61B008/08 A61B090/00
US09572495 | B2 | 2017-02-21 | Optical coherence tomography lumen morphology and vascular resistance measurements methods for blood vessel evaluations | 2012-09-14 | A method and apparatus of automatically locating in an image of a blood vessel the lumen boundary at a position in the vessel and from that measuring the diameter of the vessel. From the diameter of the vessel and estimated blood flow rate, a number of clinically significant physiological parameters are then determined and various user displays of interest generated. One use of these images and parameters is to aid the clinician in the placement of a stent. The system, in one embodiment, uses these measurements to allow the clinician to simulate the placement of a stent and to determine the effect of the placement. In addition, from these patient parameters various patient treatments are then performed. | 1. An automated computer-based method of evaluating a blood vessel, the method comprising the steps of: storing intravascular measurements in an electronic memory device, the intravascular measurements comprising distance measurements;generating a set of data from intravascular measurements obtained regarding a segment of length L within the blood vessel using an optical coherence tomography system, the set of data comprising a plurality of cross sectional areas at a plurality of positions along the length L;determining a vascular resistance ratio (VRR) with a resistor-based model or a model based on relative flow resistance using a processor and at least a portion of the set of data;calculating a fractional flow reserve (FFR) from the VRR;determining a characteristic of at least a portion of the segment disposed along the length L in response to the VRR or FFR; anddisplaying the FFR or VRR. 2. The method of claim 1 wherein the characteristic is a stenotic lesion. 3. The method of claim 2 further comprising a step of displaying at least one of a numerical or graphical measure of a stent length and stent diameter used to treat the stenotic lesion. 4. The method of claim 1 further comprising steps of: calculating a fractional flow reserve (FFR) value from the VRR; anddetermining if the value of the FFR is indicates if treatment of the blood vessel is required. 5. The method of claim 1 further comprising a step of displaying the fractional flow reserve value on a display in electrical communication with the optical coherence tomography system. 6. The method of claim 1 wherein the intravascular measurements are scan lines obtained using an optical coherence tomography intravascular imaging probe. | LIGHTLAB IMAGING, INC. | A61B005/00 A61B005/02 G06T007/00 A61F002/82
US09616166 | B2 | 2017-04-11 | Systems and methods of determining injection protocols for diagnostic imaging procedures | 2012-10-18 | A method and system for tailoring an injection protocol to an individual patient, wherein the injection protocol is administered in connection with a diagnostic imaging procedure. The method includes: administering a test injection of a fluid including a contrast enhancing fluid into the patient at an administration site; performing a test scan of one or more regions of interest of the patient as the fluid propagates through the patient to obtain scan data; determining from the scan data an enhancement output from each of the one or more regions of interest at a plurality of points in time as a result of the propagation of the fluid through the patient; and determining the injection protocol for the patient based at least in part upon the enhancement output from each of the one or more regions of interest at each of the plurality of points in time. | 1. A method of tailoring an injection protocol to an individual patient, the injection protocol to be administered in connection with a diagnostic imaging procedure, the method comprising: (a) administering a test injection of a fluid into the individual patient at an administration site thereof, the fluid including a contrast enhancing fluid;(b) performing a test scan of one or more regions of interest of the individual patient as the fluid propagates therethrough to obtain scan data resulting therefrom;(c) determining from the scan data an enhancement output from each of the one or more regions of interest at a plurality of points in time as a result of the propagation of the fluid therethrough; and(d) determining the injection protocol for the individual patient based at least in part upon the enhancement output from each of the one or more regions of interest at each of the plurality of points in time. 2. The method of claim 1 wherein, in step (d), the injection protocol is determined at least in part by determining at least one difference between the enhancement output from a first of the one or more regions of interest with the enhancement output from a second of the one or more regions of interest so as to provide a measure of at least one physiological parameter of the individual patient. 3. The method of claim 2 wherein the at least one physiological parameter includes a volumetric blood flow calculated from:QCO=MI∫0∞⁢c⁡(t)⁢ⅆtwhere M1 is a total mass of the fluid injected to the patient, c(t) is the measure of a concentration of the contrast enhancing fluid therein and Qco is a cardiac output that is representative of the blood flow. 4. The method of claim 2 wherein the at least one physiological parameter includes a blood volume calculated from:PeakEnh⁡[H⁢⁢U]=MassI⁡[mg]BloodVolume⁡[ml]where Mass1 is a mass of iodine injected into the patient, PeakEnh is a peak value of intensity in the one or more regions of interest and BloodVolume is the blood volume from the administration site to the one or more regions of interest. 5. The method of claim 2 wherein the step of determining the injection protocol further includes: (a) identifying a patient transfer function for the individual patient based on data specific to the individual patient, the patient transfer function enabling prediction of a desired level of enhancement to be output from each of the two or more regions of interest based on a given input; and(b) updating the patient transfer function using at least one of (i) the measure of the at least one physiological parameter of the individual patient and (ii) some of the scan data acquired as a result of the test scan; and(c) determining through a numerical optimization technique the given input that, when entered into the patient transfer function, determines the injection protocol for the individual patient with which to generate the desired level of enhancement for each of the two or more regions of interest. 6. The method of ... | Bayer HealthCare LLC | A61M005/315 A61M005/00 A61B005/00 A61B005/0205 A61B005/026 A61B005/029 A61B005/02 A61B005/0295 A61B005/055 A61B006/00 A61B008/08 A61K049/00 A61B006/03 A61B008/13 G01R033/56 G06F019/00
US09789337 | B2 | 2017-10-17 | Combined imaging modalities for radiation treatment planning | 2011-10-07 | A system includes acquisition of a first three-dimensional image of a patient volume using a magnetic resonance imaging scanner, acquisition of a second three-dimensional image of the patient volume using cone beam radiation emitted by the linear accelerator, and generation of a radiation treatment plan based on the first image and the second image. | 1. A method comprising: acquiring a first three-dimensional image of a patient volume using a magnetic resonance imaging scanner;recording a treatment isocenter of the patient volume based on the first three-dimensional image;registering the treatment isocenter of the patient volume with an isocenter of a linear accelerator;acquiring a second three-dimensional image of the patient volume using cone beam radiation emitted by the linear accelerator while the treatment isocenter of the patient volume is registered with the isocenter of the linear accelerator;defining a plurality of sub-regions within the patient volume based on the first three-dimensional image;determining a radiation dose associated with each of the plurality of sub-regions based on the second three-dimensional image, the determining of the radiation dose associated with each of the plurality of sub-regions including: overlaying contours illustrative of the plurality of sub-regions from the first three-dimensional image of the patient volume onto the second three-dimensional image of the patient volume, wherein the contours are aligned with the second three-dimensional image based on the registration of the treatment isocenter of the patient volume with the isocenter of the linear accelerator;calculating the radiation dose associated with each of the plurality of sub-regions using electron density information of the second three-dimensional image; andgenerating a radiation treatment plan based on an overlay of a representation of the calculated radiation dose for each of the plurality of sub-regions onto the first image. 2. The method according to claim 1, further comprising: acquiring a third three-dimensional image using a positron emission tomography scanner,wherein generating the radiation treatment plan based on the first image and the second image comprises generating the radiation treatment plan based on the first image, the second image and the third image. 3. The method according to claim 1, wherein the cone beam radiation emitted by the linear accelerator comprises megavoltage radiation. 4. The method according to claim 1, wherein the cone beam radiation emitted by the linear accelerator comprises kilovoltage radiation. 5. The method according to claim 1, wherein acquiring the second three-dimensional image of the patient volume using cone beam radiation emitted by the linear accelerator comprises: acquiring at least one projection image by positioning an imaging panel of the linear accelerator so that a central ray of cone beam radiation emitted from the linear accelerator does not intersect the center of the imaging panel. 6. A non-transitory computer-readable medium storing processor-executable program code executable to: acquire a first three-dimensional image of a patient volume using a magnetic resonance imaging scanner;record a treatment isocenter of the patient volume based on the first three-dimensional image;register the treatment isocenter of the patient v... | Siemens Medical Solutions USA, Inc. | A61B005/055 A61N005/10
US20130072767 | A1 | 2013-03-21 | LIVING ORGANISM INFORMATION DETECTION SYSTEM | 2011-06-15 | For providing a living organism information detection system that is capable of extracting, with high precision and inexpensive structure, living organism information including a heartbeat signal, the living organism information system is configured to include a vibration detection unit acquiring simultaneously vibrations of multiple pieces of living organism information, an amplification unit having a first filter and a second filter with a longer time constant than the first filter, the first and second filters being inputted with vibrations of two pieces of living organism information, the amplification unit amplifying the acquired vibration signal so as to be in inverse proportion to the output signal of the first filter or the output signal of the second filter, whichever is smaller, and a discrimination unit discriminating between the two pieces of living organism information by comparing the amplitude of the amplified vibration signal and a threshold. | 1-6. (canceled) 7: A living organism information detection system comprising: a vibration detection unit acquiring simultaneously vibrations of multiple pieces of living organism information that have different frequencies by at least one sensor that is provided on a human body support structure and outputting a vibration signal;an amplification unit including a first filter and a second filter having a longer time constant than the first filter that are connected in parallel to the vibration detection unit, the first and second filters being inputted with vibrations of two pieces of living organism information, respectively, among the multiple pieces of living organism information that are of different amplitudes,the amplification unit performing an amplification of the vibration signal acquired by the vibration detection unit and outputting an amplified vibration signal, the amplification being established so as to be in reverse proportion to an output signal of the first filter or an output signal of the second filter, whichever is smaller; anda discrimination unit inputted with the amplified vibration signal and discriminating between the two pieces of living organism information. 8: The living organism information detection system of claim 7, further comprising a filtering unit being inputted with the amplified vibration signal, filtering the vibrations of the two pieces of living organism information, and outputting a filtered vibration signal. 9: The living organism information detection system of claim 7, wherein the two pieces of living organism information are at least one of a set of heartbeats and body motions and a set of breaths and body motions that are among the multiple pieces of living organism information. 10: The living organism information detection system of claim 7, wherein the human body support structure is a bedding tool, and the two pieces of living organism information are heartbeats and body motions. 11: The living organism information detection system of claim 7, wherein the human body support structure is a vehicle seat, and the two pieces of living organism information are breaths and body motions. 12: The living organism information detection system of claim 7, wherein a piezoelectric element constitutes the sensor. | AISIN SEIKI KABUSHIKI KAISHA | A61B005/0205 A61B005/11 A61B005/08 A61B005/00
US20130079608 | A1 | 2013-03-28 | IMPLANTABLE SENSOR METHOD AND SYSTEM | 2012-09-19 | Systems and methods for non-vascular sensor implantation and for measuring physiological parameters in areas of a body where the physiological parameters are heterogeneous. An implant unit is implanted in an area of a body and a foreign body capsule is allowed to form around the implant unit area. A sensor may be directed into a body cavity such as, for example, the peritoneal space, subcutaneous tissues, the foreign body capsule, or other area. A subcutaneous area of the body may be tunneled for sensor placement. Spatially separated sensing elements may be used for detecting individual amounts of the physiological parameter. An overall amount of the physiological parameter may be determined by calculating a statistical measurement of the individual sensed amounts in the area. Another embodiment of the invention, a multi-analyte measuring device, may include a substrate having an electrode array on one side and an integrated circuit on another side. | 1. A method for non-vascular implant of a sensor comprising implanting an implant unit in an area of a body;allowing a foreign body capsule to form around the area of the implant unit; anddirecting the sensor into the foreign body capsule. 2. The method of claim 1, wherein implanting an implant unit comprises incising an area of the body large enough for the implant unit. 3. The method of claim 1, further comprising placing a material around the implant unit for promoting growth characteristics. 4. The method of claim 1, wherein the implant unit comprises electronics. 5. The method of claim 1, wherein the implant unit comprises a pump. 6. The method of claim 1, wherein allowing a foreign body capsule to form comprises inserting materials around the implant unit to promote growth characteristics. 7. The method of claim 1, further comprising attaching the sensor to the implant unit. 8. The method of claim 7, wherein the sensor is attached to the implant unit prior to formation of the foreign body capsule. 9. The method of claim 7, wherein the sensor is attached to the implant unit subsequent to formation of the foreign body capsule. 10. The method of claim 1, further comprising incising an area of the body large enough for the sensor. 11. The method of claim 10, wherein the incised area of the body large enough for the sensor is smaller than an incised area of the body large enough for the implant unit. 12. A method for non-vascular implant of a sensor comprising: incising an area of a body large enough for inserting an implant unit;incising an area remote from a sensor location for inserting a sensor;directing the sensor into a body cavity;connecting the sensor to the implant unit; andinserting the implant unit into the body. 13. The method of claim 12, wherein inserting the implant unit into the body comprises inserting the implant unit into a pocket formed when incising an area of the body large enough for inserting the implant unit. 14. The method of claim 12, further comprising fixing the sensor in place using suture. 15. A non-vascular implant system comprising an implant unit;a sensor for detecting a physiological parameter, the sensor being separate from and connectable to the implant unit,wherein the sensor is placed in a non-vascular area of the human body. 16. The system of claim 15, wherein the implant unit comprises a pump. 17. The system of claim 15, wherein the implant unit comprises electronics. 18. The system of claim 15, wherein the implant unit delivers drug to a human body. 19. The system of claim 18, wherein the drug is insulin. 20. The system of claim 15, wherein the sensor comprises a biomolecule. 21. The system of claim 15, wherein the sensor comprises a lead. 22. The system of claim 15, wherein the sensor comprises a sensing element. 23. The system of claim 22, wherein the sensing element is a biomolecule. 24. The system of claim 23, wherein the biomolecule is a glucose oxidase enzyme. 25. The system... | Medtronic MiniMed, Inc. | A61B005/00 A61B005/1455 A61B005/04 A61M005/172 A61B005/145
US20130096447 | A1 | 2013-04-18 | System and methods for serial analysis of electrocardiograms | 2012-09-27 | Systems and methods for serial analysis of electrocardiograms are presented, wherein serial electrocardiographic (ECG) assessment is incorporated with three-dimensional vectorial analysis of the cardiac electrical signal, using changes in novel 3D-based vectorial markers over time to improve diagnostic sensitivity for acute coronary syndromes (ACS), and improve differentiation of ACS from the broad range of heart diseases that resemble ACS on ECG. | 1. A method for detecting a first cardiac condition, comprising: a. providing a first quantity of 12-lead ECG data, and at least a second quantity of 12-lead ECG data from a patient;b. constructing a 3-D representation of cardiac activity from the first and second quantities of ECG data;c. computing values for one or more parameters based upon at least one of said 3-D representation of cardiac activity from the first quantity of ECG data;c. computing values for said one or more parameters based upon at least one of said 3-D representation of cardiac activity from the second quantity of ECG data;d. calculating a difference in said one or more parameters between the first quantity of ECG data and the second quantity of ECG data;e. conducting an analysis of said calculated differences in said one or more parameters;f. forming one or more conclusions regarding the cardiac condition of a patient based upon the analysis of said calculated differences in one or more parameters;g. providing feedback to a healthcare provider regarding said conclusions 2. The method of claim 1, wherein said differences in one or more parameters are calculated as absolute values of said differences. 3. The method of claim 1, further comprising applying a multifactorial analysis protocol utilizing at least one of the values of the one or more parameters; and automatically drawing one or more conclusions regarding a first cardiac condition of the patient based at least in part upon the output of the multifactorial analysis protocol. 4. The method of claim 3, further comprising evaluating said calculated differences using a support vector machine. 5. The method of claim 4, further comprising using the support vector machine for multilayer analysis. 6. A system for detecting a first cardiac condition, comprising: a. means for providing a first quantity of 12-lead EKG data, and at least a second quantity of 12-lead ECG data from a patient;b. means for constructing a 3-D representation of cardiac activity from the first and second quantities of ECG data;c. means for computing values for one or more parameters based upon at least one of said 3-D representation of cardiac activity from the first quantity of ECG data;c. means for computing values for said one or more parameters based upon at least one of said 3-D representation of cardiac activity from the second quantity of ECG data;d. means for calculating a difference in said one or more parameters between the first quantity of ECG data and the second quantity of ECG data;e. means for conducting an analysis of said calculated differences in said one or more parameters;f. means for forming one or more conclusions regarding the cardiac condition of a patient based upon the analysis of said calculated differences in one or more parameters;g. means for providing feedback to a healthcare provider regarding said conclusions | - | A61B005/04
US20130060158 | A1 | 2013-03-07 | METHODS BASED ON FLUCTUATIONS IN CORTICAL SYNCHRONIZATION | 2012-11-02 | A method of identifying a site of injury in a pediatric patient with brain injury is provided which comprises obtaining an electroencephalogram signal on the patient. The identification of phase synchrony within the signal is indicative of the site of brain injury. Electroencephalogram signals may also be used to determine prognosis of a pediatric patient in a coma in which an increase in the temporal variability of phase synchronized EEG signals over time is indicative of an improvement in the patient. | 1. A computer-implemented method of prognosis in a pediatric patient in a coma comprising the steps of: a) evaluating, in a processing device, phase synchronization patterns in a first electroencephalogram signal, or a portion thereof, obtained on a patient subsequent to the onset of coma;b) evaluating, in a processing device, phase synchronization patterns in a second electrocephalogram signal, or portion thereof, obtained on the patient at a time subsequent to obtaining the first signal;c) calculating, in a processing device, the temporal variability of the synchronized patterns of the first electroencephalogram signal and of the second electroencephalogram signal and comparing the temporal variability within the synchronized pattern of the first electroencephalogram signal with the temporal variability within synchronized pattern of the second electroencephalogram signal, wherein an increase in the temporal variability within the synchronized pattern of the second signal in comparison to the temporal variability within the synchronized pattern of the first signal is indicative of an improvement in the patient. 2. The method as defined in claim 1, wherein the first electroencephalogram signal is obtained at a time following onset of coma of up to about 5 days. 3. The method as defined in claim 1, wherein the second electroencephalogram signal is obtained at a time subsequent to the first electroencephalogram signal of up to about 7 days. 4. The method as defined in claim 1, wherein the first electroencephalogram signal is obtained within about 24-48 hours following onset of coma, and the second electroencephalogram signal is obtained within about 48-72 hours following onset of coma. 5. The method as defined in claim 1, wherein an increase in the temporal variability of the synchronized patterns in the range of about 10%-100% over time is indicative of an improvement in the patient. 6. The method as defined in claim 1, wherein the first and second electroencephalogram signals are obtained over a time period of about 15-45 minutes. 7. The method as defined in claim 6, wherein the time period is about 25-35 minutes. 8. The method as defined in claim 1, wherein the first and second electroencephalogram signals are each recorded at an acquisition rate of at least about 150 Hz. 9. The method as defined in claim 1, wherein phase synchronization is evaluated at a frequency range of about 1 to 30 Hz. 10. The method as defined in claim 9, wherein the frequency range is about 1 to 5 Hz. 11. A computer program product, comprising a tangible computer-readable medium carrying computer-usable instructions which, when executed by a processing unit of a computer, cause the processing unit to determine the prognosis of a pediatric patient in a coma, comprising the steps of: evaluating phase synchronization patterns of a first electroencephalogram signal, or portion thereof, obtained on a pediatric patient subsequent to the onset of coma, and a second e... | THE HOSPITAL FOR SICK CHILDREN | A61B005/0476
US20130060150 | A1 | 2013-03-07 | METHOD AND APPARATUS FOR MONITORING CARDIAC AND RESPIRATORY CONDITIONS USING ACOUSTIC SOUNDS | 2012-04-26 | A medical device system and associated method discriminating conditions that includes a plurality of sensors, a sensing module coupled to the plurality of sensors and configured to acquire signals from the plurality of sensors, and a processor coupled to the sensing module and configured to determine a change in a respiratory related sounds in response to a signal from a sensor of the plurality of sensors, select one or more sensors of the plurality of sensors associated with the determined change, determine a respiratory signature in response to signals from the selected one or more sensors, and determine the respiratory condition in response to the determined respiratory signature. | 1. A medical device system for determining a respiratory condition, comprising: a plurality of sensors;a sensing module coupled to the plurality of sensors and configured to acquire signals from the plurality of sensors; anda processor coupled to the sensing module and configured to determine a change in a respiratory related sounds in response to a signal from a sensor of the plurality of sensors, select one or more sensors of the plurality of sensors associated with the determined change, determine a respiratory signature in response to signals from the selected one or more sensors, and determine the respiratory condition in response to the determined respiratory signature. 2. The system of claim 1, wherein the processor is configured to determine whether the determined change corresponds to a non-pathological condition, and wherein the respiratory signature is only determined in response to the determined change not corresponding to a non-pathological condition. 3. The system of claim 1, wherein the processor is configured to determine whether a heart failure signature is identified in response to the determined change, and wherein the respiratory signature is only determined in response to a heart failure signature not being identified. 4. The system of 1, further comprising: a therapy delivery module; anda storage device, wherein the processor is configured to one of control the therapy delivery module to adjust a therapy in response to the determined respiratory condition or store the acquired signals. 5. The system of claim 1, wherein the processor is further configured to determine a first respiratory signal associated with a first sensor of the plurality of sensors and a second respiratory signal associated with a second sensor of the plurality of sensors, different from the first sensor, determine whether a first respiratory signature is satisfied in response to the first respiratory signal, determine whether a second respiratory signature is satisfied in response to the second respiratory signal, and determine a first respiratory condition being present in response to the first respiratory signature being satisfied and a second respiratory condition being present in response to the first respiratory signature not being satisfied and the second respiratory signature being satisfied. 6. The system of claim 5, wherein the first respiratory condition corresponds to one of sleep apnea or central sleep apnea and the second respiratory condition corresponds to asthma. 7. The system of claim 6, wherein the first respiratory signature corresponds to an increased amplitude in the first respiratory signal and the second respiratory signature corresponds to determining high frequency signals in the second respiratory signal. 8. The system of claim 5, wherein the first respiratory signal corresponds to a first anatomical location and the second respiratory signal corresponds to a second anatomical location different from the first anatomical... | - | A61B005/0205 A61B007/00 A61B005/08
US08419620 | B2 | 2013-04-16 | Magnetically guiding system and magnetically guiding method | 2012-09-14 | A magnetically guiding system includes: a capsule medical device that has a magnet provided therein; an information acquiring unit that acquires physical information about magnetic guiding of the capsule medical device; a magnetic field generating unit that generates a magnetic field for magnetically guiding the capsule medical device; and a control unit that sets a magnetic field condition based on the physical information acquired by the information acquiring unit and controls the magnetic field generating unit to generate a magnetic field corresponding to the magnetic field condition. | 1. A magnetically guiding system comprising: a capsule medical device that has a magnet;an information acquiring device that acquires physical information about magnetic guiding of the capsule medical device;a magnetic field generating unit that generates a magnetic field for magnetically guiding the capsule medical device;a control unit that sets a magnetic field condition based on the physical information acquired by the information acquiring device and controls the magnetic field generating unit to generate the magnetic field corresponding to the magnetic field condition;a container that has the capsule medical device and a liquid introduced thereinto;a liquid temperature adjusting unit that adjusts temperature of the liquid inside the container;a temperature measuring unit that measures the temperature of the liquid adjusted by the liquid temperature adjusting unit; anda receiving unit that receives an image captured by the capsule medical device,wherein the information acquiring device determines timing when the capsule medical device starts floating up or sinking down in the liquid, based on the image received by the receiving unit, and obtains the physical information, based on the temperature of the liquid measured by the temperature measuring unit at the timing. 2. The magnetically guiding system according to claim 1, further comprising a receiving unit that receives a transmission signal from the capsule medical device, the transmission signal containing an image captured by the capsule medical device and the physical information,wherein the capsule medical device stores the physical information in advance and transmits the image together with the stored physical information, andthe information acquiring device extracts the physical information from the transmission signal received by the receiving unit from the capsule medical device. 3. The magnetically guiding system according to claim 1, wherein the information acquiring device includes a magnetic moment measuring unit that measures magnetic moment of the magnet. 4. The magnetically guiding system according to claim 1, further comprising an image member that has a reference direction and has an image drawn thereon,whereinthe capsule medical device includes:an image capturing unit that captures an image of the image member in such a manner that the reference direction of the image member is coincident with a magnetization direction of the magnet, the image capturing unit having a reference direction; anda transmission unit that radio-transmits the image captured by the image capturing unit,the information acquiring device acquires image data of the image of the image member captured by the image capturing unit when the reference direction of the image member is coincident with the magnetization direction of the magnet, andthe information acquiring device calculates an angle between the reference direction of the image capturing unit and the magnetization direction of the magnet, b... | Olympus Medical Systems Corp. | A61B001/00 A61B019/00 A61B005/05 H01F001/00
US08428693 | B2 | 2013-04-23 | System for selecting modular implant components | 2010-04-12 | A method for selecting modular neck components for hip implants based on independent variables associated with physical characteristics of the implant, including leg length, offset, and anteversion. During surgery, the surgeon may be confronted with a need to change a preoperatively-chosen modular neck. For example, the surgeon may desire a change in at least one of the variables, e.g., leg length, offset, and/or anteversion. The present method allows the surgeon to quickly and easily select a different modular neck based on an evaluation of one of the variables without requiring reevaluation of the other variables. The method may include preoperative planning in which a template including a grid coordinate system is used. | 1. A system for facilitating selection of an orthopedic implant for implantation in an anatomical structure of a patient using an image of the anatomical structure, the system comprising: a template comprising a reference marker and a grid coordinate system including a plurality of reference points, the reference marker configured to locate the template and the plurality of reference points relative to the image of the anatomical structure; anda plurality of orthopedic implants, each of the plurality of orthopedic implants referenced to one of the plurality of reference points of the template,wherein the grid coordinate system corresponds to at least a first variable, a second variable and a third variable, the first variable being associated with a length characteristic of the plurality of orthopedic implants, the second variable being associated with an offset characteristic of the plurality of orthopedic implants, and the third variable being associated with an anteversion characteristic of the plurality of orthopedic implants, with the first variable being arranged along a first axis of the grid coordinate system, the second variable being arranged along a second axis of the grid coordinate system which is orthogonal to the first axis, and the third variable being arranged along a third axis of the grid coordinate system which is orthogonal to the first and second axes. 2. The system of claim 1, wherein the template is configured to overlay the image of the anatomical structure. 3. The system of claim 1, wherein the template is transparent. 4. The system of claim 1, wherein the plurality of orthopedic implants comprises a plurality of modular neck components for an orthopedic hip implant. 5. The system of claim 4, wherein the reference marker represents an orthopedic stem configured to couple to the modular neck components. 6. The system of claim 1, wherein said plurality of orthopedic implants includes at least one subset in which at least one of said first, second, and third variables is constant and at least another of the first, second, and third variables varies. 7. The system of claim 1, wherein the reference marker represents a first orthopedic stem. 8. The system of claim 7, further comprising a second template that includes a second reference marker, the second reference marker representing a second orthopedic stem that differs in size from the first orthopedic stem. 9. The system of claim 1, wherein the plurality of orthopedic implants includes a first implant and a second implant, at least one of the length characteristic, the offset characteristic, and the anteversion characteristic of the first implant differing from the respective characteristic of the second implant. 10. The system of claim 1, wherein the plurality of orthopedic implants comprises an arrangement of implants including at least one subset in which at least one of the first, second, and third variables is constant and the others of the first, second, and ... | Zimmer, Inc. | A61B005/00
US08870764 | B2 | 2014-10-28 | Multi-modal sleep system | 2011-09-06 | Systems and methods are provided for a multi-modal sleep system comprising a data processor for operating in a plurality of operating modes. The data processor may detect at least one sensor providing data to the data processor and determine a sensor type associated with each of the at least one sensor. The data processor may select a mode of operation based on the determined sensor type of the detected at least one sensor and of each of the at least one sensor. A first of the plurality of operating modes may be selected in response to determining that the at least one detected sensor includes a first sensor type or combination of sensor types. The data processor may be configured to receive data from the at least one detected sensor and process the received data according to the selected mode of operation to output a characterization of a user's sleep. | 1. A multi-modal sleep monitoring system, comprising: a set of external sensors configured to measure physiological and environmental parameters;a data processor configured to operate in a plurality of operating modes, the data processor configured to: detect at least one sensor providing data to the data processor;determine a sensor type associated with each of the at least one sensor;determine a signal quality associated with each of the at least one sensor;select a mode of operation based on the determined sensor type and signal quality of the detected at least one sensor;receive data from the at least one detected sensor;process the received data according to the selected mode of operation to output a characterization of a user's sleep; andprovide an output to the user which reflects sleep characterization from multiple nights. 2. The system of claim 1, wherein a first of the plurality of operating modes is selected in response to determining that the at least one detected sensor includes a first sensor type or combination of sensor types and a second of the plurality of operating modes is selected in response to determining that the at least one detected sensor includes a second sensor type or combination of sensor types, and wherein the data processor is configured to select the first of the plurality of operating modes in response to detecting a single sensor including an accelerometer, and the data processor is configured to select the second of the plurality of operating modes in response to detecting a single sensor including an EEG electrode. 3. The system of claim 1, wherein a first of the plurality of operating modes is selected in response to determining that the at least one detected sensor includes a first sensor type or combination of sensor types and a second of the plurality of operating modes is selected in response to determining that the at least one detected sensor includes a second sensor type or combination of sensor types, and wherein the data processor is configured to select the first of the plurality of operating modes in response to the data processor detecting a single sensor including an accelerometer, and the data processor is configured to select the second of the plurality of operating modes in response to the data processor detecting at least two sensors including an accelerometer and at least a sensor of a second sensor type. 4. The system of claim 3, wherein the second sensor type comprises a wet EEG electrode or a dry EEG electrode. 5. The system of claim 3, wherein the second of the plurality of operating modes comprises an operating mode that collectively processes data output by the accelerometer and the at least one sensor of a second sensor type. 6. The system of claim 3, wherein the second of the plurality of operating modes processes data output by the accelerometer to weight a sleep condition analysis otherwise executed on data output by the sensor of the second type. 7. The system of claim 1, ... | ResMed Sensor Technologies Limited | A61B005/00 A61B005/0476 A61B005/11
US08423109 | B2 | 2013-04-16 | Method for enhancing pulse oximery calculations in the presence of correlated artifacts | 2008-06-20 | A method for determining a physiological parameter in the presence of correlated artifact, including obtaining two digital waveforms, x and y, the waveforms being representative of the absorption of two wavelengths of electromagnetic energy received from a blood-perfused tissue, and where each of the waveforms has a component corresponding to a plethysmographic waveform and a component corresponding to the correlated artifact; calculating several weighted difference waveforms of the form x−R*y, where R is a multiplier, by varying R over a range; evaluating the several weighted difference waveforms using a shape characteristic of the weighted difference waveform; identifying a weighted difference waveform most closely representative of and one most different from the plethysmographic waveform; determining a pleth-based physiological parameter using the waveform most closely representative of the plethysmographic waveform; determining at least one artifact-based physiological parameter using the waveform most different from the plethysmographic waveform; and rejecting other possible candidate values for the pleth-based physiological parameter using the artifact-based physiological parameter. | 1. A method comprising: receiving two waveforms corresponding to two different wavelengths of light from a patient;combining the two waveforms to form a plurality of weighted difference waveforms, wherein the plurality of weighted difference waveforms vary from one another by a value of a multiplier;identifying one of the weighted difference waveforms from the plurality of weighted difference waveforms using a characteristic of one or more of the plurality of weighted difference waveforms; andcalculating a physiological parameter based at least in part on the identified weighted difference waveform. 2. The method of claim 1, wherein the physiological parameter comprises a pulse rate. 3. The method of claim 1, wherein the physiological parameter comprises an oxygen saturation value. 4. The method of claim 1, wherein identifying one of the weighted difference waveforms from the plurality of weighted difference waveforms comprises identifying the waveform that most closely resembles a plethysmographic waveform. 5. The method of claim 1, wherein identifying one of the weighted difference waveforms from the plurality of weighted difference waveforms comprises identifying the waveform that least closely resembles a plethysmographic waveform. 6. The method of claim 1, comprising identifying another one of the weighted difference waveforms from the plurality of weighted difference waveforms using another characteristic of one or more of the plurality of weighted difference waveforms, and wherein calculating the physiological parameter is based at least in part on the another identified weighted difference waveform. 7. The method of claim 1, wherein the characteristic of one or more of the plurality of weighted difference waveforms comprises at least one of a measure of complexity of one or more of the plurality of weighted difference waveforms or a measure of skew of one or more of the plurality of weighted difference waveforms. 8. A pulse oximeter, comprising: a processor capable of: receiving two waveforms corresponding to different wavelengths of light from a patient;combining the two received waveforms to form a plurality of weighted difference waveforms, wherein the plurality of weighted difference waveforms vary from one another by a value of a multiplier;identifying one of the weighted difference waveforms from the plurality of weighted difference waveforms using a characteristic of one or more of the plurality of weighted difference waveforms; andcalculating a physiological parameter based at least in part on the identified weighted difference waveform. 9. The oximeter of claim 8, wherein identifying one of the weighted difference waveforms from the plurality of weighted difference waveforms comprises identifying the waveform that most closely resembles a plethysmographic waveform. 10. The oximeter of claim 8, wherein identifying one of the weighted difference waveforms comprises identifying the waveform that least closely resembles a pl... | Covidien LP | A61B005/1455
US20130060110 | A1 | 2013-03-07 | SYSTEM AND METHOD FOR AUTOMATIC DETECTION OF A PLURALITY OF SPO2 TIME SERIES PATTERN TYPES | 2012-09-05 | The disclosed embodiments relate to pulse oximetry. An exemplary pulse oximeter comprises a probe that is adapted to be attached to a body part of a patient to create a signal indicative of an oxygen saturation of blood of the patient, and a processor that is adapted to receive the signal produced by the probe, to calculate an SPO2 value based on the signal, to detect a plurality of pattern types of SPO2 indicative of pathophysiologic events, and to produce an output indicative of a detected one of the plurality of pattern types. | 1. A monitoring system, comprising: a monitor capable of receiving input relating to patient SPO2 or CO2 physiological parameters and storing historical data related to the parameters;a display feature capable of displaying the historical data corresponding to the patient physiological parameters;a pattern detection feature capable of analyzing the historical data to detect a physiologic cycling pattern of SPO2 or CO2 in a segment of the historical data wherein the cycling corresponds to at least one of the types of cycling patterns induced by sleep apnea; anda display control feature capable of finding and displaying the cycling pattern in the historical data on the screen when the display control feature is activated. 2. The system of claim 1, wherein the display control feature is capable of automatically finding and displaying user-specified types of events. 3. The system of claim 1, wherein the historical data comprises a trend of pulse oximetry data and the physiologic pattern comprises a saturation pattern. 4. The system of claim 1, wherein the historical data comprises a trend of pulse oximetry data and the physiologic patter comprises a pattern indicative of ventilatory instability and/or sleep apnea. 5. The system of claim 1, comprising a feature capable of determining a scoring metric associated with the detected physiologic pattern. 6. The system of claim 1, comprising a dynamic status indicator capable of indicating a severity of a clustering of detected saturation. 7. The system of claim 6, wherein the dynamic status indicator comprises bars capable of increasing in number as a severity of the clustering increases based on the historical data. 8. A method, comprising: receiving physiological data from a SPO2 sensor;identifying a plurality of events in the physiological data;determining whether a physiologic pattern of SPO2 or CO2 cycling wherein the cycling corresponds to at least one of the types of cycling patterns induced by sleep apnea, is present in the physiological data based on whether the plurality of events meet defined criteria;displaying the physiological data as a trend; andgraphically designating a segment of the trend with a graphic indicator that corresponds to an identified SPO2 cycling pattern. 9. The method of claim 8, wherein the graphic indicator comprises identifying the segment of the trend. | Lawrence A. Lynn | A61B005/0205 A61B005/08
US08406861 | B2 | 2013-03-26 | Detecting optical properties of a turbid medium | 2008-03-28 | A device for measuring light scattering and absorption properties of a tissue, the device comprising: a probe comprising first and second optical fibers for irradiation and detection. The optical fibers are substantially parallel to each other at the distal end, and are separated by a distance of less than 2 mm, wherein said first and second optical fibers are arranged in said probe at an angle, 6=10 deg. to 45 deg., to the plane perpendicular to the distal end of said probe and wherein the tips of the optical fibers at the distal end are polished parallel to the plane perpendicular to the distal end of said probe. | 1. A device for measuring light scattering and absorption properties of a tissue, the device comprising: a probe having proximal and distal ends, said probe comprising first and second optical fibers, wherein said first optical fiber is operatively connected to a light source, and said second optical fiber is operatively connected to an optical detector, wherein said first and said second optical fibers are substantially parallel to each other at said distal end, and are separated at said distal end by a distance of less than 2 mm, wherein said first and second optical fibers are arranged in said probe at an angle, θ=10° to 45° , to the plane perpendicular to the distal end of said probe and wherein the tips of the optical fibers at the distal end are polished such that they are parallel to the surface of a probed medium; anda computer-readable medium comprising instructions for obtaining an absolute reflectance value from a measured reflectance spectrum, the medium comprising:a) instructions for receiving a value for measured light energy from a turbid medium of interest:b) instructions for receiving values for measured light energy from a calibration turbid medium of known reflectance and absorption properties;c) instructions for calculating an absolute reflectance value, R, at a given wavelength, for said turbid medium of interest, said instructions comprising applying the values received according to instructions (a) and (b) to the relationship of Equation (1)R=SP⁡(λ)SC⁡(λ)⁢RC⁡(λ)Equation⁢⁢(1)wherein Sp(λ) is the reflected light energy detected from the turbid medium, Sc(λ) is the reflected light energy detected from a turbid medium with known reduced scattering and/or absorption coefficients, and Rc(λ) is the reflectance from said turbid medium with known reduced scattering and/or absorption coefficients;d) instructions for determining absorption and/or reduced scattering coefficients for said turbid medium of interest by applying the relationship of Equation (2) to said absolute reflectance value, RR=(a⁢⁢μs′)⁢exp⁡(-μa⁢b(μa⁢μs′)c)Equation⁢⁢(2)wherein a, b, and c are constants, μs′ is the reduced scattering coefficient of said turbid medium of interest, and μa is the absorption coefficient of said turbid medium of interest; ande) instructions for transmitting a value of R, μs′ and/or μa to an output device. 2. The device of claim 1, wherein said probe comprises an endoscopic probe. 3. The device of claim 1, wherein said first and second optical fibers are separated by less than or equal to 700 μm at the distal end of said probe. 4. A method of obtaining an absolute value for reflectance, and/or a reduced scattering coefficient and/or an absorption coefficient from spectra reflected from a turbid medium of interest, the method comprising: a) irradiating a first turbid medium with light energy from a source in contact with a first turbid medium, said first turbid medium having known reduced scattering and absorption coefficients;b) for said ... | Trustees of Boston University | A61B005/00
US08419638 | B2 | 2013-04-16 | Body-associated fluid transport structure evaluation devices | 2008-11-18 | Implantable devices for evaluating body-associated fluid transport structures and methods for using the same are provided. In some instances, the implantable devices include an elongated structure with at least one hermetically sealed integrated circuit sensor stably associated therewith and a transmitter. The devices find use in a variety of different applications, including monitoring the function of various types of body-associated fluid transport structures, such as arteriovenous fistulae, vascular grafts, catheters, cerebrospinal fluid shunts, and implantable central venous access devices. | 1. An implantable device comprising: a single lumen catheter comprising:an elongated flexible tubular catheter body having a proximal end, a distal end, and at least one opening formed on the elongated flexible tubular catheter body between the proximal end and the distal end, the at least one opening is configured to draw up blood into the elongated flexible tubular catheter body and the distal end is configured to return the blood; anda plurality of hermetically sealed integrated circuit sensors formed inside the elongated flexible tubular catheter body, the plurality of hermetically sealed integrated circuit sensors configured to sense the blood to generate data associated with the blood; and a subcutaneous port physically coupled to the single lumen catheter at the proximal end of the elongated flexible tubular catheter body,the subcutaneous port comprising:a transmitter communicatively coupled to the plurality of hermetically sealed integrated circuit sensors, the transmitter configured to transmit the data obtained from the plurality of hermetically sealed integrated circuit sensors to an external device. 2. The implantable device of claim 1, wherein the plurality of hermetically sealed integrated circuit sensors comprise at least two hermetically sealed integrated circuit sensors. 3. The implantable device according to claim 2, wherein the at least two hermetically sealed integrated circuit sensors are each connected to the transmitter by individual signal conductors. 4. The implantable device according to claim 2, wherein the at least two hermetically sealed integrated circuit sensors are connected to the transmitter by a common signal conductor. 5. The implantable device according to claim 1, further comprising a power source. 6. The implantable device according to claim 1, further comprising a hermetically sealed ultrasound reflector. 7. The implantable device according to claim 1, wherein the transmitter comprises a processor configured to process the data obtained from the plurality of hermetically sealed sensors. 8. A system for evaluating fluid flow, the system comprising: a single lumen catheter comprising:an elongated flexible tubular catheter body having a proximal end, a distal end, and at least one opening formed on the elongated flexible tubular catheter body between the proximal end and the distal end, the at least one opening is configured to draw up blood into the elongated flexible tubular catheter body and the distal end is configured to return the blood; anda plurality of hermetically sealed integrated circuit sensors formed inside the elongated flexible tubular catheter body, the plurality of hermetically sealed integrated circuit sensors configured to sense the blood to generate data associated with the blood; a subcutaneous port physically coupled to the single lumen catheter at the proximal end of the elongated flexible tubular catheter body,the subcutaneous port comprising:a transmitter communicatively couple... | Proteus Digital Health, Inc. | A61B005/00
US08396546 | B2 | 2013-03-12 | Machine control device, machine system, machine control method, and recording medium storing machine control program | 2010-05-03 | A machine control device includes: first decoders for estimating, from brain signal information, which one of body movements a user performs or images, based on learning using pairs of movements performed by the user and brain signal information, the body movements going toward one of first to nth body postures; second decoders for estimating from the brain signal information, an correct rate on the body movement estimation, based on learning using pairs of correct rates of the estimation of body movements and the brain signal information; and electric prosthetic arm control section for controlling an electric prosthetic arm to change stepwise its posture between first to nth postures via at least one intermediate posture therebetween, the first to nth postures corresponding to the first to nth body postures. The first decoders perform the estimation only when the estimated correct rate exceeds a threshold. When the first decoders estimate that the body movements goes toward a body posture different from the current one, the electric prosthetic arm control section changes the posture of the machine by performing a part of substeps of change from one of the first to nth body postures toward the posture associated with the body posture toward which the estimated body movement goes. This configuration allows a user to control a brain-signal-based machine to perform a natural movement without a long-term training and much brain information. | 1. A machine control device for controlling a machine based on brain signals of a user, comprising: an estimating unit for, by using a first estimation model developed in advance by supervised learning with a plurality of first training sets, estimating, from information of brain signals of the user, which one of a plurality of body movements the user performs or images, each of said plurality of first training sets being constituted by a pair consisting of (i) a body movement performed or imaged by the user and (ii) information of brain signals of the user corresponding to said body movement performed or imaged by the user, each of said plurality of body movements going toward a first to an nth body posture where n is an integer not less than 2;a correct rate estimating unit for estimating a correct rate from said information of brain signals by using a second estimation model developed in advance by supervised learning with a plurality of second training sets, each of said plurality of second training sets being constituted by a pair consisting of (iii) a previously estimated correct rate and (iv) information of brain signals of the user corresponding to said previously estimated correct rate, each correct rate indicating a probability that a body movement estimated by said estimation unit and a body movement performed or imaged by the user match;a judging unit for judging whether or not a correct rate estimated by said correct rate estimating unit exceeds a predetermined threshold value; anda machine control unit for controlling the machine according to a result estimated by said estimating unit, so as to change a posture of the machine between ones of said first to nth postures through at least one intermediate posture therebetween, such that said change between one of said first to nth postures to another of said first to nth postures includes a plurality of substeps of change, the first to the nth postures being respectively associated with the first to nth body postures, wherein:said estimating unit provides an estimation of body movement that the user performs or images to the machine control unit only if said judging unit judges that a correct rate estimated by said correct rate estimating unit exceeds said predetermined threshold value, andif the posture of the machine is not currently identical with the posture associated with the body posture toward which a body movement estimated by said estimating unit goes, the machine control unit changes the posture of the machine by performing a part of said substeps of change toward the posture associated with the body posture toward which the body movement estimated by the estimating unit goes. 2. The machine control device as set forth in claim 1, further comprising: a brain signal measuring device for measuring electrocardiogram as the brain signals. 3. The machine control device as set forth in claim 2, further comprising: a brain information extracting unit for extracting powers of the b... | Osaka University Advanced Telecommunications Research Institute International The University of Tokyo | A61B005/04
US08428968 | B2 | 2013-04-23 | Interactive system for patient access to electronic medical records | 2004-05-10 | A programmable rules-based interface between a patient and an electronic medical record EMR allows controlled patient access to the EMR allowing increased patient participation in the healthcare process. | 1. A computer-implemented electronic medical record (EMR) access control system configured to implement an access program stored on a computer-readable medium comprising: a computer, which when controlled by the access control program, is configured to: a) receive patient-sourced medical data about a patient from the patient at a computer system;b) determine a patient specific range of physiology values based at least in part on the patient-sourced medical data;c) generate a revised patient specific range of physiology values using the access program based on a computer-implemented electronic medical record system of a healthcare provider using a subset of the data in the electronic medical record of the healthcare provider, the subset being defined by the healthcare provider;e) compare the revised patient specific range of physiology values to the patient-sourced medical data using the access program to generate an information report based on the medical record data in the electronic medical record of the healthcare provider; andf) return the information report to the patient based on the comparison,wherein the subset defined by a healthcare provider is defined to exclude patient access to information in the electronic medical record of the healthcare provider until the occurrence of a personal consultation between the patient, and the healthcare provider, the exclusion being indicated by data and programmable rules in the electronic medical record of the healthcare provider. 2. The computer-implemented electronic medical record (EMR) access control system of claim 1 wherein determining a patient specific range of physiology values uses historical data about the patient held in the electronic medical record of the healthcare provider. 3. The computer-implemented electronic medical record (EMR) access control system of claim 1 wherein determining a patient specific range of physiology values includes testing the data for entry errors based on knowledge about the patient held in the electronic medical record of the healthcare provider. 4. The computer-implemented electronic medical record (EMR) access control system of claim 3 wherein the patient is notified of the entry errors to permit re-entry of the patient-sourced medical data. 5. The computer-implemented electronic medical record (EMR) access control system of claim 1 wherein returning the information report includes providing output to the patient indicating a medical issue. 6. The computer-implemented electronic medical record (EMR) access control system of claim 5 wherein the computer provides the patient with prepared background information about the medical issue. 7. The computer-implemented electronic medical record (EMR) access control system of claim 5 wherein the computer provides the patient with clinical options for assisting in correcting the medical issue. 8. The computer-implemented electronic medical record (EMR) access control system of claim 5 wherein the patient is p... | Epic Systems Corporation | A61B005/00 G06F019/00
US08414749 | B2 | 2013-04-09 | Subcutaneous glucose electrode | 2008-11-12 | A small diameter flexible electrode designed for subcutaneous in vivo amperometric monitoring of glucose is described. The electrode is designed to allow “one-point” in vivo calibration, i.e., to have zero output current at zero glucose concentration, even in the presence of other electroreactive species of serum or blood. The electrode is preferably layered, with the layers serially deposited within a recess upon the tip of a polyamide insulated gold wire. A first glucose concentration-to-current transducing layer can be overcoated with an electrically insulating and glucose flux limiting layer (second layer) on which, optionally, an immobilized interference-eliminating horseradish peroxidase based film is deposited. An outer layer is preferably biocompatible. | 1. An analyte sensor comprising: one or more working electrodes;an analyte-responsive sensing layer associated with and in electrical contact with the one or more working electrodes, the sensing layer comprising an enzyme and a polymer selected from the group consisting of poly(vinylimidazole) and poly(vinyl pyridine); anda polymeric diffusion-limiting layer disposed on and bound to the analyte-responsive sensing layer,wherein at least a portion of the sensor is subcutaneously positioned in a subject. 2. The analyte sensor of claim 1, wherein the analyte is glucose and the enzyme is glucose oxidase. 3. The analyte sensor of claim 2, wherein the analyte sensor has a 10% to 90% response time of not more than about 30 second at a glucose concentration of about 20 mM. 4. The analyte sensor of claim 2, wherein sensor response to glucose is close to linear through a glucose concentration range of 2 to 20 mM. 5. The analyte sensor of claim 2, wherein the analyte sensor has substantially no signal output when concentration of glucose is zero. 6. The analyte sensor of claim 1, wherein the enzyme is covalently bound to the polymer. 7. The analyte sensor of claim 1, the sensing layer further comprising a redox compound. 8. The analyte sensor of claim 7, wherein the redox compound is covalently bound to the polymer. 9. The analyte sensor of claim 8, wherein the enzyme is covalently bound to the polymer. 10. The analyte sensor of claim 1, wherein the polymeric diffusion-limiting layer limits the rate of analyte transport to the sensing layer. 11. The analyte sensor of claim 1, further comprising one or more additional layers. 12. The analyte sensor of claim 11, wherein the one or more additional layers comprises at least one of a biocompatible layer or an interferant eliminating layer. 13. The analyte sensor of claim 1, wherein the sensor comprises a first portion and a second portion, wherein the first portion is positioned external to the subject and the second portion is positioned subcutaneously in the subject. 14. The analyte sensor of claim 13, wherein the first portion is connected to a device for measurement of the electrical signal generated by the sensor. 15. The analyte sensor of claim 13, wherein the second portion of the analyte sensor has a width of no more than about 0.29 mm. 16. The analyte sensor of claim 1, wherein the sensor has substantially no signal output when the concentration of glucose is zero. 17. The analyte sensor of claim 1, wherein the sensor comprises at least two electrodes and at least one of the electrodes is a working electrode and at least one other electrode is a reference electrode, a counter electrode or a combined reference and counter electrode. 18. The analyte sensor of claim 1, wherein one or more working electrodes is a wire. 19. The analyte sensor of claim 1, wherein the sensor is flexible and provides an electrical signal that is substantially insensitive to relative motion between the implanted... | Abbott Diabetes Care Inc. | C12M001/00 A61B005/00 C12Q001/00
US08423130 | B2 | 2013-04-16 | Optimization of thresholds for eating detection | 2008-10-23 | A method is provided that includes providing a fundic impedance signal of a subject sensed during an initial calibration period using at least one implantable fundic sensor of an eating detection device. An indication is received of actual ingestion events of the subject during the initial calibration period. Using a cost function, an analysis is performed of the fundic impedance signal and the actual ingestion events. Responsively to the analysis, a threshold is set, the crossing of which by the fundic impedance signal is indicative of ingestion. The threshold is stored in a memory of the eating detection device. Other embodiments are also described. | 1. A method comprising: receiving, by a processor, a fundic impedance signal of a subject sensed during an initial calibration period using at least one implantable fundic sensor of an eating detection device;receiving, by the processor, an indication of actual ingestion events of the subject during the initial calibration period;performing, by the processor, an analysis of the fundic impedance signal and the actual ingestion events, using a cost function to find each of a plurality of cost function values for each of respective candidate thresholds by: identifying, using an eating detection algorithm, detected ingestion events during the initial calibration period by comparing the fundic impedance signal to the candidate threshold over the initial calibration period,comparing the detected ingestion events to the actual ingestion events to find a number of the detected ingestion events that represent true positives, a number of the detected ingestion events that represent false positives, and a number of the actual ingestion events that represent false negatives, andcalculating the cost function value responsively to a measure of sensitivity of the eating detection algorithm and a measure of positive predictive value of the eating detection algorithm, wherein the sensitivity equals the quotient of (a) the number of the true positives divided by (b) a sum of the number of the true positives and the number of the false negatives, and wherein the positive predictive value equals the quotient of (a) the number of the true positives divided by (b) a sum of the number of the true positives and the number of the false positives;setting, by the processor, a threshold by selecting one of the candidate thresholds as the threshold responsive to the cost function values, the crossing of which threshold by the fundic impedance signal is indicative of ingestion; andstoring, by the processor, the threshold in a memory of the eating detection device. 2. The method according to claim 1, wherein receiving the fundic impedance signal comprises: receiving, by the processor, a sensed fundic impedance signal of the subject sensed during the initial calibration period using the at least one implantable fundic sensor; and,filtering, by the processor, the sensed fundic impedance signal to generate a filtered fundic impedance signal, andwherein performing the analysis comprises performing the analysis of the filtered fundic impedance signal and the actual ingestion events. 3. The method according to claim 2, wherein receiving the sensed fondle impedance signal comprises receiving a representative sample of a raw fondle impedance signal, and wherein filtering comprises filtering the representative sample of the raw fundic impedance signal to generate the filtered fundic impedance signal. 4. The method according to claim 1, wherein receiving the fundic impedance signal comprises receiving a filtered fondle impedance signal from the eating detection device, and wherein pe... | Metacure Limited | A61B005/05
US08391952 | B2 | 2013-03-05 | Coil arrangement for an electromagnetic tracking system | 2007-10-11 | An electromagnetic tracking system comprising at least one electromagnetic transmitter assembly or at least one electromagnetic receiver assembly with two coils attachable to a trackable object to be tracked. The two coils including a first large coil and a second small coil, with the second small coil positioned asymmetrically with respect to the first large coil. The electromagnetic tracking system enables a medical professional to continually track the position and orientation of the object during a medical procedure. | 1. An electromagnetic tracking system, comprising: at least one transmitter assembly with at least one transmitter coil element;at least one receiver assembly with two receiver coil elements attachable to an object to be tracked, the two receiver coil elements spaced apart from each other and positioned asymmetrically with respect to each other so that an axis of a first receiver coil element is neither perpendicular to nor parallel with an axis of a second receiver coil element within the same assembly, the at least one receiver assembly communicating with and receiving signals from the at least one transmitter assembly; andelectronics coupled to and communicating with the at least one transmitter assembly and the at least one receiver assembly for calculating the position and orientation of the object to be tracked. 2. The electromagnetic tracking system of claim 1, wherein the first and second receiver coil elements respectively include a first large coil element and a second small coil element. 3. The electromagnetic tracking system of claim 2, wherein the first large coil element is aligned with a distal end of a medical instrument and the second small coil element is positioned asymmetrically with respect to the first large coil element. 4. The electromagnetic tracking system of claim 1, wherein the at least one receiver assembly is attachable to a proximal end of a medical instrument to track the position and orientation of a distal end of the medical instrument. 5. The electromagnetic tracking system of claim 1, wherein the two receiver coil elements are angled at different angles with respect to each other. 6. The electromagnetic tracking system of claim 2, wherein the first large coil element is centered on a longitudinal axis and angled at a first angle with respect to the longitudinal axis and the second small coil element is centered on the longitudinal axis and angled at a second angle with respect to the longitudinal axis. 7. The electromagnetic tracking system of claim 1, wherein a center of the second receiver coil element is on the large receiver coil element's axis. 8. The electromagnetic tracking system of claim 2, wherein the second small coil element is positioned asymmetrically with respect to the first large coil element. 9. The electromagnetic tracking system of claim 1, wherein the object to be tracked is a medical device, implant or instrument. 10. An electromagnetic tracking system, comprising: at least one transmitter assembly with two transmitter coil elements attachable to an object to be tracked, the two transmitter coil elements spaced apart from each other and positioned asymmetrically with respect to each other so that an axis of a first transmitter coil element is neither perpendicular to nor parallel with an axis of a second transmitter coil element within the same assembly;at least one receiver assembly with at least one receiver coil element, the at least one receiver assembly communicating with and... | General Electric Company | A61B005/05
US08391966 | B2 | 2013-03-05 | Sensory-evoked potential (SEP) classification/detection in the time domain | 2010-09-20 | Techniques are disclosed for sensory-evoked potential (SEPs, e.g., visual-evoked potentials) signal detection/classification by synchronizing EEG to the repeated presentation of sensory stimuli in the time domain. In some embodiments, a system receives a plurality of EEG signal samples, generates a stimulus-locked EEG and determines whether the plurality of EEG signal samples are evoked in response to a pattern of stimulus. In some embodiments, no prior knowledge about the update pattern (such as the flashing frequency of a visual stimulus) of the stimulus and no prior knowledge about an individual user's EEG pattern are required. | 1. A method for sensory-evoked potential signal classification, comprising: generating a pattern of stimulus characterized by a frequency that updates randomly;determining in real-time the frequency of the pattern of stimulus, the determined frequency of the pattern of stimulus being the current frequency of the pattern of stimulus;receiving a plurality of electroencephalography signal samples from a current user evoked in response to the pattern of stimulus;synchronizing the plurality of electroencephalography signal samples in time domain without conversion to a frequency domain to the pattern of stimulus in time domain;generating a stimulus-locked electroencephalography signal sample using a processor; andperforming a determination using a time domain classifier in real-time of whether the plurality of electroencephalography signal samples are evoked in response to the pattern of stimulus using the processor,wherein the determination of whether the plurality of electroencephalography signal samples are evoked in response to the pattern of stimulus being performed dynamically or adaptively in real-time in a manner such that the current user's electroencephalography pattern determined in real-time is used, the current user's electroencephalography response pattern determined before the current user's current electroencephalography response pattern is not used, the frequency of the pattern of stimulus determined in real-time is used, and a frequency of the pattern of stimulus determined before the current determined frequency of the pattern of stimulus is not used in the determination of whether the plurality of electroencephalography signal samples are evoked in response to the pattern of stimulus; andwherein the sensory-evoked potential signal classification is computed by calculating a mutual relationship between pairs of segments for the stimulus-locked electroencephalography signal sample, determining a statistical measure of the mutual relationship for each stimulus, and determining if a stimulus is being attended to by the current user according to the statistical measure of the mutual relationship for each stimulus user the time domain classifier. 2. The method recited in claim 1, wherein sensory-evoked potential signal classification is performed by synchronizing electroencephalography signal samples to repeated presentation of sensory stimuli in the time domain. 3. The method recited in claim 1, wherein sensory-evoked potential signal classification is performed by synchronizing electroencephalography signal samples to repeated presentation of sensory stimuli in the time domain, wherein the sensory-evoked potential signal classification includes visually evoked potentials. 4. The method recited in claim 1, further comprising: detecting a plurality of electroencephalography signals. 5. The method recited in claim 1, further comprising: recording the plurality of electroencephalography signal samples. 6. The method recited in claim 1... | NeuroSky, Inc. | A61B005/04 A61B005/05
US08617084 | B2 | 2013-12-31 | Control module interface for MRI biopsy device | 2012-11-12 | A biopsy system includes a biopsy device, a control module, a control module interface, at least one wireless data communication link, and an encoder. The biopsy device is operable to capture a tissue sample and includes a reusable portion and a disposable portion. The reusable portion includes an MR compatible motor. The disposable portion is adapted to be releasably joined with the reusable portion. The control module interface is configured to provide an interface between the control module and the reusable portion of the biopsy device. The at least one wireless data communication link includes a first data link configured to permit communication of data between the reusable portion of the biopsy device and the control module interface. The encoder is operationally coupled with the MR compatible motor. | 1. A biopsy system comprising: (a) a biopsy device operable to capture a tissue sample, wherein the biopsy device comprises: (i) a reusable portion, wherein the reusable portion comprises an MR compatible motor, and(ii) a disposable portion adapted to be releasably joined with the reusable portion;(b) a control module;(c) a control module interface configured to provide an interface between the control module and the reusable portion of the biopsy device;(d) at least one wireless data communication link comprising a first data link configured to permit communication of data between the reusable portion of the biopsy device and the control module interface; and(e) an encoder operationally coupled with the MR compatible motor. 2. The biopsy system of claim 1 wherein the MR compatible motor comprises a piezo motor. 3. The biopsy system of claim 1 wherein the disposable portion comprises a tissue sample holder. 4. The biopsy system of claim 3 wherein at least part of the tissue sample holder is rotatable. 5. The biopsy system of claim 4 wherein the MR compatible motor is operable to rotate the tissue sample holder. 6. The biopsy system of claim 4 wherein the encoder is configured to provide a rotational position of a portion of the tissue sample holder. 7. The biopsy system of claim 3 wherein the control module comprises a vacuum control module, and wherein the biopsy device is operable to communicate tissue samples proximally to the tissue sample holder under the influence of vacuum from the vacuum control module. 8. The biopsy system of claim 1 further comprising a plurality of data communication links. 9. The biopsy system of claim 1 wherein the control module comprises a vacuum control module. 10. The biopsy system of claim 9 further comprising a second data link, wherein the second data link is configured to permit communication of data between the vacuum control module and the control module interface. 11. The biopsy system of claim 9 further comprising at least one power communication link configured to permit communication of power from the vacuum control module to the control module interface. 12. The biopsy system of claim 11 further comprising an electrical connector configured to connect the first data link and the at least one power communication link to the control module interface. 13. The biopsy system of claim 1 wherein the disposable portion comprises a needle portion, a tubular cutter, and a tissue sample holder, and wherein the biopsy device is operable to communicate tissue samples proximally through the cutter to the tissue sample holder. 14. The biopsy system of claim 1 wherein the control module interface is remotely located relative to the biopsy device. 15. The biopsy system of claim 1 wherein the control module interface comprises: (i) a cutter motor comprising an output shaft, wherein the cutter motor is configured to generate rotational motion,(ii) a controller configured to control the cutter motor, and(iii... | Devicor Medical Products, Inc. | A61B005/00
US09095294 | B2 | 2015-08-04 | Lancing device and lancet | 2012-11-13 | A lancing device and lancet are provided with depth-control, lancet ejection, and/or guidance mechanisms. The depth-control mechanism includes a dial rotationally mounted at a distal end of the housing of the lancing device, the dial being coupled to a linkage whereby rotation of the dial imparts translational movement to a stop surface of the linkage to limit the stroke of the lancet and thereby control lancing penetration depth. The ejection mechanism includes an ejector that is advanced into contact with a transversely flared flange of the lancet to discharge the lancet from the lancing device. The guidance mechanism includes an inner guidance housing for restricting out-of-axis movement of a lancet carrier. | 1. A lancing device comprising: a lancet carrier comprising a lancet carrier stop;a drive spring for propelling the lancet carrier along a lancing stroke defining a stroke distance; anda depth control mechanism for adjusting the stroke distance of the lancet carrier to control a depth of lancet penetration into a skin surface, the depth control mechanism comprising:a dial that is rotational about a center of rotation, the dial further comprising a mounting pin eccentrically offset from the center of rotation; anda stop bar having a first end mounted to the mounting pin of the dial and a second end comprising a stop surface for abutment with the lancet carrier stop to adjust the stroke distance of the lancet carrier and thereby adjust the depth of lancet penetration into the skin surface. 2. The lancing device of claim 1, wherein the stop bar has a generally T-shaped profile with a lengthwise axis and a transverse rib forming the stop surface and extending generally perpendicular to the lengthwise axis. 3. The lancing device of claim 1, wherein the lancet carrier comprises a distal extension arm having the lancet carrier stop extending therefrom. 4. The lancing device of claim 3, wherein the lancet carrier stop comprises a sleeve retained on the distal extension arm. 5. The lancing device of claim 1, wherein rotation of the dial drives an axial component of motion of the stop bar and a transverse component of motion of the stop bar. 6. The lancing device of claim 5, wherein the axial and transverse components of motion generate a pivotal motion of the stop bar. 7. The lancing device of claim 1, wherein the lancet carrier, the drive spring and the stop bar are enclosed within a housing, and wherein a rearward end of the housing is radiused to generally match a profile of the dial, with only an outer periphery of the dial projecting beyond the rearward end of the housing. 8. A lancing device comprising: a lancet carrier axially movable within a housing, the lancet carrier further comprising a lancet carrier stop;a drive spring for propelling the lancet carrier along a lancing stroke defining a stroke distance; anda depth control mechanism for adjusting the stroke distance of the lancet carrier to control a depth of lancet penetration into a skin surface, the depth control mechanism comprising: a dial rotationally mounted to the housing defining an axis of rotation, the dial comprising a centrally positioned arcuate flange and a pin eccentrically offset therefrom; andan arm having a first end mounted to the pin of the dial and a second end comprising a stop surface for abutment with the lancet carrier stop to adjust the stroke distance of the lancet carrier and thereby adjust the depth of lancet penetration into the skin surface. 9. The lancing device of claim 8, wherein the housing is generally elongate and extends from a proximal end to a distal end. 10. The lancing device of claim 9, wherein the dial is mounted at the distal end of the ho... | FACET TECHNOLOGIES, LLC | A61B017/32 A61B017/14 A61B005/151 A61B005/15
US08419619 | B2 | 2013-04-16 | Endoscopic form detection device and form detecting method of insertion section of endoscope | 2011-09-09 | An endoscopic form detection device includes a posture detecting section configured to detect a posture of each of sensor units based on measurement data in the sensor unit, and a linear form detecting section configured to detect a detected linear form of an inserting section on an assumption that a form between the respective sensor units is a linear link whose dimension is equal to an inter-sensor dimension based on the detected posture of each of the sensor units. The endoscopic form detection device includes a curve form detecting section configured to perform curve interpolation with respect to the detected linear form detected on an assumption that a form between the respective sensor units is an arc whose arc length is equal to the inter-sensor dimension, and configured to detect a detected curve form. | 1. An endoscopic form detection device comprising: an endoscope including an inserting section in which sensor units are arranged in longitudinal directions at intervals of a predetermined inter-sensor dimension;a posture detecting section configured to detect a posture of each of the sensor units based on measurement data in the sensor unit;a linear form detecting section configured to detect a detected linear form of the inserting section of the endoscope on an assumption that a form between the respective sensor units is a linear link whose dimension is equal to the inter-sensor dimension based on the posture of each of the sensor units detected by the posture detecting section; anda curve form detecting section configured to perform curve interpolation with respect to the detected linear form detected by the linear form detecting section on an assumption that a form between the respective sensor units is an arc whose arc length is equal to the inter-sensor dimension, and configured to detect a detected curve form, whereinthe curve form detecting section includes:a curve interpolating section configured to carry out the curve interpolation in accordance with each of the links to form the arc between the respective sensor units; andan interpolation controlling section configured to control the curve interpolating section to perform the curve interpolation with respect to all the links, whereinthe curve interpolating section includes:a normal line forming section configured to form, in a global coordinate system havingan origin set at the center of the sensor unit provided on the most proximal end side or the most distal end side, a first interpolation normal line that runs through a first end point as an end on a side close to the origin in the global coordinate of an interpolation target link which is the link as a target of the curve interpolation performed by the curve interpolating section and that is perpendicular to the interpolation target link, and a second interpolation normal line that runs through a second end point as an end on a side far from the origin in the global coordinate of the interpolation target link and that is perpendicular to an interpolation target adjacent link which is the link adjacent to the side far from the origin in the global coordinate of the interpolation target link;a center deciding section configured to calculate an intersection of the first interpolation normal line and the second interpolation normal line formed by the normal line forming section or an intermediate point of two points that minimize a distance between the first interpolation normal line and the second interpolation normal line, and configured to decide the intersection or the intermediate point as the center of the arc; andan arc forming section configured to form the arc which has a radius equal to a distance between the center and the first end point of the interpolation target link and a starting point at the first end point of the in... | Olympus Medical Systems Corp. | A61B001/00 A61B001/04 A61B005/05 G01P015/00
US08979767 | B2 | 2015-03-17 | Neural monitoring system | 2012-11-14 | A neural monitoring system for determining a proximity between a stimulator and a nerve within an intracorporeal treatment area of a human subject includes a stimulator, a mechanical sensor, and a receiver. The stimulator is configured to extend within the intracorporeal treatment area and to provide an electrical stimulus therein. The mechanical sensor is configured to be placed in mechanical communication with the muscle and to generate a mechanomyography output signal corresponding to a sensed mechanical movement of the muscle. The receiver is configured to: receive the mechanomyography output signal from the mechanical sensor; receive an indication of a magnitude of the provided intracorporeal stimulus; determine a magnitude of acceleration of the muscle from the received mechanomyography output signal; and determine a proximity between the stimulator and the nerve from the magnitude of the provided intracorporeal stimulus and the magnitude of acceleration of the muscle. | 1. A neural monitoring system for determining a distance between a stimulator and a nerve within an intracorporeal treatment area of a human subject, with the nerve innervating a muscle, the neural monitoring system comprising: a stimulator configured to extend within the intracorporeal treatment area and to provide an electrical stimulus therein;a mechanical sensor configured to be placed in mechanical communication with the muscle and to generate a mechanomyography output signal corresponding to a sensed mechanical movement of the muscle; anda processor configured to: receive the mechanomyography output signal from the mechanical sensor;receive an indication of a magnitude of the provided intracorporeal stimulus;determine a magnitude of acceleration of the muscle from the received mechanomyography output signal;determine a distance between the stimulator and the nerve from the magnitude of the provided intracorporeal stimulus and the magnitude of acceleration of the muscle;wherein the processor is configured to determine the distance by selecting a distance value from a lookup table stored in a memory associated with the processor; andwherein the lookup table provides the distance value as a function of both a variable intracorporeal stimulus and a variable magnitude of acceleration of the muscle. 2. The neural monitoring system of claim 1, further comprising a display device in communication with the processor; wherein the processor is configured to determine if the sensed mechanical movement of the muscle was caused by the provided stimulus andwherein the processor is further configured to display an indication of the determined distance to a user via the display device if it is determined that the sensed mechanical movement of the muscle was caused by the provided stimulus. 3. The neural monitoring system of claim 1, wherein the processor is further configured to: compute a time derivative of an acceleration of the muscle from the mechanomyography output signal;compare the computed time derivative of acceleration to a jerk threshold; andindicate that the sensed mechanical movement of the muscle was induced by the provided intracorporeal stimulus if the computed time derivative of acceleration exceeds the jerk threshold. 4. The neural monitoring system of claim 2, wherein the processor is further configured to: compare the determined distance to a distance threshold; andwherein the indication is a first indication if the determined distance is less than the distance threshold; andwherein the indication is a second indication if the determined distance is greater than the distance threshold. 5. The neural monitoring system of claim 1, wherein the stimulator is an invasive medical instrument. 6. The neural monitoring system of claim 5, wherein the invasive medical instrument is a retractor. 7. The neural monitoring system of claim 5, wherein the invasive medical instrument is a screw. 8. The neural monitoring system of claim 1, wherein t... | Innovative Surgical Solutions, LLC | A61B005/11 A61B005/0488 A61B005/00
US08412302 | B2 | 2013-04-02 | Intracranial neural interface system | 2011-12-08 | In some preferred embodiments, without limitation, the present invention comprises an implantable, intracranial neural interface node which is an integrated and minimally invasive platform system and supports cross-modal neural interfaces to the cerebrum and other associated structures in the central nervous system. The neural interfaces comprise electrical and chemical interfaces for neural recording, electrical stimulation, chemical delivery, chemical sensing, chemical sampling, cell delivery, genetic material delivery and/or other functions of interest. | 1. An implantable neural interface system, comprising: a base insertable into a cranium and including a shelf;a neural interface device coupled to the base, wherein the neural interface device includes an electrode array;an electronic component coupled to the neural interface device and including a circuit board on the shelf, wherein the circuit board is substantially flat and defines an open center. 2. The implantable neural interface system of claim 1, wherein the circuit board is approximately circular. 3. The implantable neural interface system of claim 2, wherein the neural interface device comprises a neuroprobe assembly, and wherein the electrode array is coupled to the neuroprobe assembly. 4. The implantable neural interface system of claim 3, wherein the neuroprobe assembly comprises a penetrating electrode, and wherein the electrode array is disposed on the penetrating electrode. 5. The implantable neural interface system of claim 4, further comprising a plug that couples to the base and defines, on a side of the plug, a recess that houses at least a portion of the electronic component. 6. The implantable neural interface system of claim 3, wherein the neuroprobe assembly is a planar probe. 7. The implantable neural interface system of claim 2, further comprising a fluidic component within and/or associated with the base. 8. The implantable neural interface system of claim 7, wherein the fluidic component includes at least one microchannel defined in the neural interface device. 9. An implantable neural interface system, comprising: a base insertable into a cranium and defining a groove from a bottom portion of the base to a top portion of the base;a neural interface device coupled to the base, wherein the neural interface device includes an electrode array;an electronic component coupled to the neural interface device; anda flexible interconnect cable that connects the electronic component to the electrode array, wherein at least a portion of the flexible interconnect cable resides in the groove. 10. The implantable neural interface system of claim 9, wherein the neural interface device comprises a neuroprobe assembly, and wherein the electrode array is coupled to the neuroprobe assembly. 11. The implantable neural interface system of claim 10, wherein the neuroprobe assembly includes a penetrating electrode, and wherein the electrode array is disposed on the penetrating electrode. 12. The implantable neural interface system of claim 11, wherein the base further includes a shelf and the electronic component includes a circuit board on the shelf within the base, wherein the circuit board is substantially flat and circular and defines an open center. 13. The implantable neural interface system of claim 10, wherein the neuroprobe assembly is a planar probe. 14. The implantable neural interface system of claim 9, wherein the electronic component includes a circuit board placed in the base. 15. The implantable neural interface... | The Regents of the University of Michigan | A61B005/04 A61N001/05
US09694158 | B2 | 2017-07-04 | Torque for incrementally advancing a catheter during right heart catheterization | 2012-10-08 | A torque for controlling the advancement and rotation of a right heart catheter during a right heart catheterization procedure. The torque has a casing with a cavity for receiving a core, and a lumen for receiving the right heart catheter. A gripper is disposed within the core to tightly grip the right heart catheter. The core has a plurality of threads that engage teeth of a handle. The handle is attached to the casing at an axis and rotates about the axis during use. The core has an elongated spiraled recess which is engaged by a guide pin attached to the casing and extending within the cavity. When the handle is rotated, the teeth of the handle engage the threads to rotate the core, and the guide pin engages the elongated spiraled recess to move the core laterally, thereby advancing and rotating the right heart catheter. | 1. A right heart catheter and torque for advancing said right heart catheter within the vascular system of a patient during a right heart catheterization comprising: a casing defining a cavity therein, said casing comprising at least one lumen and a guide pin attached to said casing and disposed within said cavity;a core disposed within said cavity of said casing, said core comprising a lumen in communication with said at least one lumen of said casing, a plurality of threads disposed along an outer circumference of said core and a spiraled recess disposed along said outer circumference of said core;a gripper disposed within a first end of said core, said gripper comprising a lumen corresponding to and in communication with said lumen of said core and said at least one lumen of said casing, said gripper receiving within said lumen of said gripper said right heart catheter, and tightly gripping said right heart catheter;a retaining cap adjacent said gripper and attached to said first end of said core, said retaining cap comprising a lumen in communication with said lumen of said gripper;a handle attached to said casing at an axis and rotatable about said axis, said handle comprising a grip extending outward from and external to said casing, and a plurality of teeth extending within said casing and engaging with said plurality of threads;wherein said guide pin of said casing extends within and engages said spiraled recess of said core; andwherein said core is rotatable and laterally moveable within said cavity when said handle is rotated about said axis. 2. The right heart catheter and torque as disclosed in claim 1 wherein said teeth engage said threads to rotate said core when said handle is rotated about said axis, and said guide pin engages said spiraled recess to move said core laterally within said cavity when said handle is rotated about said axis. 3. The right heart catheter and torque as disclosed in claim 1 wherein said plurality of threads are disposed along a first portion of said outer circumference of said core, said first portion being adjacent said first end of said core, and said spiraled recess is disposed along a second portion of said outer circumference, said second portion being adjacent said first portion. 4. The right heart catheter and torque as disclosed in claim 1 wherein said at least one lumen of said casing comprises a first lumen disposed within a first end of said casing and a second lumen corresponding to said first lumen disposed within a second end of said casing; said first lumen and said second lumen of said casing communicating with said lumen of said core. 5. The right heart catheter and torque as disclosed in claim 1 wherein said casing further comprises a first member and a second member hingedly attached to said first member. 6. The right heart catheter and torque as disclosed in claim 5 wherein said first member and said second member comprise corresponding recesses and corresponding mounts adjacent s... | - | A61B005/05 A61B008/14 A61B005/00 A61M025/00 A61B001/00 A61B001/04 A61M025/01 A61M025/09 A61B006/12
US09295396 | B2 | 2016-03-29 | Neurophysiologic monitoring system | 2012-08-28 | The present invention relates to a system and methods generally aimed at surgery. More particularly, the present invention is directed at a system and related methods for performing surgical procedures and assessments involving the use of neurophysiology. | 1. A system for avoiding harm to neural tissue during surgery, comprising: an instrument capable of advancement to a surgical target site and configured to deliver a stimulation signal at least one of while advancing to said target site and after reaching said target site; anda processing system in communication with said instrument and programmed to perform a plurality of neurophysiologic testing functions including at least two of static pedicle integrity testing, dynamic pedicle integrity testing, nerve proximity detection, neuromuscular pathway assessment, manual motor evoked potential monitoring, automatic motor evoked potential monitoring, somatosensory evoked potential monitoring, non-evoked monitoring, and surgical navigation; said processing system programmed with a plurality of pre-established testing profiles corresponding to one or more of a specific surgical procedure and a specific spinal region being operated upon;wherein selection of a pre-established profile dictates which of the neurophysiologic testing functions are available for selection and sets specific test parameters associated with the available neurophysiologic testing functions so as to facilitate the initiation of said at least one neurophysiologic testing function;said processing system further programmed with a set of at least three threshold ranges and configured to direct a first stimulation signal to said instrument at a first magnitude corresponding to a boundary between a pair of said ranges, direct a second stimulation signal at a second magnitude corresponding to a boundary between a different pair of said ranges, and to measure at least one response of nerves depolarized stimulation signals by said stimulation signals to indicate at least one of nerve proximity and pedicle integrity. 2. The system of claim 1, wherein said pre-established profile is at least one of pre-programmed by a manufacturer of said system and saved by a user after creating said profile. 3. The system of claim 1, wherein said specific surgical procedures are comprised of ACDF, XLIF, and decompression surgical procedures. 4. The system of claim 1, wherein said specific spinal regions are comprised of cervical, thoracolumbar, and lumbar. 5. The system of claim 1, wherein said specific test parameters are comprised of electrode placement, myotomes monitored, and stimulation signal parameters. 6. The system of claim 5, wherein the at least one evoked response is measured by monitoring neuromuscular waveforms of myotomes associated with said depolarized nerves. 7. The system of claim 1, wherein the at least one evoked response is an EMG response. 8. The system of claim 1, wherein said system includes a display for communicating said at least one of nerve proximity and pedicle integrity. 9. The system of claim 8, wherein said system indicates at least one of nerve proximity and pedicle integrity by displaying at least one of the colors red, yellow, and green. 10. The system of claim ... | NuVasive, Inc. | A61B005/04 A61B005/05 A61B018/04 A61B018/18 A61N001/00 A61B005/0488 A61B005/00 A61N001/08 A61B017/16 A61B017/17 A61B017/00 A61N001/05 A61N001/36 A61B005/0492
US11364018 | B2 | 2022-06-21 | Swab for collecting biological specimens | 2012-10-23 | A method for collecting biological specimens using a swab of the type consisting of a rod terminating in a tip covered with fiber with hydrophilic properties to allow absorption of said specimens, wherein said fiber covers said tip in the form of a layer deposited by flocking. | 1. A biological specimen collection swab, comprising: a rod terminating in a tip, the tip being shaped with a rounded geometry; anda layer of fibers disposed on a surface of said tip by flocking with an electrostatic flocking technique in which the fibers were deposited in an oriented manner on the surface of the tip of the rod, the layer of fibers having a fiber count of 1.7 to 3.3 Dtex and a thickness of 0.6 to 3 mm and being configured to have capillarity hydrophilic properties and configured to and having an amount of fiber capable of absorbing by capillarity a quantity of 40 μl of liquid biological specimen in said layer of fibers on the tip of the rod, the liquid absorption capacity of said layer of fibers being at least 40 μl, andwherein said swab is configured to collect said biological specimen from a human for analysis. 2. The swab as claimed in claim 1 wherein said rod is a plastic rod and said rod tip is rigid. 3. The swab as claimed in claim 1 in which said fibers have a length of 0.6 to 3 mm. 4. The swab as claimed in claim 1 wherein said fibers were deposited perpendicularly to the surface of the tip of the swab rod. 5. The swab as claimed in claim 1 wherein capillaries are defined in said layer of fibers to confer hydrophilic properties by capillarity to the layer of fibers. 6. The swab as claimed in claim 1 wherein the layer of fibers is configured to and has an amount of fiber capable of absorbing by capillarity a quantity of 100 μl of liquid biological specimen in said layer of fibers on the tip of the rod, the liquid absorption capacity of said layer of fibers being at least 100μl. 7. The swab as claimed in claim 1 wherein the swab is a clinical swab configured for human clinical collection of said biological specimens. 8. A biological specimen collection swab, comprising: a rod terminating in a tip, the tip being shaped with a rounded geometry; anda layer of fibers disposed on a surface of said tip by electrostatic flocking in an oriented manner, the layer of fibers having a thickness of 0.6 to 3 mm and being configured to have capillarity hydrophilic properties and configured to and having an amount of fiber capable of absorbing by capillarity a quantity of 40 μl of liquid biological specimen in said layer of fibers on the tip of the rod, the liquid absorption capacity of said layer of fibers being at least 40 μl, andwherein said swab is configured to collect said biological specimen from a human for analysis. 9. The swab as claimed in claim 8 wherein said rod is a plastic rod and said rod tip is rigid. 10. The swab as claimed in claim 8 in which said fibers have a length of 0.6 to 3 mm. 11. The swab as claimed in claim 8 wherein said fibers were deposited in an ordered manner perpendicularly to the surface of the tip of the swab rod. 12. The swab as claimed in claim 8 wherein capillaries are defined in said layer of fibers to confer hydrophilic properties by capillarity to the layer of fibers. 13. The swab as cl... | Copan Italia S.p.A. | A61B010/00 A61F013/38 B01L003/00 C12M001/30
US20130072803 | A1 | 2013-03-21 | SKIN OPTICAL CHARACTERIZATION DEVICE | 2012-11-15 | The present invention is generally directed to dermatological devices and methods in which one or more skin characteristics, such as the melanin index, are determined by analyzing radiation backscattered from a skin region illuminated by at least one, and preferably, two or more wavelengths, e.g., in a range of about 600 nm to about 900 nm. In many embodiments, the radiation is coupled to the skin via a waveguide, and an optical sensor is employed to ascertain contact between the waveguide (e.g., a waveguide surface adapted for contact with the skin) and the skin. | 1-45. (canceled) 46. A dermatological device, comprising at least one radiation source,a waveguide optically coupled to the radiation source to transmit radiation from the source to the skin, said waveguide having two opposed surfaces and a sidewall extending between said surfaces,a detector coupled to the waveguide to detect at least a portion of radiation backscattered from a skin region illuminated by the source radiation, and an optical contact sensor optically coupled to said sidewall, said sensor determining whether said waveguide is in contact with the skin based on detection of backscattered radiation leaking through said sidewall. 47. A dermatological device, comprising: a radiation source assembly;a first waveguide having a proximal end adapted to receive radiation from the radiation source assembly and a distal end adapted to transmit radiation to a tissue;a second waveguide having a distal end adapted to receive backscattered radiation from said first waveguide and a proximal end adapted to transmit said backscattered radiation;a detector optically coupled to said second waveguide and configured to measure a physical characteristic of said tissue; anda processor electrically coupled to the detector and configured to receive a signal from said detector corresponding to said backscattered radiation;wherein said processor is configured to determine a physical characteristic of said tissue based on the backscattered radiation that is detected. 48. The device of claim 47, wherein the device further comprises a means for coupling said backscattered radiation exiting from said proximal end to the detector. 49. The device of claim 48, wherein said means comprises a beamsplitter. 50. The device of claim 47, wherein the radiation source assembly is capable of generating radiation at two or more wavelengths in a range of about 350 nm to about 1200 nm. 51. The device of claim 47, wherein the radiation source assembly is capable of generating radiation at two or more wavelengths in a range of about 600 nm to about 900 nm. 52. The device of claim 47, wherein the first waveguide is an optical fiber. 53. The device of claim 47, wherein the second waveguide is an optical fiber. 54. The device of claim 47, further comprising additional waveguides. 55. The device of claim 54, wherein said additional waveguides are optical fibers. 56. A dermatological device, comprising at least one source of radiation,an optical fiber receiving radiation from said source at a proximal end and applying the radiation to a skin region at a distal end,another optical fiber coupled at a distal end to skin at another region separated from the illuminated region by a skin segment so as to receive at least a portion of the applied radiation after transmission through that segment,a detector optically coupled to a proximal end of said another optical fiber to detect at least a portion of said transmitted radiation received by that fiber, said detector generating a sig... | PALOMAR MEDICAL TECHNOLOGIES, INC. | A61B005/00
US20130096446 | A1 | 2013-04-18 | Method and System for Differentiating Between Supraventricular Tachyarrhythmia and Ventricular Tachyarrhythmia | 2012-10-05 | A method of differentiating between supraventricular tachyarrhythmia (SVT) and ventricular tachyarrhythmia (VT) is disclosed. A post pacing interval (PPI) is determined based on a biomarker dataset. The post pacing interval is statistically analyzed relative to a threshold to differentiate between SVT and VT. A further method of differentiating between SVT and VT is disclosed. A PPI is determined based on a biomarker dataset. A tachycardia cycle length (TCL) is also determined based on the biomarker dataset. A difference of the PPI minus the TCL is statistically analyzed relative to a threshold to differentiate between SVT and VT. A non-transitory computer readable medium and a system are also disclosed for differentiating between SVT and VT. | 1. A method of differentiating between supraventricular tachyarrhythmia (SVT) and ventricular tachyarrhythmia (VT), comprising: a) determining a post pacing interval (PPI) based on a biomarker dataset; andb) statistically analyzing the post pacing interval relative to a threshold to differentiate between SVT and VT. 2. The method of claim 1, wherein the biomarker dataset comprises cardiac electrogram (EGM) data. 3. The method of claim 1, further comprising providing a biomarker dataset. 4. The method of claim 3, wherein providing the biomarker dataset comprises sampling EGM data provided from one or more implanted sensor leads from an implantable cardioverter defibrillator (ICD). 5. The method of claim 4, wherein at least one of the one or more implanted sensor leads comprises a ventricular ICD lead. 6. The method of claim 1, wherein the determining the post pacing interval (PPI) comprises determining a first return cycle length from a portion of the biomarker dataset which follows an episode of anti-tachycardia pacing (ATP). 7. The method of claim 1, wherein the biomarker dataset comprises at least one member selected from the group consisting of: an R-peak to peak interval;a heart rate;a scatterplot;a heartbeat cycle time; andan electrogram (EGM). 8. The method of claim 1, wherein statistically analyzing the post pacing interval relative to the threshold to differentiate between SVT and VT comprises predicting VT if the PPI is less than the threshold. 9. (canceled) 10. The method of claim 1, further comprising determining a tachycardia cycle length (TCL) based on the biomarker dataset; and wherein statistically analyzing the post pacing interval relative to the threshold to differentiate between SVT and VT comprises predicting VT if a difference of PPI minus TCL is less than the threshold. 11. (canceled) 12. The method of claim 10, wherein determining the TCL comprises determining a mean TCL by averaging a plurality of tachycardia cycle lengths which precede or follow an episode of anti-tachycardia pacing (ATP). 13. (canceled) 14. The method of claim 1, further comprising determining an appropriateness of a cardiac treatment protocol based on the differentiation between SVT and VT. 15. The method of claim 14, wherein: the cardiac treatment protocol comprises a cardiac defibrillation; anddetermining the appropriateness of the cardiac treatment based on the differentiation between SVT and VT comprises determining that the cardiac defibrillation is inappropriate when SVT is predicted. 16. The method of claim 1, further comprising instigating a cardiac treatment protocol based on the differentiation between SVT and VT. 17-36. (canceled) 37. A non-transitory computer readable medium having stored thereon instructions for differentiating between supraventricular tachyarrhythmia (SVT) and ventricular tachyarrhythmia (VT), which, when executed by a processor, cause the processor to: a) determine a post pacing interval (PPI) based on a ... | KINGSTON GENERAL HOSPITAL QUEEN'S UNIVERSITY AT KINGSTON | A61B005/04 A61N001/39
US20130102879 | A1 | 2013-04-25 | Method For Correcting Susceptibility-Induced Image Artifacts In MRI After Prospective Motion Correction | 2010-04-14 | A method of magnetic resonance imaging (MRI) is characterized by the following steps: a) forming a susceptibility model (305, 403) of at least a part of a subject (S), including an imaged body part (203), by using a structural magnetic resonance image (301) of the part of the subject (S) and/or prior knowledge of the anatomy of the subject (S); b) computing susceptibility-induced field deviations (404) present in the imaging volume at each time MR signals are acquired using the susceptibility model (305, 403) and the knowledge of a monitored position and monitored orientation (401) of the part of the subject (S) at that time; c) using the information about the susceptibility-induced field deviations (404) derived in b) for image correction (406), in particular correction of image distortions and/or intensity modulations. The quality of magnetic resonance imaging of moving subjects is thereby improved. | 1-16. (canceled) 17. A method of magnetic resonance imaging (MRI), wherein a body part of an animal or human subject in an imaging volume is imaged by acquiring a plurality of spatially-encoded MR signals from the imaging volume where susceptibility-induced field deviations reduce a homogeneity of a main magnetic field B0, and wherein a prospective motion correction is applied, updating the imaging volume between the acquisition of the spatially-encoded MR signals based on a monitored position of the body part, the method comprising the steps of: a) forming a susceptibility model of at least part of the subject, including an imaged body part, using a structural magnetic resonance image of that part of the subject and/or prior knowledge of an anatomy of the subject;b) computing susceptibility-induced field deviations present in the imaging volume at each time MR signals are acquired using the susceptibility model and the knowledge of a monitored position and monitored orientation of the part of the subject at those times at which MR signals are acquired; andc) using information about the susceptibility-induced field deviations derived in b) for image correction or for correction of image distortions and/or intensity modulations. 18. The method of claim 17, wherein step a) includes segmentation of the part of the subject, including the imaged body part, into a range of material types. 19. The method of claim 18, wherein the segmentation applies to only three different material types or to air, bone and water/other tissue. 20. The method of claim 18, wherein a precision of segmentation in a region, a number of material types and/or a spatial resolution, is adjusted based on an estimation of influence of that region on the imaging volume. 21. The method of claim 17, wherein, for optimizing the susceptibility model of step a), susceptibility-induced field deviations predicted with the susceptibility model are compared to those derived from an experimentally acquired B0 field map and the susceptibility model is altered to minimize a deviation between predicted and acquired B0 field deviations. 22. The method of claim 21, wherein an iterative procedure is used. 23. The method of claim 17, wherein, for optimizing the susceptibility model of step a), residual artefacts in a final image are determined by way of a cost function and the susceptibility model is altered to minimize the cost function or to minimize the cost function in an iterative procedure. 24. The method of claim 17, wherein, in an additional step, field imperfections of the main magnetic field B0 are quantified by experimentally mapping the main magnetic field B0 without the subject. 25. The method of claim 17, wherein, in an additional step, main magnetic field imperfections are quantified using an extra initial field map measurement and obtaining a reference field in the subject, comparing a result to a main magnetic field predicted using the susceptibility model and a known posi... | UNIVERSITAETSKLINIKUM FREIBURG | A61B005/055 A61B005/00
US08423113 | B2 | 2013-04-16 | Systems and methods for processing sensor data | 2008-10-24 | Systems and methods for processing sensor data are provided. In some embodiments, systems and methods are provided for calibration of a continuous analyte sensor. In some embodiments, systems and methods are provided for classification of a level of noise on a sensor signal. In some embodiments, systems and methods are provided for determining a rate of change for analyte concentration based on a continuous sensor signal. In some embodiments, systems and methods for alerting or alarming a patient based on prediction of glucose concentration are provided. | 1. A method for providing a diabetes therapy instruction based on a noise classification in a signal obtained from a continuous glucose sensor, the method comprising: receiving a signal from a continuous glucose sensor, the signal indicative of a glucose concentration in a host;classifying a level of noise on the signal, using a processor module, into one of at least three groups, wherein criteria for classification into each of the three groups are different; andproviding, dependent upon the group into which the noise is classified, at least one of a diabetes therapy instruction, an alarm indicative of hypoglycemia, an alarm indicative of hyperglycemia, an alarm indicative of predicted hypoglycemia, or an alarm indicative of predicted hyperglycemia. 2. The method of claim 1, wherein the providing comprises providing a diabetes therapy instruction. 3. The method of claim 2, wherein the providing a diabetes therapy instruction comprises providing a more conservative diabetes therapy recommendation when the level of noise on the signal is classified into one of the three groups as compared to a less conservative diabetes therapy recommendation when the level of noise on the signal is classified into a different one of the three groups. 4. The method of claim 2, wherein the providing a diabetes therapy instruction comprises providing an instruction to request a user interaction in a closed loop delivery system when the level of noise on the signal is classified into one of the three groups but not when the level of noise on the signal is classified into a different one of the three groups. 5. The method of claim 2, wherein the diabetes therapy instruction comprises instructions for controlling insulin delivery. 6. The method of claim 2, further comprising displaying a representation of the signal indicative of a glucose concentration on a user interface, wherein the representation depends upon the group into which the level of noise on the signal is classified. 7. The method of claim 2, wherein the at least three groups comprise a first group associated with a light level of noise, a second group associated with a medium level of noise and a third group associated with a heavy level of noise. 8. The method of claim 2, wherein the at least three groups are each associated with a different level of confidence in the signal. 9. The method of claim 2, wherein the at least three groups are each associated with a different level of reliability of the signal. 10. The method of claim 1, wherein the providing comprises providing at least one of an alarm indicative of hypoglycemia, an alarm indicative of hyperglycemia, an alarm indicative of predicted hypoglycemia, or an alarm indicative of predicted hyperglycemia. 11. The method of claim 10, further comprising displaying a representation of the signal indicative of a glucose concentration on a user interface, wherein the representation depends upon the group into which the level of noise on the sig... | DexCom, Inc. | A61B005/05
US08406862 | B2 | 2013-03-26 | Ischemia detection based on combination of parameters associated with different sensors | 2010-11-12 | An acute ischemia monitor is disclosed. The monitor, which includes an analog to digital convertor and a processor that performs beat detection, monitors the time course of a heart signal parameter, namely ST segment deviation, computed from an electrocardiogram. The device stores ST deviation statistics for multiple leads. For each lead, upper and lower ST deviation boundaries are computed. For each lead, current ST deviation values are compared with the statistical values to determine a metric indicative of the degree of abnormality of a current ST deviation value. The metric is equal to the difference between the current ST deviation value and the upper or lower boundary, normalized according to the dispersion of the ST deviation. Metrics from different leads are summed and compared to a threshold to determine whether the combined metric is indicative of a cardiac event. | 1. A cardiac monitor for estimating the value of a heart signal parameter, the monitor comprising: (a) a plurality of sensors for sensing first and second analog signals from a human heart;(b) a device coupled to the plurality of sensors, the device having an analog-to-digital circuit system contained therein for digitizing the first and second analog signals to produce first and second digitized waveforms;(c) a processor electrically coupled to the analog-to-digital circuit system, said processor configured to: (i) compute first and second pluralities of values of a heart signal parameter from the first and second digitized waveforms respectively, wherein first and second subsets of the first and second pluralities of values are characterized by first and second statistical distributions respectively that are characterized by first and second dispersions respectively;(ii) compute a first metric based on the first plurality of values normalized according to the first dispersion, wherein the first metric is indicative of the distance between at least one of the first plurality of values and a statistical parameter associated with the first statistical distribution;(iii) compute a second metric based on the second plurality of values normalized according to the second dispersion, wherein the second metric is indicative of the distance between at least one of the second plurality of values and a statistical parameter associated with the second statistical distribution; and(iv) apply a test to detect a cardiac event, wherein the test is based on a third metric that is a function of both the first and second metrics. 2. The cardiac monitor of claim 1 wherein the third metric is a sum of the first and second metrics. 3. The cardiac monitor of claim 2 wherein the test is a comparison of the third metric with a threshold. 4. The cardiac monitor of claim 1 wherein the processor is configured to compute a filtered value based on the first plurality of values, and wherein the first metric is indicative of the distance between the filtered value and the statistical parameter associated with the first statistical distribution. 5. The cardiac monitor of claim 1 wherein the first plurality of values are normalized according to the first dispersion by dividing a numerator by the first dispersion, wherein the numerator is based on at least one of the first plurality of values. 6. The cardiac monitor of claim 1 wherein the statistical parameter associated with the first statistical distribution is a boundary of the first statistical distribution. 7. The cardiac monitor of claim 1 wherein the heart signal parameter is ST segment deviation. 8. The cardiac monitor of claim 1 wherein the first dispersion is based on the range of the first statistical distribution. 9. The cardiac monitor of claim 8 wherein the first dispersion is equal to the distance between a boundary of the first statistical distribution and the median of the statistical distribution. 10. T... | Angel Medical Systems, Inc. | A61B005/0402
US08414500 | B2 | 2013-04-09 | Arteriosclerosis diagnostic device | 2010-05-20 | An arteriosclerosis diagnostic device according to various embodiments is a simple device, resistant to an external factor, such as an error resulting from a skin surface, and capable of measuring the degree of hardness of an artery. The arteriosclerosis diagnostic device detects a heart sound and a pulse wave at least one location of a living body, the pulse wave propagating through an artery in relation to the heart sound, converts detected signals thereof into respective frequency signals, specifies the peak frequency of each of the frequency signals, and determines the degree of arteriosclerosis on the basis of the difference between the peak frequency of the heart sound and the peak frequency of the pulse wave. Accordingly, the degree of arteriosclerosis can be determined by comparison between the frequency signals. | 1. An arteriosclerosis diagnostic device comprising: first detection module to detect a heart sound;second detection module to detect a pulse wave in at least one location of a living body, the pulse wave propagating through an artery in relation to the heart sound;converter module to convert detection signals detected by the first and second detection modules into their respective frequency signals; anddetermining module to determine the degree of arteriosclerosis by comparing the frequency signal of the heart sound and the frequency signal of the pulse wave. 2. The arteriosclerosis diagnostic device according to claim 1, further comprising an extracting module to extract only the first sound component accompanying systole from the detection signals detected by the first and the second detection modules by using a window function. 3. The arteriosclerosis diagnostic device according to claim 1, wherein the determining module to determine the degree of arteriosclerosis includes: peak-frequency determining module to specify a peak frequency or a center frequency of each of the frequency signals; andcomparing module to determine the degree of arteriosclerosis by comparing the peak frequencies or the center frequencies of the frequency signals. 4. The arteriosclerosis diagnostic device according to claim 3, wherein the determining module to determine the degree of arteriosclerosis determines the degree of arteriosclerosis on the basis of a difference between the peak frequency or the center frequency of one of the frequency signals and the peak frequency or the center frequency of another of the frequency signals. 5. The arteriosclerosis diagnostic device according to claim 3, wherein the determining module to determine the degree of arteriosclerosis determines the degree of arteriosclerosis on the basis of a ratio of the peak frequency or the center frequency of one of the frequency signals to the peak frequency or the center frequency of another of the frequency signals. 6. The arteriosclerosis diagnostic device according to claim 3, wherein the determining module to determine the degree of arteriosclerosis determines the degree of arteriosclerosis on the basis of a ratio of a difference between the peak frequency or the center frequency of the heart sound and the peak frequency or the center frequency of the pulse wave at a first location of a living body to a difference between the peak frequency or the center frequency of the heart sound and the peak frequency or the center frequency of the pulse wave at a second location different from the first location. 7. The arteriosclerosis diagnostic device according to claim 1, wherein each of the first and second detection modules is a piezoelectric transducer. 8. The arteriosclerosis diagnostic device according to claim 2, wherein the determining module to determine the degree of arteriosclerosis includes: peak-frequency determining module to specify a peak frequency or a center frequency of eac... | The Doshisha Murata Manufacturing Co., Ltd. | A61B005/0402
US08396184 | B2 | 2013-03-12 | X-ray CT system and control method for same | 2010-12-01 | An X-ray CT system of an embodiment includes the following. An imaging region data acquisition part is configured to acquire a first imaging region and a second imaging region that have different widths from each other in the body axial direction based on a scanogram as imaging regions for performing scan imaging. An irradiation field control part is configured to obtain irradiation fields for the first and the second imaging regions, and control an irradiation field regulating part corresponding to the relative positions by a moving part so as to realize the irradiation fields obtained for each the imaging region. An X-ray control part is configured to control an X-ray generating part corresponding to the relative positions by the moving part so as to irradiate X-rays to the first and the second imaging regions for the scan imaging. | 1. An X-ray CT system that performs scanogram imaging and scanning imaging, comprising: an X-ray generating part configured to irradiate X-rays towards a subject;an irradiation field regulating part configured to variably limit an irradiation field of said X-rays to be irradiated;a detection part configured to be positioned facing said X-ray generating part across said subject, and have a plurality of rows of detection elements in a body axial direction, in which a plurality of the X-ray detection elements that detect the transmitted X-rays transmitted through said subject is aligned in a direction perpendicular to the body axis of said subject;a moving part configured to change relative positions between said X-ray generating part, said detection part, and said subject in the body axial direction of said subject;an image generating part configured to generate image data based on said transmitted X-ray detected by said detection part; anda display control part configured to cause a display part to display an X-ray CT image based on said image data;and the X-ray CT system comprising:an imaging region data acquisition part configured to acquire a first imaging region and a second imaging region that have different widths from each other in the body axial direction of said subject based on said scanogram as imaging regions for performing said scan imaging;an irradiation field control part configured to obtain an irradiation field for said first imaging region and an irradiation field for said second imaging region, and control said irradiation field regulating part corresponding to said relative positions by said moving part so as to realize said irradiation fields obtained for each said imaging region; andan X-ray control part configured to control said X-ray generating part corresponding to said relative positions by said moving part so as to irradiate X-rays to said first imaging region and said second imaging region for said scan imaging. 2. The X-ray CT system according to claim 1, further comprising an inputting part, wherein said second imaging region is a region that is designated either by operating said inputting part or by recognizing the image of said scanogram. 3. The X-ray CT system according to claim 1, wherein said X-ray control part is configured to control said X-ray generating part so as to irradiate X-rays with a first X-ray dosage and a second X-ray dosage that are different from each other for said first imaging region and said second imaging region. 4. The X-ray CT system according to claim 1, further comprising: an irradiation region determining part configured to, when each of said first imaging region and said second imaging region is larger than the maximum imaging width in said body axial direction imageable based on the maximum number of rows of said rows of detection elements, divide it into imaging regions smaller than said maximum imaging width, and determines X-ray irradiation regions for each said scan imaging, w... | Kabushiki Kaisha Toshiba Toshiba Medical Systems Corporation | A61B005/00
US09141761 | B2 | 2015-09-22 | Apparatus and method for assisting user to maintain correct posture | 2012-03-15 | An apparatus for assisting a user to maintain a correct posture is provided. The apparatus includes a determining unit configured to determine whether the user is using a portable terminal in a correct posture based on a user's face image captured by the portable terminal, an angle of inclination of the portable terminal, or any combination thereof, and an alarming unit configured to provide a predetermined alarm according to a result of determination by the determining unit. | 1. An apparatus for assisting a user to maintain a correct posture, the apparatus being a portable terminal and comprising: a processor configured to estimate a state of a user's cervical spine based on an angle of inclination sensed by a sensor of the portable terminal, the sensor being in communication with the processor so that the processor is configured to determine a result of whether the user is using the portable terminal in a correct posture based on the state of the user's cervical spine not being in a predefined range for a predefined amount of time based on a result of a comparison between a predefined threshold value and the angle of inclination sensed by the sensor of the portable terminal; andan alarming unit in communication with the processor and configured to generate a predetermined alarm according to the determination result determined by the processor. 2. The apparatus of claim 1, wherein the processor is configured to estimate a degree of tilt of the user's cervical spine as the state of the cervical spine. 3. The apparatus of claim 1, further comprising: a sensor unit comprising the imaging device configured to capture a face image of the user and the sensor configured to sense the angle of inclination of the portable terminal. 4. The apparatus of claim 1, wherein the processor is further configured to determine whether the state of the user's cervical spine is in the predefined range or falls outside the predefined range based on a result of a comparison between a previously stored reference face image of the user and a current face image of the user captured by an imaging device of the portable terminal, the imagining device being in communication with the processor so as to permit the determination of whether the state of the user's cervical spine is in the predefined range. 5. The apparatus of claim 1, further comprising: a user setting unit configured to set a parameter for the processor and a type of the alarm to be provided by the alarming unit in response to a user's input. 6. The apparatus of claim 1, wherein the state of the cervical spine is the angle of the user's head with respect to the user's torso. 7. The apparatus of claim 1, wherein the predetermined alarm includes an alarm message on a display of the portable terminal, an alarming sound, a vibration, or a decrease in power sent to the display. 8. An apparatus for assisting a user to maintain a correct posture, the apparatus being a portable terminal and comprising: a processor configured to estimate a state of a user's cervical spine based on at least one of a user's face image captured by an imaging device of a portable terminal and an angle of inclination sensed by a sensor of the portable terminal, each of the imaging device and the sensor being in communication with the processor so that the processor is configured to determine a result of whether the user is using the portable terminal in a correct posture based on the state of the user's cerv... | Samsung Electronics Co., Ltd. | G08B023/00 G06F019/00 A61B005/107
US09044207 | B2 | 2015-06-02 | Micro vein enhancer for use with a vial holder | 2012-10-10 | The present invention is a Miniature Vein Enhancer that includes a Miniature Projection Head. The Miniature Projection Head may be operated in one of three modes, AFM, DBM, and RTM. The Miniature Projection Head of the present invention projects an image of the veins of a patient, which aids the practitioner in pinpointing a vein for an intravenous drip, blood test, and the like. The Miniature projection head may have a cavity for a power source or it may have a power source located in a body portion of the Miniature Vein Enhancer. The Miniature Vein Enhancer may be attached to one of several improved needle protectors, or the Miniature Vein Enhancer may be attached to a body similar to a flashlight for hand held use. The Miniature Vein Enhancer of the present invention may also be attached to a magnifying glass, a flat panel display, and the like. | 1. A miniature vein enhancing device, for use with a vial holder/needle combination for handheld imaging of one or more subcutaneous blood vessels of a target surface during a venipuncture procedure, said portable handheld vein enhancing device comprising: a vein imager, said vein imager comprising: a first laser configured to emit a beam of light at a first wavelength;a scanner configured to transmit said beam of light from said first laser in a pattern onto the target surface;one or more photo detectors configured to detect said first wavelength of light after being reflected from the target surface as a contrasted image formed by different amounts of absorption and reflection between the one or more subcutaneous blood vessels and the surrounding tissue therein; said one or more photodetectors further configured to output a signal representing said contrasted image;a second laser configured to receive said signal from said one or more photodetectors and to use said signal to emit a beam of light at a second wavelength, said scanner further configured to transmit said beam of light emitted at said second wavelength from said second laser to project said contrasted image onto the target surface; anda mast member, said mast member having a first end and a second end; said first end being connected to said vein imager, and said second end comprising a ring member, said ring member comprising an opening configured to releasably receive a portion of the vial holder therein, said mast member thereby configured to mount said portable handheld vein enhancing device to the vial holder to permit mobile handheld imaging of the target area in a venipuncture procedure, through single-handed lifting and use of the vial holder, while grasping of the vial holder to puncture the vein. 2. The portable handheld vein enhancing device according to claim 1, wherein said connection of said mast to said vein imager comprises a rotatable connection therebetween, said rotatable connection configured to permit movement of an optical path of said vein imager relative to said mast. 3. The portable handheld vein enhancing device according to claim 2, wherein said rotatable connection comprises one or more detents configured to releasably limit movement of said vein imager at a corresponding one or more positions. 4. The portable handheld vein enhancing device according to claim 1, wherein said mast member comprises a flexible plastic strip configured to connect said ring member to said second end of said mast. 5. The portable handheld vein enhancing device according to claim 4, wherein said mast member further comprises an opening configured to act as a needle cover. 6. The portable handheld vein enhancing device according to claim 1, wherein said ring member comprises a substantially circular cross-sectional shape. 7. The portable handheld vein enhancing device according to claim 6, wherein said opening in said ring member comprises a cylindrical opening. 8. The port... | AccuVein, Inc. | A61B006/00 A61B005/00 A61M005/42 A61M005/46 A61B019/00
US08630722 | B2 | 2014-01-14 | System and method for dynamically adjusting patient therapy | 2012-12-04 | A system and method of managing therapy provided to patients in an institution. The system monitors all aspects of the medication delivery to a patient, as well as other information related to the patient, such as values of vital signs, laboratory results and patient factors such as history, diagnosis, allergies and the like. The system includes one or more databases of information, including institutionally developed rules, guidelines and protocol representing the best medical practices of the institution. The system provides alerts and/or recommendations based on the application of the rules to the information being monitored, and alerts care givers accordingly, providing for dynamic adjustment of the patient's therapy. The system also monitors the status of the alerts, and if no action is taken in a selected period of time, may escalate the priority of the alert and/or halt the delivery of medication to the patient until the alert is resolved. | 1. A system for managing therapy provided to a patient, comprising: a memory comprising: a pharmacodynamic (PD) model configured to predict a physiological response based on a concentration of a medication in the patient's body tissues; andat least one limit for the physiological response; anda processor coupled to the memory, the processor configured to: receive a measured medication concentration of the medication within at least a portion of the patient's body tissue and a measured physiological response of the patient;retrieve the PD model and the at least one limit from the memory;utilize the PD model with the measured medication concentration to calculate a predicted physiological response of the patient; andprovide an alert if a difference between the predicted physiological response and the measured physiological response is outside the at least one limit. 2. The system of claim 1, wherein the processor is further configured to provide an alert if the measured physiological response has not been received within a specified time frame since receipt of an immediately prior measured physiological response. 3. The system of claim 1, wherein the processor is further configured to provide a recommendation for adjusting a rate of medication delivery to achieve a desired change in the physiological response. 4. The system of claim 1, wherein the processor is further configured to provide a recommendation for adjusting a rate of medication delivery to achieve a desired target physiological response. 5. The system of claim 1, further comprising a two-way communication system coupled between the memory and the processor. 6. A method of managing therapy provided to a patient, comprising the steps of: receiving a measured medication concentration of a medication within at least a portion of a patient's body tissue and a measured physiological response of the patient;retrieving a pharmacodynamic (PD) model and at least one limit for the physiological response from a memory, the PD model being configured to predict a physiological response based on a concentration of a medication in a patient's body tissues;calculating a predicted physiological response of the patient automatically utilizing the PD model with the measured medication concentration; andproviding an alert automatically if a difference between the predicted physiological response and the measured physiological response is outside the at least one limit. 7. The method of claim 6, further comprising the step of providing an alert automatically if the measured physiological response has not been received within a specified time frame since receipt of an immediately prior measured physiological response. 8. The method of claim 6, further comprising the step of providing a recommendation for adjusting a rate of medication delivery to achieve a desired change in the physiological response. 9. The method of claim 6, further comprising the step of providing a recommendation for adjusting a ... | CareFusion 303, Inc. | G05B019/18 G05B015/02 G05B011/01 G05B009/02 G05B015/00 G05B023/02 G06F011/00
US08412333 | B2 | 2013-04-02 | Neurostimulator involving stimulation strategies and process for using it | 2011-05-12 | This is a neurostimulator that is configured to treat epilepsy and other neurological disorders using certain stimulation strategies, particularly changing various pulse parameters, during the imposition of a burst of those pulses. The invention includes the processes embodying those stimulation strategies. | 1. A method for treating an abnormal neurological condition comprising: detecting electrical activity of brain tissue wherein the detected electrical activity is characterized by at least one detected parameter;applying a plurality of bursts of electrical stimulation to the brain tissue, wherein each burst of the plurality of bursts comprises a determined number of electrical pulses being characterizable by a plurality of burst parameters; andvarying at least one of the burst parameters during at least a portion of the time the plurality of bursts of electrical stimulation is applied to vary the bursts so that the burst parameters of at least one burst of the plurality of bursts are different from the burst parameters of at least one other burst of the plurality of bursts, wherein the varying is based on a timing of the at least one detected parameter. 2. The method of claim 1 further including varying at least one of the burst parameters based on the timing of the at least one detected parameter relative to a timing of an application of the at least one burst of the plurality of bursts. 3. The method of claim 1 wherein the at least one detected parameter is a pulse-to-pulse interval and the method further includes varying at least one of the burst parameters of the plurality of burst parameters based on the detected pulse-to-pulse interval. 4. A method for treating an abnormal neurological condition comprising: detecting electrical activity of brain tissue wherein the detected electrical activity is characterized by at least one detected parameter;applying a plurality of bursts of electrical stimulation to the brain tissue, wherein each burst of the plurality of bursts comprises a determined number of electrical pulses being characterizable by a plurality of burst parameters and at least one burst of the plurality of bursts is applied at a time that is synchronized to a time at which the at least one detected parameter is detected; andvarying at least one of the burst parameters during at least a portion of the time the plurality of burst parameters of electrical stimulation is applied to vary the bursts so that the burst parameters of at least one burst of the plurality of bursts are different from the burst parameters of at least one other burst of the plurality of bursts. 5. A method for treating an abnormal neurological condition comprising: detecting a rate of electrical activity in signals sensed from brain tissue;identifying an interval corresponding to the detected rate;applying a plurality of bursts of electrical stimulation to the brain tissue, wherein each burst of the plurality of bursts comprises a determined number of electrical pulses being characterizable by a plurality of burst parameters and at least one burst of the plurality of bursts is applied based on detection of the interval; andvarying at least one of the burst parameters during at least a portion of a time the plurality of bursts of electrical stimulation is applie... | NeuroPace, Inc. | A61N001/00 A61B005/04
US08412294 | B2 | 2013-04-02 | Methods and apparatus for urodynamic analysis | 2004-10-15 | A method for monitoring bladder function in an animal having a bladder, the method including positioning of a light emitter and a light detector on the animal's skin adjacent to the animal's bladder, emitting light at the bladder with the emitter while detecting light with the detector, and collecting data representative of detected light during bladder activity, to provide an indication of bladder function. Also provided are light shield apparatus and filter apparatus for near infrared spectroscopy (NIRS) bladder monitoring. | 1. A method for monitoring bladder function in an animal having a bladder, the method comprising: positioning of an electromagnetic radiation emitter and an electromagnetic radiation detector on a skin surface of the animal adjacent to the animal's bladder;emitting electromagnetic radiation at the bladder with the electromagnetic radiation emitter while detecting electromagnetic radiation with the electromagnetic radiation detector;collecting data representative of detected electromagnetic radiation prior to, during, and following bladder filling and voiding; andcorrelating the detected electromagnetic radiation data to changes in oxygenation and hemodynamic parameters prior to, during, and following bladder filling and voiding to provide an indication of bladder function. 2. The method of claim 1, wherein the electromagnetic radiation is near infrared (NIR), the emitter is a near infrared spectroscopy (NIRS) emitter, the detector is a NIRS detector and the data is NIRS data. 3. The method of claim 2, wherein the emission of NIR electromagnetic radiation is in the 750-950-nanometer range. 4. The method of claim 2, wherein the collected NIRS data is indicative of the animal's level of one or more of oxygenation and hemodynamic parameters: oxygenated hemoglobin (HbO2); de-oxygenated hemoglobin (Hb); oxidized cytochrome a, a3; reduced cytochrome a, a3; oxidized minus reduced forms of the cytochrome C oxidase (Cyt). 5. The method of claim 2, wherein positioning comprises securing the NIRS emitter and the NIRS detector with a electromagnetic radiation shield to exclude ambient electromagnetic radiation from interfering with collection of NIRS data. 6. The method of claim 1, wherein the electromagnetic radiation is coherent electromagnetic radiation. 7. The method of claim 1, wherein positioning is accomplished ultrasonically. 8. The method of claim 7, wherein ultrasonic positioning comprises: transmitting ultrasonic energy from a transducer; andreceiving reflected ultrasonic energy to determine the location of the animal's bladder. 9. The method of claim 1, wherein positioning is about 10 mm cephalic of the animal's symphysis pubis and wherein the animal is an adult human. 10. The method of any one of claims 1, 2 and 6-5, further comprising attenuating the emitted electromagnetic radiation prior to emitting electromagnetic radiation at the bladder, whereby attenuation is adapted to compensate for variations in a physical parameter of the animal. 11. The method of claim 10, wherein attenuating is accomplished by filtering of the electromagnetic radiation emitted. 12. The method of claim 11, wherein filtering of the light electromagnetic radiation is accomplished with a filter chamber having selectable filters, operable to incrementally filter emitted electromagnetic radiation. 13. The method of claim 1, further comprising obtaining ultrasonic measurements of the animal's bladder parameters. 14. The method of claim 1, wherein positioning of... | Hegln (Dalian) Pharmaceuticals, Inc. | A61B005/1455 A61B006/00
US08419661 | B2 | 2013-04-16 | Upper limb measurement and rehabilitation method and system | 2009-11-16 | A method for measuring an upper limb reaching capability of a user with an impaired limb is provided. Each upper limb is placed at a default position on a horizontal surface. A target is displayed from among a plurality of targets on the horizontal surface. One of the limbs reaches for the target. Limb choice, position information and elapsed time are sensed and recorded. The reaching limb is retracted to the default position. The displaying step through the retracting step are repeated for each of the plurality of targets, wherein each of the plurality of targets is spaced apart. | 1. A system for measuring an upper limb reaching capability of a user with an impaired limb, comprising: a horizontal surface including a default position;sensors for detecting limb choice, position information and elapsed time;a target display device displaying sequentially a plurality of spaced apart targets on the horizontal surface; anda controller operably connected to the target display device and the sensors,wherein the controller is configured to adaptively present the user with a series of targets to reach for based on the user's past performance, and to determine a measurement for the user's upper limb reaching capability based on a set of parameters comprising voluntary paretic limb use, non-use and limb function, andwherein the controller measures non-use of the limb by comparing the probability of reach in a forced use sequence to the probability of using the limb in a free choice sequence. 2. The system according to claim 1, wherein the targets are displayed by rising from below the horizontal surface, light-emitting diodes or a touch screen. 3. The system according to claim 1, wherein each of the targets is formed of a plurality of nested targets. 4. The system according to claim 1, wherein the target display device includes a plurality of light-emitting diodes and corresponding switches provided on the surface. 5. The system according to claim 1, wherein the sensors detect reaction time and movement time. 6. The system according to claim 1, further comprising a display device and an audio device providing instructions and feedback. 7. The system according to claim 1, wherein the controller is further configured to determine a set of challenging reaching targets based on the amount of use and the amount of non-use. | University of Southern California | A61B005/103 A61B005/117
US08428697 | B2 | 2013-04-23 | “Blurred template” approach for arrhythmia detection | 2009-01-22 | An implantable medical device and associated method sense cardiac signals for deriving a template representing a known EGM waveform morphology and for classifying an unknown waveform morphology. A boundary of the template, offset from the template, is computed and compared to an unknown waveform morphology for classifying the unknown waveform morphology. | 1. A method for use in an implantable medical device, comprising: sensing a cardiac signal;deriving a known template representing a known waveform morphology from the cardiac signal;computing one or more adjusted templates, each of the one or more adjusted templates computed by shifting the known template in at least one of time and amplitude;computing an upper boundary using the one or more adjusted templates;computing a lower boundary using the one or more adjusted templates, wherein an area is defined between the upper and lower boundaries;acquiring an unknown waveform morphology from the cardiac signal;comparing the unknown waveform morphology to the upper and lower boundaries; andclassifying the unknown waveform morphology based on the comparison. 2. The method of claim 1 wherein the upper boundary and the lower boundary are each offset from the known template. 3. The method of claim 2 wherein computing the upper boundary comprises selecting a highest amplitude of the one or more adjusted templates at each of a plurality of time points anddefining the upper boundary using the selected highest amplitudes, and wherein computing the lower boundary comprises selecting a lowest amplitude of the one or more adjusted templates at each of the plurality of time points and defining the lower boundary using the selected lowest amplitudes. 4. The method of claim 1 wherein comparing the unknown waveform to the upper and lower boundaries comprises computing an estimated area of the unknown waveform falling outside the area defined by the upper boundary and the lower boundary. 5. The method of claim 4 wherein computing the estimated area comprises identifying a sample point of the unknown waveform falling outside the area defined by the upper and lower boundaries and computing a distance of the identified sample point from a nearest one of the upper boundary and the lower boundary. 6. The method of claim 5 wherein computing the distance comprises determining a smallest amplitude difference between the identified sample point and a plurality of sample points along the nearest one of the upper and lower boundaries. 7. The method of claim 5 wherein computing the estimated area comprises multiplying the distance by a weighting factor and summing the distance with other distances computed using other identified sample points of the unknown waveform falling outside the upper and lower boundaries. 8. The method of claim 7 further comprising: computing an outer upper boundary that is offset from the upper boundary, wherein a first region is defined between the outer upper boundary and the upper boundary;computing an outer lower boundary that is offset from the lower boundary, wherein a second region is defined between the outer lower boundary and the lower boundary; anddetermining the weighting factor based on the location of the identified sample point relative to the outer upper boundary and the outer lower boundary. 9. The method of claim 8 wherein comp... | Medtronic, Inc. | A61B005/04
US09295411 | B2 | 2016-03-29 | Expandable platform for measuring plantar pressures | 2011-05-20 | An expandable platform for measuring plantar pressures includes a multiplicity of modules (1) for measuring plantar pressures, each having mutually orthogonal sides and including its own array of sensors able to measure plantar pressure, and a control computer provided with a software for the treatment of the information coming from the sensors, able to display the static, postural and dynamic examination of the plantar pressures. The array of plantar sensors of each module (1) is connected with the control computer through an interface (2) positioned inferiorly to the measuring module (1) in such a way that each measuring module (1) is individually connectable for the transmission of data with the control computer, and is electronically and mechanically joined to other measuring modules (1) positioned adjacent to its own mutually orthogonal sides. | 1. An expandable platform for measuring plantar pressures, the platform comprising: a multiplicity of measuring modules (1), each said measuring module for measuring plural plantar pressures, each said measuring module includingi) four mutually orthogonal sides,ii) four walls, each wall of said four walls extending along at least part of a respective one of said four mutually orthogonal sides,iii) an array of sensors that measure the plural plantar pressures, andiv) an interface and a control computer, both the interface and control computer positioned inferiorly to said four walls of said each measuring module (1),wherein the interface of said each measuring module is electronically connected to the respective array of sensors and is electronically connected to the respective control computer,wherein each control computer is provided with software for treatment of information transmitted from the sensors of each of the respective said measuring modules through the respective interface,said interface and control computer of each said measuring module is distinct from said interface and control computer of each remaining said measuring module, andwherein each said measuring module is electronically and mechanically joined to other said measuring modules positioned adjacent to the mutually orthogonal sides of said each measuring module. 2. The expandable platform for measuring plantar pressures of claim 1, wherein the mutually orthogonal sides together define a square shape. 3. The platform according to claim 1, further comprising snap fittings, wherein one of said mutually orthogonal sides of said each measuring module is connected to an adjacent one of said mutually orthogonal sides of each of said other measuring modules by said snap fittings. 4. The platform according to claim 1, further comprising snap fittings, wherein snap fitting connect said other measuring modules to the least two of the mutually orthogonal sides of said each measuring module. 5. An expandable platform for measuring plantar pressures, the platform comprising: at least six measuring modules (1), each said measuring module for measuring plural plantar pressures, said each measuring module includingi) four mutually orthogonal sides,ii) four walls, each wall of said four walls extending along at least part of a respective one of said four mutually orthogonal sides,iii) an array of sensors that measure the plural plantar pressures, the array of sensors being located within the mutually orthogonal sides, andiv) an interface and a control computer, both the interface and control computer being located within the four walls of said each measuring module,wherein the interface of said each measuring module is electronically connected to the array of sensors within the mutually orthogonal sides, and is electronically connected to the control computer within the mutually orthogonal sides,wherein each control computer is provided with software for treatment of information transmit... | Adriana Pengo | A61B005/103
US10271759 | B2 | 2019-04-30 | Body fat measurement device | 2012-11-30 | A body fat measurement device includes: a measurement unit for measuring a shape of a measurement subject's trunk area; a breathing estimation unit that detects a change over time in the measured trunk area shape and estimates the measurement subject's breathing based on the detected change; a breathing state determination unit that determines whether or not the estimated breathing of the measurement subject is in a state suited to measurement; a state output unit that outputs the estimated breathing state to the exterior in association with a result of the determination; and a fat mass calculation unit that calculates a trunk area fat mass using the body impedance measured by a body impedance measurement unit and a trunk area size based on the trunk area shape measured by the measurement unit. | 1. A body fat measurement device comprising: multiple electrodes configured for making contact with a surface of a measurement subject's body at a measurement subject's trunk area;a non-contact range sensor that measures a distance to a surface of the measurement subject's trunk area and outputs a signal indicating the measured distance;a display;a frame member to which the display is attached, the frame member comprising a plurality of rod-shaped portions connected with each other such that, when the body fat measurement device is in use, the connected rod-shaped portions are placed to surround the measurement subject's trunk area and to be gripped by the measurement subject; anda processor programmed to: input the signal outputted by the non-contact range sensor in time series;measure a dimension of the measurement subject's trunk area based on a signal waveform expressed by the inputted time-series signal;measure a shape of the measurement subject's trunk area based on the measured dimension of the measurement subject's trunk area;detect a change over time in the trunk area shape and estimate a breathing of the measurement subject based on the detected change;determine whether or not the estimated breathing is in a stopped state in which the measurement subject has stopped breathing after exhaling, based on a result of comparing an amount of change in the measured dimension of the measurement subject's trunk area with an amount of change in the dimension of the measurement subject's trunk area during the stopped state that has been detected in advance;cause the display to display a state of the estimated breathing in association with a result of determining whether the estimated breathing is in the stopped state;start measuring a body impedance of the measurement subject using the multiple electrodes when the estimated breathing is determined to be in the stopped state; andcalculate a trunk area fat mass using the measured body impedance and a trunk area size based on the measured shape of the measurement subject's trunk area. 2. The body fat measurement device according to claim 1, wherein the processor is programmed to: when the measurement subject is determined to be breathing during measurement of the body impedance, suspend the measurement of the body impedance and restart the measurement of the body impedance. 3. The body fat measurement device according to claim 1, wherein the processor is programmed to: detect an amplitude of the signal waveform expressed by the inputted time-series signal as the amount of change in the measured dimension of the measurement subject's trunk area. 4. The body fat measurement device according to claim 1, wherein the processor is programmed to: start calculating the trunk area fat mass when the estimated breathing of the measurement subject is in the stopped state. 5. The body fat measurement device according to claim 4, wherein the processor is programmed to: compare an amplitude of the signal wavefor... | FUKUDA DENSHI CO., LTD. | A61B005/00 A61B005/08 A61B005/053
US10390740 | B2 | 2019-08-27 | Glycemic health metric determination and application | 2012-12-10 | Disclosed are methods, apparatuses, etc. for determination and application of a metric for assessing a patient's glycemic health. In one particular implementation, a computed metric may be used to balance short-term and long-term risks associated with a particular therapy. | 1. A method using one or more indicators of glycemic health in a patient to balance one or more of hypoglycemic or hyperglycemic tendencies for the patient, the method comprising: at a special purpose computing apparatus, computing a profile of a blood glucose concentration of the patient based, at least in part, on a probability density function of a plurality of blood glucose concentration values collected at a blood glucose monitoring device;determining a metric based, at least in part, on a convolution of a cost or loss function and the profile, wherein the metric is for balancing short-term and long-term risks associated with a therapy, and wherein the metric is representative of a glycemic health of the patient, the cost or loss function being based, at least in part, on a log-square operation and being further based, at least in part, on a parameter selected to balance one or more Spearman rank coefficients with one or more hypoglycemic-based metrics and one or more hyperglycemic-based metrics, wherein the log-square operation is applied to at least one of a computed mean of the plurality of blood glucose concentration values or a measure of a statistical dispersion of the plurality of blood glucose concentration values; andaffecting an insulin therapy applied to the patient by an infusion device, the affected insulin therapy determined based, at least in part, on the metric, wherein the affected insulin therapy is also based, at least part, on a target blood glucose concentration level or target blood glucose range that has been adjusted upward or downward based, at least in part, on an indication by the metric of whether the patient is tending towards hypoglycemia or tending towards hyperglycemia. 2. The method of claim 1, wherein the measure of the statistical dispersion comprises a standard deviation. 3. The method of claim 1, wherein the metric comprises a unidimensional metric. 4. The method of claim 1, wherein affecting the insulin therapy comprises adjusting the target blood glucose level or the target blood glucose range of the patient upward based, at least in part, on the indication by the metric that the patient is tending towards hypoglycemia, or adjusting the target blood glucose level or the target blood glucose range of the patient downward based, at least in part, on the indication by the metric that the patient is tending towards hyperglycemia. 5. The method of claim 1, wherein the log-square operation is further applied to a target blood glucose concentration value. 6. A method using one or more indicators of glycemic health in a patient to balance one or more of hypoglycemic or hyperglycemic tendencies for the patient, the method comprising: at a special purpose computing apparatus, computing a profile of a blood glucose concentration of the patient based, at least in part, on a probability density function of a plurality of blood glucose concentration values collected at a blood glucose monitoring device;determini... | Medtronic Minimed, Inc. | A61B005/145 A61B005/00 G06F019/00 G16H040/63 G16H050/30 A61B005/1473
US09597022 | B2 | 2017-03-21 | Venous oxygen saturation systems and methods | 2011-09-09 | Methods and systems are discussed for determining venous oxygen saturation by calculating a ratio of ratios from respiration-induced baseline modulations. A calculated venous ratio of ratios may be compared with a look-up table value to estimate venous oxygen saturation. A calculated venous ratio of ratios is compared with an arterial ratio of ratios to determine whether baseline modulations are the result of a subject's respiration or movement. Such a determination is also made by deriving a venous ratio of ratios using a transform technique, such as a continuous wavelet transform. Derived venous and arterial saturation values are used to non-invasively determine a cardiac output of the subject. | 1. A method for determining a respiration rate of a subject, the method comprising: transforming, using a signal processor, a first physiological signal based on light transmission at a first wavelength to generate a first transformed signal;transforming, using the signal processor, a second physiological signal based on light transmission at a second wavelength to generate a second transformed signal;deriving, using the signal processor, a ratio surface from the first transformed signal and the second transformed signal, wherein the ratio surface comprises three-dimensional data with dimensions including time and scale;identifying, using the signal processor, a first region of interest on the ratio surface indicative of venous perturbation;calculating, using the signal processor, a representative value for the first region of interest on the ratio surface;making, using the signal processor, a determination as to whether the calculated representative value for the first region of interest indicates respiration or motion of the subject based on the calculated representative value, wherein determining whether the representative value for the first region of interest indicates respiration or motion of the subject comprises: calculating a representative value for a second region of interest of the ratio surface related to a cardiac pulse frequency;calculating a short-term difference between the representative value for the second region of interest and the representative value for the first region of interest; andcomparing the short-term difference with a long-term difference between historical ratio surface values near the cardiac pulse frequency and an expected respiration frequency, wherein smaller deviations of the short-term difference from the long-term difference are indicative of baseline modulations in the first and second signals being due to respiration, and larger deviations of the short-term difference from the long-term difference are indicative of baseline modulations being due to motion; andcalculating, using the signal processor, the respiration rate of the subject when the calculated representative value for the first region of interest indicates respiration. 2. The method of claim 1, further comprising: identifying areas of the ratio surface having values close to an expected venous saturation ratio value; andcomputing an estimated rate of respiration of the subject based on the identified areas. 3. The method of claim 1, wherein deriving the ratio surface comprises normalizing the first and second physiological signals. 4. The method of claim 3, wherein the normalizing comprises dividing the respective magnitude of each of the first and second physiological signals by the respective minimum, maximum, mean, DC component, or standard deviation computed over a time window of the first and second physiological signals. 5. The method of claim 1, wherein transforming the first and second signal comprises using a wavelet transform. ... | Nellcor Puritan Bennett Ireland | A61B005/1455 A61B005/00
US09241657 | B2 | 2016-01-26 | Medical image registration using a rigid inner body surface | 2010-06-30 | The invention relates to a medical image registration method in which an actual patient's body or portion of a patient's body (22) is positionally registered to a patient image created using a medical body-imaging technique such as MR, CT or x-ray imaging, wherein in a medical navigation system, the actual spatial position of at least a part of the body or body portion (22) is assigned to a respective position in the image of said body or body portion (22), wherein the part of the body or body portion (22) comprises a registration area in the form of the surface of a substantially rigid body structure, in particular an inner structure, made of bone or cartilage. The invention also relates to a medical image registration device which comprises a surface scanner (15) for scanning a registration area comprising the surface of a substantially rigid body structure, in particular an inner structure, made of bone or cartilage. | 1. A medical image registration method in which a portion of a patient's body is positionally registered to a patient image data set created using an associated medical body-imaging technique such as MR, CT or x-ray imaging, the method comprising: establishing, by an associated tracking system, an actual spatial position of at least a part of the body or body portion of the patient by determining the actual spatial position of the at least a part of the body or body portion, wherein the part of the body or body portion comprises a registration area in the form of the surface of a substantially rigid body structure, such as an inner structure, made of bone or cartilage; andassigning, in an associated medical navigation system, the actual spatial position to a respective position in an image of the patient in the patient image data set;wherein at least one additional registration point or landmark on a frame which is placed on the actual patient's body or body portion is acquired and included in the assigning by assigning the at least one additional registration point or landmark on the frame to a corresponding related position in the image of the patient in the patient image data set in order to supplement or to confirm a registration result,wherein the registration area on the actual patient's body or body part comprises a three-dimensional surface of a channel measured by means of an associated positionally determined interferometric surface measurement scanner which comprises a scanner probe which is fixedly attached to the frame and selectively inserted into the channel,wherein at least one of the scanner and the frame are configured to be selectively positionally located or tracked by the associated tracking system which determines the actual spatial position of the at least a part of the body or body portion. 2. The method according to claim 1, wherein the registration area comprises the surface of one or more of the following body structures: the meatus or ear channel, or at least a part of the meatus, in particular the outer meatus;the bony palate or hard palate;at least one of the upper inner jaw area and the lower inner jaw area;the inner nose cartilage structure. 3. The method according to claim 1, wherein the registration area on the actual patient's body or portion of the patient's body is measured by means of the associated surface scanner which comprises the scanner probe which can be at least one of positionally located and tracked. 4. The method according to claim 1, wherein a position and orientation of the scanner probe can be established by the associated tracking system. 5. The method according to claim 1, wherein the interferometric surface measurement scanner comprises a surface data recording and processing unit which creates a positionally determined surface model of the registration area. 6. The method according to claim 1, wherein the interferometric surface measurement scanner is a thin film interference scanner. ... | Brainlab AG | A61B005/05 A61B005/107 A61B019/00 A61B005/00 A61B005/055 A61B005/06 A61B006/00 A61B006/03
US10105076 | B2 | 2018-10-23 | Systems and methods for monitoring a physiological parameter of persons engaged in physical activity | 2012-09-04 | The present disclosure provides system and method for monitoring of at least one physiological parameter of a person engaged in a physical activity, for example, an impact received by a player engaged in a contact sport such as football. The system includes a monitoring unit that actively monitors the physiological parameter of the person, wherein the monitoring unit generates an alert event when the monitored physiological parameter exceeds a threshold of the parameter. The monitoring unit determines whether the parameter exceeds an over-exposure threshold, wherein said threshold is based upon both a single incidence or cumulative incidences. | 1. A system for monitoring of at least one physiological parameter of a body part of a specific player in a subset of multiple players from a larger group of players engaged in play of a contact sport, the system comprising: a plurality of monitoring units, each individual monitoring unit configured to be worn by one of the specific players in the subset of multiple players, the monitoring unit having both a sensor assembly and a control module, said monitoring unit is configured to actively monitor at least one physiological parameter of the body part of the specific player while engaged in play of the contact sport,wherein the monitoring unit is further configured to determine a single incidence physiological parameter value and a cumulative incidence physiological parameter value,wherein the incidence physiological parameter value is determined by the control module from a single measurement of the at least one physiological parameter of the body part of the specific player by the sensor assembly, and wherein the single incidence physiological parameter value is compared to a first predetermined threshold that is based upon the single incidence physiological parameter value; and wherein the cumulative incidence physiological parameter value is determined by the control module from an accumulation of single incidence physiological parameter values that exceed a second predetermined threshold while the player is engaged in playing the contact sport over an extended period of time;wherein the monitoring unit is configured to generate a first alert when the single incidence physiological parameter value exceeds the first predetermined threshold, and to generate a second alert when the cumulative incidence physiological parameter value exceeds a third predetermined threshold that is based upon accumulation of the single incidence physiological parameter values; and a portable alert unit configured to receive any of the first alert and second alert transmitted from a specific monitoring unit that has generated the first alert or the second alert, and wherein the portable alert unit is configured to display information relating to both the received first alert or second alert, wherein the first and second alerts include information to identify the specific player associated with the received first alert or second alert. 2. The monitoring system of claim 1 wherein the sensor assembly comprises a plurality of sensors formed from an electret film. 3. The monitoring system of claim 1 further comprising a protective sports helmet configured to be worn by the specific player, wherein the sports helmet includes (i) an internal padding assembly and (ii) overliner, wherein the sensor assembly is configured to be positioned within the overliner, wherein the overliner is further configured to be positioned between the specific player's head and the internal padding assembly when the sports helmet is worn by the specific player. 4. The monitoring system of cl... | Riddell, Inc. | A61B005/00 A61B005/103 A42B003/04 A61B005/11 A61B005/01
US09724038 | B2 | 2017-08-08 | System and method for detecting sleep onset in a subject based on responsiveness to breathing cues | 2011-04-25 | A wake-to-sleep transition for a subject is detected based on responsiveness to breathing cues provided to the subject. A pressurized flow of breathable gas to the airway of subject having one or more gas parameters that are adjusted to provide breathing cues to the subject. Based on a detected conformance of the respiration of the subject to the breathing cues, a determination is made as to whether the subject is awake or asleep. | 1. A system configured to provide sleep-triggered pressure-based airway support therapy for a subject via pressure-based breathing cues and breathing-cue based sleep detection, the system comprising: one or more pressure generators configured to generate a pressurized flow of breathable gas for delivery to the airway of the subject;one or more sensors for placement at or near an airway of the subject to obtain and measure gas at or near the airway of the subject and configured to generate output sensor signals conveying information related to a gas parameter of the pressurized flow of breathable gas at or near the airway of the subject; andone or more physical computer processors configured by computer readable instructions to:cause, via at least one of the one or more pressure generators, multiple adjustments of the pressurized flow of breathable gas over a period of time to provide breathing cues to the subject;determine conformance of respiration of the subject to the breathing cues provided by the multiple adjustments of the pressurized flow of breathable gas, the conformation determination being based on the output sensor signals and the breathing cues, the conformance determination comprising determining a conformance metric that quantifies a synchronization difference between respiration of the subject and the breathing cues for a predetermined number of breaths, wherein the predetermined number of breaths is greater than one and adjusted based on a noise level in the conformance metric for the predetermined number of breaths;determine a threshold level of conformance for the subject over a period of time;detect that the subject is asleep based on the conformance metric breaching the threshold level of conformance; andresponsive to detecting that the subject is asleep, initiate a pressure support therapy to support the airway of the subject using at least one of the one or more pressure generators to increase pressure at or near the airway of the subject. 2. The system of claim 1, wherein the detection that the subject is asleep is based on analysis of one or more of a breath to breath variability of one or more breathing parameters, an intrabreath variability in the one or more breathing parameters, a drop in the one or more breathing parameters, or a dynamic frequency interbreath variability. 3. The system of claim 1, wherein the one or more physical computer processors are further configured such that the conformance metric quantifies conformance on an individual breath basis for the predetermined number of breaths. 4. The system of claim 3, wherein the one or more physical computer processors are further configured such that the conformance metric comprises an average inspiration extension time or an average expiration extension time over the predetermined number of breaths. 5. The system of claim 1, wherein the one or more physical computer processors cause the multiple adjustments of the pressurized flow of breathable gas by caus... | Koninklijke Philips N.V. | A61B005/08 A61B005/00 A61B005/087 A61M016/00 A61B005/03 A61M016/16 A61B005/091
US20130060101 | A1 | 2013-03-07 | CAPSULE MEDICAL DEVICE | 2012-11-02 | A capsule casing of a capsule medical device has a chemical sensor inside, used for sensing operation. The chemical sensor has a recovery device which resets the chemical sensor to an initial state thereof so as to use the chemical sensor for the sensing operation a plurality of times or continuously. | 1. A capsule medical device having a chemical sensor used for sensing operation, comprising: a capsule casing;a chemical sensor arranged in the capsule casing; anda recovery device which recovers the chemical sensor substantially to an initial state thereof so as to use the chemical sensor for sensing operation a plurality of times or continuously, the recovery device being a sensor surface switching device which switches the sensor surface. 2. A capsule medical device according to claim 1, wherein the sensor surface switching device has an exposing mechanism which sequentially exposes the different sensor surfaces. 3. A capsule medical device according to claim 2, further comprising: an exposure control mechanism which sequentially externally exposes the different sensor surfaces, by relatively moving the chemical sensor to an opening partly arranged to an exterior of the capsule medical device by the exposing mechanism. 4. A capsule medical device according to claim 3, wherein the opening is a slit opening with a narrow width formed to a cylindrical surface of the exterior, and the chemical sensor is rotated and is moved in the width direction of the slit relative to the slit opening. 5. A capsule medical device according to claim 4, wherein the chemical sensor is arranged so that a plurality of types of sensors are simultaneously exposed in the longitudinal direction of the slit opening. 6. A capsule medical device according to claim 3, wherein the opening is fan-shaped, the inner chemical sensor is disc-shaped, and the disc-shaped chemical sensor is rotated, thereby sequentially externally exposing the different sensor surfaces. 7. A capsule medical device according to claim 3, wherein the chemical sensor is film-shaped to be wound, the different sensor surfaces are externally sequentially exposed to the opening arranged to the exterior in association with the winding operation of the film-shaped chemical sensor. 8. A capsule medical device according to claim 2, wherein an electric contact for driving the exposing mechanism is arranged, and the electric contact is arranged near the outer surface of a case forming the exterior of the capsule medical device. 9. A capsule medical device according to claim 1, wherein the sensor surface switching device is a chemical sensor with a laminating structure of forming the sensor surfaces onto a plurality of layers comprising a substance digested in the gastrointestinal tract. 10. A capsule medical device according to claim 9, further comprising: an optical sensor which varies the focusing distance so as to perform the focusing operation onto the plurality of layers. 11. A capsule medical device according to claim 9, wherein the plurality of layers are covered with the substances with different thicknesses. 12. A capsule medical device according to claim 9, wherein the plurality of layers are covered with the substances digested in the different gastrointestinal tracts such as the stomach, sma... | OLYMPUS CORPORATION | A61B005/07
US20130090538 | A1 | 2013-04-11 | Method and System to Monitor the State and Function of the Cervix and Effects of Treatments for the Cervix | 2011-10-06 | A method operable to more accurately monitor the state and function of the cervix is provided. Embodiments of the present invention relate generally to detection of fluorescence from the female mammalian cervix. More particularly, embodiments of the present invention relate to predicting true term and preterm labor and delivery, characterizing the function and state of the cervix, and for assessing and monitoring the efficacy of treatments for the cervix. Embodiments of the present disclosure use light induced fluorescence (LIF) via a non-invasive optical probe to accurately and quantitatively measure changes in the cervical tissue during pregnancy and labor. As gestational age increases, the LIF decreases. Ideally, cervical collagen should be at a minimum just prior to delivery. The present invention can be used to monitor the state and function of the cervix during pregnancy, as well as efficacy of cervical treatments during pregnancy. | 1. A method operable to assess cervical collagen and cervical collagen structures present in a cervix of a mammal comprising: delivering excitation light to cervical tissue within the cervix;capturing fluorescent light from the cervical tissue;characterizing fluorescent light captured from the cervical tissue; anddetermining a state and function of the cervix from the characterized fluorescent light. 2. The method of claim 1, wherein a cylindrical probe delivers excitation light to cervical tissue within the cervix, and captures fluorescent light from the cervical tissue. 3. The method of claim 2, wherein the cylindrical probe is covered with a protective sheath, the sheath comprising an optical window operable to pass light to and from the probe and the cervical tissue. 4. The method of claim 2, wherein the cylindrical probe comprises at least one excitation fiber and at least one detection optical fiber. 5. The method of claim 3, wherein the protective sheath is operable to: facilitate guiding of the cylindrical probe to the cervical tissue;proper placement of the cylindrical probe proximate to the cervical tissue; andfacilitate insertion and/or extraction of the cylindrical probe. 6. The method of claim 2, wherein a light source operable to generate the excitation light optically couples to the cylindrical probe and delivers the excitation light to the cylindrical probe. 7. The method of claim 2, wherein a light detector operable to characterize fluorescent light captured from the cervical tissue optically couples to the cylindrical probe. 8. The method of claim 2, wherein a shutter system controls a time that the excitation light is delivered to the cervical tissue within the cervix. 9. The method of claim 1, further comprising: collecting a dark spectrum; andsubtracting the dark spectrum from the captured fluorescent light. 10. A system operable to assess cervical collagen and cervical collagen structures present in a cervix of a mammal comprising: an excitation light source;a probe optically coupled to the excitation light source, the probe operable to:deliver excitation light to cervical tissue within the cervix; andcapture fluorescent light from the cervical tissue;a spectroscopy system optically coupled to the probe, the spectroscopy system operable to characterize fluorescent light captured from the cervical tissue; anda processor operable to determine a state and function of the cervix from the characterized fluorescent light. 11. The system of claim 10, wherein the probe further comprises: a first set of optical fibers operable to deliver the excitation light to cervical tissue within the cervix; and a second set of optical fibers operable to capture fluorescent light from the cervical tissue. 12. The system of claim 10 further comprising a protective sheath operable to couple to the probe, the protective sheath comprising an optical window operable to pass light to and from the probe and the cervical tissue. 13. The syste... | - | A61B005/103 A61B006/00
US20130102858 | A1 | 2013-04-25 | IMPLANTABLE SENSOR DEVICE AND SYSTEM | 2010-06-18 | The implantable medical device for measuring pressure is disclosed. The implantable medical device is connectable to a medical lead and comprises an outer sheath and a helically shaped needle arranged at the outer sheath. A pressure sensing body having a distal part is movably arranged in the outer sheath. The pressure sensing body is arranged such that the distal part is located within the outer sheath in an initial state of the pressure sensing body, wherein the pressure sensing body is arranged to be advanced from the initial state to protrude from the outer sheath and such that it is at least partially surrounded by the helically shaped needle; and a pressure sensor arranged at or adjacent to the distal part of the pressure sensing body for sensing pressure. | 1-15. (canceled) 16. An implantable medical device for measuring pressure connectable to a medical lead, comprising: an outer sheath;a helically shaped needle arranged at said outer sheath;a pressure sensing body having a distal part and being movably arranged in said outer sheath, said pressure sensing body being arranged such that said distal part is located within said outer sheath in an initial state of said pressure sensing body, wherein said pressure sensing body is arranged to be advanced from said initial state to protrude from said outer sheath such that it is at least partially surrounded by said helically shaped needle; anda pressure sensor arranged at or adjacent to said distal part of said pressure sensing body for sensing pressure. 17. The implantable medical device according to claim 16, wherein said helically shaped needle is fixed at said outer sheath or at a distal element fitted in a distal opening of said outer sheath. 18. The implantable medical device according to claim 17, wherein said distal element comprises a through hole arranged such that said pressure sensing body can be advanced through said through hole. 19. The implantable medical device for measuring pressure connectable to a medical lead according to claim 16, wherein said helically shaped needle is substantially completely covered by said outer sheath at an initial state of said helically shape needle and wherein said helically shaped needle is arranged to be advanced from said initial state by a screwing motion to protrude from said outer sheath;said pressure sensing body being arranged such that it is at least partially surrounded by said helically shaped needle and such that said distal part is located within said outer sheath in an initial state of said pressure sensing body, wherein said pressure sensing body is arranged to be advanced from said initial state to protrude from said outer sheath; anda pressure sensor arranged at or adjacent to said distal part of said pressure sensing body for sensing pressure. 20. The implantable medical device according to claim 16, wherein said pressure sensing body comprises: a tip section;a first body section having a first cross-section area; anda second body section having a second cross-section area, said second cross-section area being larger than said first cross-section area; and wherein said first and second body section are arranged such that a step is formed between said first and said second body section. 21. The implantable medical device according to claim 20, wherein said first and said second body sections are cylindrically shaped, wherein said second body section having a larger diameter than said first body section. 22. The implantable medical device according to claim 20, wherein said pressure sensor is integrated in said second body section. 23. The implantable medical device according to claim 20, wherein said step is shaped so as to form a cutting edge. 24. The implantable medical device acco... | ST. JUDE MEDICAL AB | A61B005/0205 A61B005/00 A61B005/145 A61B005/01 A61B005/11 A61B005/0215 A61N001/362
US20130096406 | A1 | 2013-04-18 | System for In Vivo Biosensing Based on the Optical Response of Electronic Polymers | 2012-11-30 | A system for continuous in vivo biosensing of specific analyte molecule concentrations based on the dynamic optical properties of electronic polymers is disclosed. The biosensor system includes at least one implant member subcutaneously exposed to the interstitial fluid of the subject, and a reader member at least temporarily positioned over the implant member to probe it with light of specific wavelengths through the skin. The system has many potential applications, including the real-time monitoring of blood glucose levels in diabetics as a method to supplement or replace conventional capillary blood testing. | 1. A system for in vivo biosensing of one or more target analyte molecules in a subject, the system comprising: at least one implant member configured to be completely implanted in the subject's body and to be exposed to the one or more target analyte molecules in the subject's body, except wherein the analyte molecule is glucose, and the sensitizing agent comprises glucose oxidase (GOx);the implant member including a reflective substrate having deposited thereon at least one polymer and at least one sensitizing agent that causes an oxidation-reduction reaction with the polymer in the presence of the target analyte molecule;at least one reader member separate from the implant member and configured to be at least temporarily positioned external to the subjects' body and adjacent to the implant member,the reader member being configured: i) to emit light having one or more specific wavelengths, and ii) to detect a reflected signal from the implant member; andat least one data system configured to determine a concentration of the target analyte molecule. 2. The biosensor system of claim 1, wherein the reader system is configured to substantially continuously detect the reflected signal from the implant member. 3. The biosensor system of claim 1, wherein the polymer is present as a thin film and/or fiber network material on the reflective substrate. 4. The biosensor system of claim 1, wherein the sensitizing agent is covalently bonded to, or immobilized on, the polymer on the implant member. 5. The biosensor system of claim 1, wherein the polymer is an electronic polymer having an optical absorption spectrum in the ultraviolet-visible-near infrared (UV-VIS-NIR) range that is dependent on the polymer's oxidation state. 6. The biosensor system of claim 1, wherein the polymer comprises polyaniline, or oligomers thereof. 7. The biosensor system of claim 1, wherein the sensitizing agent comprises one or more enzymes. 8. The biosensor system of claim 1, wherein the sensitizing agent comprises an oxidoreductase and the analyte is the associated substrate. 9. The biosensor system of claim 1, wherein the analyte molecule is cholesterol, and the sensitizing agent comprises cholesterol oxidase. 10. The biosensor system of claim 1, wherein the analyte molecule is ethanol, and the sensitizing agent comprises alcohol oxidase. 11. The biosensor system of claim 1, wherein the polymer incorporates segments of polyaniline that have repeat lengths of a least four aniline rings, or oligomers thereof. 12. The biosensor system of claim 1, wherein the electronic polymer incorporates pendant groups comprised of aniline that has repeat lengths of a least four aniline rings, or oligomers thereof. 13. The biosensor system of claim 1, wherein the polymer incorporates segments of pyridine that have repeat lengths of a least four pyridine rings, or oligomers thereof. 14. The biosensor system of claim 1, wherein the polymer incorporates segments of pyrazine that have r... | THE OHIO STATE UNIVERSITY | A61B005/1473 A61B005/145
US09089274 | B2 | 2015-07-28 | Denoise MCG measurements | 2011-09-22 | A magnetocardiogram (MCG) system with reduced noise artifacts is produced by first creating high-resolution image representations of low-resolution measurements obtained with a magnetic field sensor unit. The high-resolution image representations are created by use of a PCA model that has been trained using a library of ideal, no-noise, high-resolution images. The Biot-Sarvart Law is then used to create a 3D model of a current impulse, given the high-resolution image representations. From the 3D current impulse model, ideal sensor unit measurements as they would have been obtained using a theoretical sensor unit observing the 3D current impulse model are synthesized. | 1. A magnetocardiogram (MCG) system comprising: a sensor unit including an array of M×M electromagnetic MCG sensors producing a sparse measurement output of M×M data values, said sparse measurement output constituting a first MCG image, said first MCG image being a two-dimensional (2D) image having M×M picture elements (e.g. pixels);a high resolution MCG image synthesizer for receiving said first MCG image and producing a higher resolution image representation of said first MCG image, said higher resolution image representation being a second MCG image of higher pixel density than said first MCG image, said second MCG image being a 2D image having P×P picture elements where P>M; anda de-noising image processing block for receiving said second MCG image and producing a de-noised lower resolution image representation of said second MCG image, said de-noised lower resolution image representation being a third 2D MCG image having M×M picture elements within a physical sensor area corresponding to the span of said M×M data values of said first MCG image, and said third MCG image having a reduced noise level as compared to said first MCG image. 2. The MCG system of claim 1, wherein said de-noising image processing block identifies as target picture elements the picture elements of said second MCG image whose image locations correspond to the image locations of the M×M data values of said first MCG image, and populates said physical sensor area with said target pictures elements. 3. The MCG system of claim 1, wherein the producing of said second MCG image by said high resolution MCG image synthesizer includes: accessing a linear model defining a model MCG image of higher resolution than said first MCG image, said linear model establishing interpolation patterns between characteristics of the linear model and any data value of said sparse measurement output of M×M data values; andproducing an intermediate MCG image by projecting said first MCG image onto the subspace of the linear model, and establishing coefficients for said intermediate MCG image in accordance with the linear model and said M×M data values. 4. The MCG system of claim 3, wherein said high resolution MCG image synthesizer outputs said intermediate image as said second MCG image, and each of said electromagnetic MCG sensors is a superconducting quantum interference device (SQUID). 5. The MCG system of claim 3, wherein said linear model is defined by creating a plurality of synthesized magnetocardiogram images having the same resolution as said second MCG image, said synthesized magnetocardiogram images being based on simulated electrical impulses within a three-dimensional spatial heart volume, as it would be perceived in an expected magnetocardiogram system. 6. The MCG system of claim 5, wherein said synthesized MCG images are based on randomly generated currents within said heart volume, and said linear model is created by using principal component analysis (PCA). 7. The MCG syste... | Seiko Epson Corporation | A61B005/05 A61B005/00 A61B005/04
US08818505 | B2 | 2014-08-26 | Physiological perturbations for measuring heart failure | 2012-09-13 | Techniques of inducing a physiological perturbation to monitor a heart failure status of a patient are described. An implantable medical device (IMD) may induce a physiological perturbation in the patient to monitor and determine how the patient responds to the physiological change. This response may be indicative of heart failure improvement or worsening. For example, the IMD may deliver electrical stimulation with parameters configured to perturb the patient (e.g., stimulation that deviates from stimulation therapy). The IMD may then detect at least one physiological parameter to monitor the patient's response to the perturbation. Based on the detected physiological parameter, the IMD may generate a heart failure status. The heart failure status may then be used for adjusting patient therapy, with or without the use of remote monitoring. | 1. A method comprising: delivering an electrical stimulation therapy to a patient's heart defined by current therapy parameter values for treating a condition of the patient;inducing a physiological perturbation by: delivering a baseline electrical stimulation to the patient's heart defined by an initial therapy delivered to the patient and comprising at least one baseline therapy parameter different than the current therapy parameters;after delivering the baseline electrical stimulation, inducing the physiological perturbation in the patient by delivering electrical stimulation to the patient's heart comprising a stimulation parameter having a perturbation value that deviates from a therapeutic value;detecting a physiological parameter in response to the induced physiological perturbation;comparing the physiological parameter to a physiological parameter detected during a previously induced perturbation;generating, by one or more processors, a heart failure status based on the detected change in the at least one physiological parameter; andadjusting the current therapy parameters used to deliver the electrical stimulation therapy in response to the generated heart failure status. 2. The method of claim 1, wherein inducing the physiological perturbation comprises delivering the electrical stimulation comprising a stimulation parameter having the perturbation value to the patient for a predetermined period of time. 3. The method of claim 1, wherein the stimulation parameter having the perturbation value comprises at least one of an atrial rate, a ventricular rate, an A-V interval, a V-V interval. 4. The method of claim 1, further comprising adjusting, based on the detected change in the at least one physiological parameter, a value of at least one stimulation parameter that defines the electrical stimulation configured to induce the physiological perturbation. 5. The method of claim 1, further comprising adjusting at least one of a plurality of therapy parameters that define the electrical stimulation therapy based on at least one of the detected change to the physiological parameter or the heart failure status. 6. The method of claim 1, further comprising detecting an active state of the patient, wherein inducing the physiological perturbation comprises inducing the physiological perturbation during the active state. 7. The method of claim 1, further comprising detecting a rest state of the patient, wherein inducing the physiological perturbation comprises inducing the physiological perturbation during the rest state. 8. A system comprising: a signal generator;a processor configured to control the signal generator to deliver an electrical stimulation therapy to a patient's heart defined by current therapy parameter values for treating a condition of the patient;a perturbation module configured to induce a physiological perturbation in the patient by: delivering a baseline electrical stimulation to the patient's heart defined by an initial ... | Medtronic, Inc. | A61N001/36
US20130102882 | A1 | 2013-04-25 | SYSTEM, IMAGING SUITE, AND METHOD FOR USING AN ELECTRO-PNEUMATIC INSUFFLATOR FOR MAGNETIC RESONANCE IMAGING | 2012-12-12 | Embodiments of the invention provide a system and method for using an electro-pneumatic insufflator for magnetic resonance imaging, such as for virtual colonoscopy. Embodiments of the invention further provide a MRI imaging suite and a method for distension of a body part to be imaged. As an alternative to the complete redesign of an electro-magnetic insufflator, embodiments of the current invention utilize a standard electro-pneumatic insufflator that operates in a location impervious to electromagnetic radiation using an electromagnetically inactive connection tube. | 1. A magnetic resonance imaging (MRI) suite for performing MRI scanning of one or more organs requiring distention, the MRI suite comprising: a separate shielded area having a shield that substantially blocks magnetic and radio frequency (RF) radiation,an area outside the shielded area,an MRI scanner, anda system for distending at least a portion of the GI tract of a patient, the system comprising: an electro-pneumatic insufflator, at least one container coupled to the insufflator and comprising a distension medium, andan electromagnetically inactive connection tube coupled to the insufflator and comprising an insertion tip configured to be inserted into the rectum of the patient, the electromagnetically inactive connection tube configured to convey the distension medium from the insufflator and into the GI tract of the patient via the insertion tip, andwherein the insufflator is located in the area outside the shielded area, the MRI scanner is located in the separate shielded area, and the electromagnetically inactive connection tube extends through the shield, and wherein one end of the electromagnetically inactive connection tube is attached to the electro-pneumatic insufflator and is located in the area outside the shielded area, and the opposite end of the electromagnetically inactive connection tube including the insertion tip is located in the separate shielded area. 2. The MRI suite of claim 1, wherein the separate shielded area comprises an MRI equipment room and wherein the area outside the shielded area comprises an MRI control room. 3. The MRI suite of claim 1, the system further comprising a support stand disposed in the shielded area and fabricated from non-magnetic materials that provides support for the electromagnetically inactive connection tube. 4. The MRI suite of claim 1, wherein the insufflator further comprises a consumable outlet connection connectable to a consumable administration set. 5. The MRI suite of claim 4, wherein the electromagnetically inactive connection tube has its proximal end connected to the consumable outlet connection of the insufflator, the electromagnetically inactive connection tube passing through the shield along a span between the electromagnetically inactive connection tube's proximal and distal ends, the distal end of the electromagnetically inactive connection tube located in the separately shielded area. 6. The MRI suite of claim 1, wherein the electromagnetically inactive connection tube comprises non-ferromagnetic materials. 7. The MRI suite of claim 6, wherein the electromagnetically inactive connection tube is between 45 and 55 feet long. 8. The MRI suite of claim 1, wherein the distal end of the electromagnetically inactive connection tube is terminated with a connector receptacle. 9. The MRI suite of claim 8, wherein the connector receptacle comprises non-magnetic materials. 10. The MRI suite of claim 9, wherein the connector receptacle connects to an electromagnetically non-rea... | Bracco Diagnostics Inc. | A61B005/055 A61B005/00
US08423121 | B2 | 2013-04-16 | Method and system for guidewire tracking in fluoroscopic image sequences | 2009-08-10 | A method and system for tracking a guidewire in a fluoroscopic image sequence is disclosed. In order to track a guidewire in a fluoroscopic image sequence, guidewire segments are detected in each frame of the fluoroscopic image sequence. The guidewire in each frame of the fluoroscopic image sequence is then detected by rigidly tracking the guidewire from a previous frame of the fluoroscopic image sequence based on the detected guidewire segments in the current frame. The guidewire is then non-rigidly deformed in each frame based on the guidewire position in the previous frame. | 1. A method for tracking a guidewire in a fluoroscopic image sequence, comprising: detecting guidewire segments in a plurality of frames of the fluoroscopic image sequence;detecting a guidewire position in a current frame of the fluoroscopic image sequence by rigidly tracking a guidewire position and shape from a previous frame of the fluoroscopic image sequence based on the guidewire position and shape in the previous frame and the detected guidewire segments in the current frame; andnon-rigidly deforming the detected guidewire in the current frame based on the rigidly tracked guidewire position and shape and the detected guidewire segments in the current frame. 2. The method of claim 1, wherein said step of detecting guidewire segments in a plurality of frames of the fluoroscopic image sequence comprises: detecting guidewire segments in each of the plurality of frames using a learning based guidewire segment detector. 3. The method of claim 2, wherein said learning based guidewire segment detector is trained using a probabilistic boosting tree (PBT). 4. The method of claim 1, wherein said step of detecting a guidewire position in a current frame of the fluoroscopic image sequence by rigidly tracking a guidewire position and shape from a previous frame of the fluoroscopic image sequence based on the guidewire position and shape in the previous frame and the detected guidewire segments in the current frame comprises: calculating a rigid transformation that tracks the guidewire from the previous frame to the current frame based on maximizing matching scores between a guidewire shape template corresponding to the guidewire position and shape from the previous frame under a rigid transformation and the detected guidewire segments in the current frame. 5. The method of claim 4, wherein said step of calculating a rigid transformation that tracks the guidewire from the previous frame to the current frame based on maximizing matching scores between a guidewire shape template corresponding to the guidewire position and shape from the previous frame under a rigid transformation and the detected guidewire segments in the current frame comprises: calculating the matching scores between the guidewire shape template under a rigid transformation and detected guidewire segments at the current frame; andrigidly tracking the guidewire from the previous frame to the current frame at a plurality of resolutions based on a variable kernel size in calculating the matching scores. 6. The method of claim 5, wherein said step of rigidly tracking the guidewire from the previous frame to the current frame at a plurality of resolutions based on a variable kernel size in calculating the matching scores comprises: adaptively varying the kernel size in calculating the matching scores at a plurality of resolutions. 7. The method of claim 1, wherein said step of detecting a guidewire position in a current frame of the fluoroscopic image sequence by rigidly tracking the gui... | Siemens Aktiengesellschaft | A61B005/05
US08406835 | B2 | 2013-03-26 | Probe head for spectroscopic analysis of a fluid | 2005-02-14 | A spectroscopic system for determining a property of a fluid flowing through a volume of interest underneath the surface of the skin of a patient is described. The spectroscopic system comprises: a probe head having an objective for directing an excitation beam into the volume of interest and for collecting return radiation from the volume of interest; a base station having a spectroscopic analysis unit and a power supply; and a cable connecting the probe head and the base station for transmission of the return radiation from the probe head to the base station and for providing the probe head with power from the power supply of the base station. | 1. A spectroscopic system for determining a property of a fluid flowing through a volume of interest underneath the surface of the skin of a patient, the spectroscopic system comprising: a probe head having an objective for directing an excitation beam into the volume of interest and for collecting return radiation from the volume of interest,a base station having a spectroscopic analysis unit, an excitation beam source, a monitoring beam source, and a power supply,a cable connecting the probe head and the base station for transmission of the return radiation from the probe head to the base station and for providing the probe head with power from the power supply of the base station, whereinthe cable comprises an optical fiber adapted to transmit a monitoring beam to the probe head. 2. The spectroscopic system according to claim 1, wherein the probe head further comprising a beam combination unit for axially combining the excitation beam and the monitoring beam. 3. The spectroscopic system according to claim 1, wherein the probe head further comprising a filter unit for spatially separating the return radiation and the monitoring return radiation. 4. The spectroscopic system according to claim 1, wherein the probe head further comprising a focusing unit being adapted to move a focal volume of the excitation beam into the volume of interest. 5. The spectroscopic system according to claim 1, wherein a probe head further comprising an optical imaging unit for analyzing the monitoring return radiation. 6. The spectroscopic system according to claim 1, wherein the base station further comprising a beam combination unit for axially combining the excitation beam and the monitoring beam. 7. The spectroscopic system according to claim 1, wherein the base station further comprising a filter unit for spatially separating the return radiation and the monitoring return radiation. 8. The spectroscopic system according to claim 1, wherein the base station further comprising a focusing unit being adapted to move a focal volume of the excitation beam into the volume of interest. 9. The spectroscopic system according to claim 1, wherein the base station further comprising an optical imaging unit for analyzing the monitoring return radiation. 10. The spectroscopic system according to claim 1, wherein the optical imaging unit being adapted to select the volume of interest and being further adapted to control a focusing unit moving a focal volume of the excitation beam into the volume of interest. 11. A probe head for a spectroscopic system for determining a property of a fluid flowing through a volume of interest underneath the surface of the skin of a patient, the spectroscopic system having a base station with a spectroscopic analysis unit and a power supply, the probe head comprising: an objective for directing an excitation beam into the volume of interest and for collecting return radiation from the volume of interest,a connector for connecting the pr... | Koninklijke Philips Electronics N.V. | A61B005/1455 A61B005/00 G02B006/44
US08391942 | B2 | 2013-03-05 | Method and apparatus for determining cerebral desaturation in patients undergoing deep hypothermic circulatory arrest | 2009-10-06 | A method and apparatus for determining cerebral oxygen saturation in a subject is provided. The method comprises the steps of: a) determining tissue oxygen saturation values using a NIRS type oximeter over a period of time; b) modeling a rate of change in the tissue oxygen saturation values; and c) determining an amount of time until a predetermined tissue oxygen saturation value is reached using the modeling of the tissue oxygen saturation values. | 1. A spectrophotometric examination device, comprising: at least one sensor having a light signal transmitter operable to transmit at least one light signal, and at least one light signal detector operable to detect the light signal, which sensor is operable to produce at least one sensed signal corresponding to the detected light signal; anda processor adapted to determine an oxygen saturation level in a subject's tissue at a current point in time using the sensed signal, and which processor is adapted to model a rate of change in oxygen saturation level within the subject's tissue using a non-linear multi-component model, and determine an amount of time between the current point of time and a future point of time when the oxygen saturation level will reach a predetermined value. 2. The device of claim 1, wherein the processor is adapted to model the rate of change in oxygen saturation level within the subject's tissue on a periodic basis, and update the amount of time between the current point of time and a future point of time in the event of change. 3. A method for determining cerebral oxygen saturation in a subject, comprising the steps of: determining tissue oxygen saturation values using a NIRS type oximeter over a period of time;modeling a rate of change in the tissue oxygen saturation values on a non-linear multi-component basis; anddetermining an amount of time until a predetermined tissue oxygen saturation value is reached using the modeling of the tissue oxygen saturation values. 4. The method of claim 3, wherein the step of modeling the rate of change in oxygen saturation level within the subject's tissue is performed on a periodic basis, and includes updating the amount of time until the predetermined tissue oxygen saturation value is reached. | CAS Medical Systems, Inc. | A61B005/00
US08433385 | B2 | 2013-04-30 | Implantable medical device | 2010-06-18 | An analyte measuring system has an implantable medical device having a signal source arranged for generating a current signal and electrodes for applying the current signal to a surrounding tissue in a subject body. The device measures a resulting voltage signal with the electrodes and calculates an impedance signal therefrom. The system comprises a signal processor arranged for generating an estimate of a concentration of an analyte in the tissue based on a spectrum analysis of the determined impedance signal. | 1. An analyte measuring system comprising: an implantable medical device comprising: an electrode connecting arrangement connectable to at least two implantable electrodes;a signal source that generates a current or voltage signal and for applying said current or voltage signal to a tissue using said at least two implantable electrodes;a signal measurer that measures a resulting voltage or current signal from said tissue sensed by said at least two implantable electrodes;an impedance determiner that determines an impedance signal based on said generated current or voltage signal and said measured resulting voltage or current signal; anda signal processor that generates an estimate of a concentration of an analyte in said tissue by making a spectral analysis of said impedance signal determined by said impedance determiner;wherein said signal processor generates said estimate of said analyte concentration based on a ratio of an amplitude of said impedance signal at a first frequency and an amplitude of said impedance signal at a second frequency; andwherein said signal processor generates said estimate of said analyte concentration based on a comparison of said ratio and a corresponding ratio determined by said signal processor based on a spectral analysis of a reference impedance signal determined based on a previously applied current or voltage signal and a previously measured resulting voltage or current signal. 2. The system according to claim 1, wherein said signal source generates a composite current or voltage signal having a defined bandwidth covering a frequency range;said signal measurer measures a resulting composite voltage or current signal from said tissue sensed by said at least two implantable electrodes;said impedance determiner determines said impedance signal based on said generated composite current or voltage signal and said measured composite resulting voltage or current signal; andsaid signal processor generates said estimate of said concentration of said analyte based on an analysis of said impedance signal at multiple selected frequencies in said frequency range obtained by bandpass filtering said impedance signal. 3. The system according to claim 1, wherein said implantable medical device comprises a transmitter with a connected transmitting antenna for transmitting a representation of said impedance signal to a non-implantable device comprising a receiver with a connected receiving antenna that receives said representation, wherein said signal processor is arranged in said non-implantable device. 4. The system according to claim 1, wherein said signal processor is arranged in said implantable medical device. 5. The system according to claim 1, wherein said signal source generates said current or voltage of at least one frequency in a range of 1 MHz to 1 THz. 6. The system according to claim 5, wherein said signal source generates said current or voltage of at least one frequency in a range of 10 MHz to 10 GHz. 7. Th... | St. Jude Medical AB | A61B005/05
US08425432 | B2 | 2013-04-23 | Reconfigurable integrated lancet system | 2006-05-04 | A reconfigurable integrated lancet system comprises a testing device having a housing, a lancet holding device frame, a lancet, and at least one connection mechanism. The lancet holding device frame is adapted to fasten around a periphery of the housing of the testing device. The lancet holding device frame has a first lock receiving region. The lancet has a second lock receiving region. The at least one connection mechanism has a first locking end and a second locking end. The first locking end is adapted to interact within the first lock receiving region of the lancet holding device frame, to connect the connection mechanism to the lancet holding device frame. The second locking end is adapted to interact within the second lock receiving region of the lancet, to connect the connection mechanism to the lancet. | 1. A reconfigurable integrated testing system comprising: a testing device having a housing;a lancet holding device frame separate from the housing of the testing device and adapted to fasten to the housing of the testing device, the lancet holding device frame having a first lock receiving region, wherein when the lancet holding device frame is fastened to the housing of the testing device, the lancet holding device frame frames a periphery of the housing of the testing device and at least a portion of the housing of the testing device is disposed in the lancet holding device frame;a lancet having a second lock receiving region; andat least one connection mechanism having a first locking end and a second locking end, the first locking end adapted to interact within the first lock receiving region of the lancet holding device frame to connect the at least one connection mechanism to the lancet holding device frame, the second locking end adapted to interact within the second lock receiving region of the lancet to connect the at least one connection mechanism to the lancet. 2. The reconfigurable integrated testing system of claim 1, wherein the at least one connection mechanism is releasably connected to the lancet holding device frame. 3. The reconfigurable integrated testing system of claim 1, wherein the at least one connection mechanism is releasably connected to the lancet. 4. The reconfigurable integrated testing system of claim 1, wherein the at least one connection mechanism is fixedly connected to the lancet holding device frame. 5. The reconfigurable integrated testing system of claim 1, wherein the at least one connection mechanism is fixedly connected to the lancet. 6. The reconfigurable integrated testing system of claim 1, wherein the lancet holding device frame is a polymeric material. 7. The reconfigurable integrated testing system of claim 1, wherein the at least one connection mechanism is releasably connected to the lancet holding device frame and releasably connected to the lancet. 8. The reconfigurable integrated testing system of claim 1, wherein the first locking end of the at least one connection mechanism fits within the first lock receiving region of the lancet holding device frame. 9. The reconfigurable integrated testing system of claim 1, wherein the second locking end of the at least one connection mechanism fits within the second lock receiving region of the lancet. 10. The reconfigurable integrated testing system of claim 1, wherein the connection between the second locking end of the at least one connection mechanism and the second lock receiving region of the lancet is external to the lancet holding device frame. | Bayer HealthCare LLC | A61B005/00
US08414507 | B2 | 2013-04-09 | Body motion balance detection device, body motion balance detection program, body motion balance detection method, and body motion balance diagnosis method | 2011-04-21 | A body motion measurement device capable of detecting a body motion balance without installing a pressure sensor is provided. The body motion measurement device includes an acceleration detection unit for detecting a change in acceleration by walking, a calculation unit for detecting a walking balance from the acceleration signal detected by the acceleration detection unit, and a display unit for performing an output based on the detected walking balance. The calculation unit for detecting the walking balance executes step and step of recognizing one step unit of walking from the acceleration signal and acquiring PPodd, PPeven, Todd, and Teven, which are the foot information, and steps of detecting the walking balance based on the foot information. | 1. A body motion balance detection device comprising: a body motion related signal acquiring unit that acquires a body motion related signal in which a change in a body motion of a living body is detected, the body motion related signal acquiring unit acquiring the body motion related signal when the body motion related signal acquiring unit is attached to the living body;a body motion balance detection unit that detects a body motion balance from the body motion related signal acquired by the body motion related signal acquiring unit; andan output unit that performs an output based on the detected body motion balance, whereinthe body motion balance detection unit is configured to execute: a foot information acquiring process for recognizing one step unit from the body motion related signal, and acquiring foot information on each respective foot of the living body, anda body motion balance detection process for detecting the body motion balance based on the foot information, anda detecting unit that determines whether the body motion related signal is indicative of walking, whereinthe detection of the body motion balance by the body motion balance detection unit is executed when walking is determined,the foot information acquiring process acquires information of an odd number step and information of an even number step by separating the foot information of the odd number step and the even number step, andthe body motion balance detection process detects an abnormal balance of the body motion balance by comparing the information of the odd number step and the information of the even number step. 2. The body motion balance detection device according to claim 1, wherein the body motion balance detection process compares an average value of information of the odd number step and an average number of information of the even number step. 3. The body motion balance detection device according to claim 2, wherein the body motion balance detection unit is further configured to execute: a continuity determination process for determining whether it is possible to continuously acquire information about the body motion for every step, and if continuously acquired, information from the body motion related signal becomes the foot information, andthe body motion balance detection unit executes the foot information acquiring process and the body motion balance detection process if the information is continuously acquired for a predetermined number of steps, and does not execute the detection of the body motion balance if the information is not continuously acquired for the predetermined number of steps. 4. The body motion balance detection device according to claim 1, wherein the body motion balance detection process compares an average value of the information of the odd number step and an average value of the information of the even number step. 5. The body motion balance detection device according to claim 4, wherein the body motion balance detection unit i... | Omron Healthcare Co., Ltd. | A61B005/103 A61B005/117
US08433399 | B1 | 2013-04-30 | Method and apparatus for an interactively programmable ECG device with wireless communication interface to remote computing devices | 2012-01-03 | A wireless, battery-powered electrocardiograph (ECG) monitoring system, along with a method of use for detecting and analyzing patient's cardiovascular activity and interactively transmitting the data to a wireless computing device via telemetry. The wireless computing device can include but is not limited to a mobile phone, Tablet-PC or a laptop computer. ECG monitor contains a processor that continuously processes received ECG signals, stores the signals in memory and performs a series of analysis on the recorded data using pre-stored software algorithms. When an abnormality is detected, a wireless transceiver transmits the processed ECG data to a wireless computing device for viewing and further analysis, by displaying the received ECG data for doctor's viewing, sending the data to a web-based server computer for remote access, performing additional advanced analysis on the data and downloading new algorithms and instructions into the ECG monitoring device via telemetry. | 1. A portable ECG monitoring system comprising: a. a plurality of electrodes for sensing ECG signals;b. a processor to process and digitize the ECG signals;c. a transceiver for wirelessly transmitting the processed ECG signals to outside computing devices;d. a memory further comprised of at least one module, said memory stores the processed ECG signals, stores one or more pre-programmed algorithm software for detecting abnormal cardiovascular activities, stores downloadable custom algorithm software received from outside wireless computing devices, and stores Sliding Reporting Windows (SRWs) comprising of logs of recently recorded ECG signals prior to and including each abnormal cardiovascular event, ande. wherein the ECG processor continuously performs analysis on the recorded cardiovascular activities using pre-loaded algorithms, the recorded data is stored in the memory and transmitted to outside computers via the ECG's transceivers, the detection of an abnormal event triggers an alarm, stores and logs the most recent history of patient's recorded data just prior to and including the abnormal event in its SRW buffer memory, and transmits the SRW data wirelessly to an outside computing device for further analysis whereby further additional complex algorithms on the recorded data are performed to determine the most suitable custom software algorithm which is then downloaded into the ECG downloadable algorithm memory wirelessly. 2. The monitoring system of claim 1, wherein the time duration of recorded data of said SRW buffer memory is adjusted via a series of commands from outside computing device using the wireless transceivers of the ECG device. 3. The monitoring system of claim 1, wherein the data recorded in said SRW buffer is uploaded into an outside computing device via software commands using the wireless transceivers of the ECG device. 4. The monitoring system of claim 1, wherein the data recorded in said SRW buffer is compressed using compression algorithms before transmission to an outside computing device, after which the outside computing device decompresses the received ECG data for further analysis and viewing by healthcare provider. 5. The monitoring system of claim 1, wherein the outside computing device sends the received SRW buffer to a remote computer server station connected to the Internet for further analysis and viewing by healthcare provider using a web-based service. 6. The monitoring system of claim 1, wherein any of the at least one pre-programmed detection algorithms is selected to analyze patient ECG data via software commands from outside computing device using the wireless transceivers of the ECG device. 7. The monitoring system of claim 1, wherein any of the said downloadable custom detection algorithms is selected to analyze patient ECG data, via software commands from outside computing device using the wireless transceivers of the ECG device. 8. A portable ECG monitoring system comprising: a. a plurality ... | - | A61B005/04
US09750486 | B2 | 2017-09-05 | Trackable biopsy needle | 2011-10-25 | A trackable biopsy needle assembly including an inner tube of an outer cannula, an inner dielectric layer, a first coil, a second coil, a third coil, an outer dielectric layer, and an outer tube of the outer cannula. The inner tube defines a bore. The inner dielectric layer is secured onto an outer surface of the inner tube. The first, second, and third coils are wound over the inner dielectric layer. The outer dielectric layer is secured onto the first coil, the second coil, and the third coil. The outer tube is fastened to the outer dielectric layer. | 1. A trackable biopsy needle assembly comprising: an inner tube of an outer cannula defining a bore and a first inner diameter configured to slidably receive an inner cannula therein, the inner tube including a first inner surface that is smooth along its length to slidably mate with a first outer surface of the inner cannula that is smooth along its length;an inner dielectric layer secured onto an outer surface of the inner tube;a first coil, a second coil, and a third coil wound over the inner dielectric layer;an outer dielectric layer secured onto the first coil, the second coil, and the third coil; andan outer tube of the outer cannula fastened to the outer dielectric, the outer tube defining a first outer diameter at a second outer surface thereof that is smooth along its length, the first coil, the second coil, and the third coil are between the inner tube of the outer cannula and the outer tube of the outer cannula;wherein the inner tube and the outer tube are fixed to one another and each one of the first coil, the second coil, and the third coil are adhesively embedded between the inner tube and the outer tube. 2. The biopsy needle assembly of claim 1, wherein the inner tube and the outer tube are formed of steel. 3. The biopsy needle assembly of claim 1, wherein the inner dielectric and the outer dielectric are each secured with a heat shrink; and wherein the outer tube of the outer cannula is fastened to the outer dielectric layer with an adhesive. 4. The biopsy needle assembly of claim 1, wherein each of the first coil, the second coil, and the third coil are wound into a first layer and a second layer. 5. The biopsy needle assembly of claim 4, wherein each first layer and each second layer include 340 coil winds. 6. The biopsy needle assembly of claim 1, wherein the first coil, the second coil, and the third coil are each wound at an angle of 55° relative to a longitudinal axis of the outer cannula. 7. The biopsy needle assembly of claim 6, wherein the first coil, the second coil, and the third coil are each rotated at 120° relative to one another about the longitudinal axis. 8. The biopsy needle assembly of claim 1, wherein the first coil, the second coil, and the third coil are spaced 13.5 millimeters apart as measured between center points of each of the first coil, the second coil, and the third coil. 9. The biopsy needle assembly of claim 1, wherein the third coil is spaced apart 5.0 millimeters from a distal end of the inner tube. 10. The biopsy needle assembly of claim 1, further comprising a tip defining an outer biopsy window, the tip fastened to a distal end of at least one of the inner tube and the outer tube, the tip defining a second inner diameter that is the same as the first inner diameter and a second outer diameter that is the same as the first outer diameter. 11. The biopsy needle assembly of claim 1, further comprising a tip defining an outer biopsy window, a second inner diameter that is the same as the... | Medtronic Navigation, Inc. | A61B005/00 A61B010/02 A61B005/06 A61B034/20
US20130079609 | A1 | 2013-03-28 | SHIELDED CABLE FOR MEDICAL SENSOR | 2011-09-22 | Present embodiments include a cable configured to transmit signals between a pulse oximetry sensor and a patient monitor. The cable includes a first set of conductors adapted to connect to an emitter of the pulse oximetry sensor, a second set of conductors adapted to connect to a photodetector of the pulse oximetry sensor, and a conductive jacketing surrounding only the second set of conductors and adapted to shield the second set of conductors from electromagnetic interference (EMI). The conductive jacketing includes a conductive filler disposed within a polymeric matrix. The cable also includes a nonconductive jacketing surrounding the conductive jacketing, the nonconductive jacketing being configured to electrically insulate the conductive jacketing. | 1. A cable configured to transmit signals between a pulse oximetry sensor and a patient monitor, comprising: a first set of conductors adapted to connect to an emitter of the pulse oximetry sensor;a second set of conductors adapted to connect to a photodetector of the pulse oximetry sensor;a conductive jacketing surrounding only the second set of conductors and adapted to shield the second set of conductors from electromagnetic interference (EMI), wherein the conductive jacketing comprises a conductive filler disposed within a polymeric matrix; anda nonconductive jacketing surrounding the conductive jacketing and configured to electrically insulate the conductive jacketing. 2. The cable of claim 1, wherein the polymeric matrix comprises a nonconductive polymer. 3. The cable of claim 1, wherein the conductive filler comprises electrically conductive fibers, electrically conductive particulates, or a combination thereof. 4. The cable of claim 1, wherein the conductive jacketing is adapted to only shield the second set of conductors. 5. The cable of claim 1, comprising a main conductive jacketing disposed around all conductors of the cable and a main nonconductive jacketing surrounding the main conductive jacketing and configured to electrically insulate the main conductive jacketing. 6. The cable of claim 5, wherein the main conductive jacketing comprises a metallic EMI shield. 7. The cable of claim 6, wherein the main conductive jacketing comprises an additional conductive filler disposed within an additional polymeric matrix. 8. The cable of claim 1, wherein the cable comprises a connector adapted to couple the cable to the patient monitor, the connector comprising: a pin-out configuration adapted to electrically couple to the first set of conductors, the second set of conductors, and the conductive jacketing; anda memory unit coupled to the pin-out configuration. 9. The cable of claim 8, wherein the pin out configuration comprises: a first and a second pin adapted to couple to a first and a second conductor of the first set of conductors, respectively;a third and a fourth pin adapted to couple to a third and a fourth conductor of the second set of conductors, respectively;a fifth pin adapted to couple to the conductive jacketing; anda sixth and a seventh pin adapted to couple to the memory unit. 10. A patient sensor system, comprising: a medical sensor capable of generating signals representative of a physiological parameter of a patient; anda cable comprising: a conductor capable of transmitting the signals from the medical sensor to a patient monitor configured to monitor the physiological parameter; anda conductive jacketing surrounding the conductor, wherein the conductive jacketing is adapted to shield the conductor from electromagnetic interference (EMI), and the conductive jacketing comprises a conductive filler disposed within a polymer matrix. 11. The system of claim 10, wherein the medical sensor comprises a detector configur... | Nellcor Puritan Bennett LLC | A61B005/1455 H01R043/00 H01B011/06
US20130102860 | A1 | 2013-04-25 | Drains for Use in Medical Applications and Methods of Using the Same | 2012-11-30 | A drain for use in medical applications may include an elongated conduit configured to be implanted in a body cavity, wherein the conduit has a proximal end and a distal end. The conduit may include at least one channel configured to drain fluid from the body cavity and at least one lumen extending from the proximal end to the distal end of the conduit. The lumen may be at least partially surrounded by the at least one channel and may be separated from the at least one channel by a wall. At least one hole in the wall may be configured to provide fluid communication between the lumen and the at least one channel. | 1. A drain for use in medical applications, comprising: an elongated conduit configured to be implanted in a body cavity, the conduit comprising: at least one channel configured to drain fluid from the body cavity;at least one lumen extending from a proximal end of the conduit to a distal end of the conduit, the lumen at least partially surrounded by the at least one channel and separated from the at least one channel by a wall; andat least one opening in the wall establishing fluid communication between the lumen and the at least one channel. 2. The drain according to claim 1, further comprising a first channel wall, a second channel wall, and a third channel wall together defining three channels having substantially the same cross-sectional area. 3. The drain according to claim 1, wherein the conduit comprises at least one slot providing fluid communication between the at least one channel and an exterior of the conduit. 4. The drain according to claim 1, wherein the wall at the distal end of the conduit comprises a material that permits diffusion of at least one fluid from the lumen to the at least one channel. 5. The drain according to claim 1, further comprising a light source in the lumen at a location proximal the distal end of the conduit, the light source being configured to illuminate a desired location in the body cavity. 6. The drain according to claim 1, further comprising: an elongated member slidably disposed in the at least one channel extending from the proximal end of the conduit to the distal end of the conduit; andan inflatable member associated with the elongated member at the distal end of the conduit, the inflatable member being inflatable to a size and configuration substantially complementary to a size and configuration of the at least one channel. 7. The drain according to claim 1, further comprising: an elongated member associated with and extending substantially the entire length of the conduit, the elongated member being configured to impart motion to the conduit; anda control device configured to operate the elongated member so as to impart motion to the conduit. 8. The drain according to claim 7, wherein the control device comprises at least one dial for operating the elongated member. 9. The drain according to claim 7, wherein the control device comprises a joystick for operating the elongated member. 10. The drain according to claim 1, wherein the conduit comprises at least one of an anti-inflammatory, anti-infective, lubticious, mucolytic, and anti-inflammatory coating. 11. The drain according to claim 1, further comprising at least one sensing member in the lumen at a location proximal the distal end of the conduit, the sensing member being configured to sense at least one physiological property of tissue at a desired location in the body cavity. 12. The drain according to claim 1, further comprising a port associated with the distal end of the conduit, the port being configured to receive a trocar. ... | C. R. BARD, INC. | A61M027/00 A61B005/00 A61B005/145 A61B001/07 A61B005/01
US08403860 | B2 | 2013-03-26 | Method and apparatus for detecting atrial filling pressure | 2011-10-26 | A cardiac rhythm management system provides for ambulatory monitoring of hemodynamic performance based on quantitative measurements of heart sound related parameters for diagnostic and therapeutic purposes. Monitoring of such heart sound related parameters allows the cardiac rhythm management system to determine a need for delivering a therapy and/or therapy parameter adjustments based on conditions of a heart. This monitoring also allows a physician to observe or assess the hemodynamic performance for diagnosing and making therapeutic decisions. Because the conditions of the heart may fluctuate and may deteriorate significantly between physician visits, the ambulatory monitoring, performed on a continuous or periodic basis, ensures a prompt response by the cardiac rhythm management system that may save a life, prevent hospitalization, or prevent further deterioration of the heart. | 1. A system comprising: an implantable medical device, including: a heart sound sensor, configured to sense a heart sound signal of a heart;a heart sound detector, coupled to the heart sound sensor, the heart sound detector configured to detect at least one parameter using the heart sound signal; anda processor, coupled to the heart sound detector, the processor configured to distinguish between at least two atrial filling pressure magnitudes using the at least one parameter, wherein the at least one parameter is different from each of the at least two atrial filling pressure magnitudes being distinguished. 2. The system of claim 1, wherein the at least two atrial filling pressure magnitudes includes a high atrial filling pressure, wherein the high atrial filling pressure includes an atrial filling pressure above a threshold. 3. The system of claim 2, wherein the threshold includes an absolute pressure threshold of 20 mmHg. 4. The system of claim 2, wherein the threshold includes an absolute pressure threshold of 25 mmHg. 5. The system of claim 2, wherein the threshold includes a population-based threshold. 6. The system of claim 1, wherein the at least one parameter is indicative of a left atrial filling pressure. 7. The system of claim 1, wherein the at least one parameter includes at least one of an amplitude of a third heart sound (S3), a split second heart sound (S2) time interval, an S2-S3 time interval, or a normalized amplitude or interval of at least one measurement, feature, or characteristic of the heart sound signal. 8. The system of claim 1, wherein the implantable medical device includes a cardiac sensor, coupled to the heart sound detector, the cardiac sensor configured to sense a cardiac signal of the heart; and wherein the heart sound detector is configured to detect the at least one parameter using the heart sound signal and the cardiac signal. 9. The system of claim 1, including: a posture sensor, coupled to the processor, the posture sensor configured to sense a posture signal; andwherein the processor is configured to distinguish between the at least two atrial filling pressure magnitudes using the posture signal. 10. A method comprising: sensing a heart sound signal of a heart using an implanted heart sound sensor;detecting at least one parameter using the heart sound signal; anddistinguishing between at least two atrial filling pressure magnitudes using the at least one parameter, wherein the at least one parameter is different from each of the at least two atrial filling pressure magnitudes being distinguished. 11. The method of claim 10, wherein the at least two atrial filling pressure magnitudes includes a high atrial filling pressure, wherein the high atrial filling pressure includes an atrial filling pressure above a threshold. 12. The method of claim 11, wherein the threshold includes an absolute pressure threshold of 20 mmHg. 13. The method of claim 11, wherein the threshold includes an absolute pressure ... | Cardiac Pacemakers, Inc. | A61B005/02
US08738120 | B2 | 2014-05-27 | Implantable medical device and method comprising means for detecting and classifying an arrhythmia | 2010-05-12 | An implantable medical device (100) is configured for generating a cardiogenic impedance signal representative of the cardiogenic impedance of at least a portion of a heart (10) of a subject (20) during at least a portion of cardiac cycle. A moment processor (132) calculates a moment parameter value based on the cardiogenic impedance signal. The moment parameter is representative of a weighted sum of impedance amplitudes within a time window centered at defined time instance within the cardiac cycle. The weights of the impedance amplitudes are further dependent on the length in time between the defined time instance and the point of time of the associated impedance amplitude. The moment parameter is of high diagnostic value and is employed by an arrhythmia classifier (132) in order to classify a detected arrhythmia of the heart (10), such as discriminate between hemodynamically stable or unstable arrhythmias and/or supraventricular or ventricular tachycardia. | 1. An implantable medical device for delivering cardiac therapy to a heart of a subject comprising: an electrode connector electrically connectable to multiple electrodes of which at least one is arranged on a cardiac lead electrically connected to said electrode connector;a signal generator connected to said electrode connector and configured to generate an electric signal applicable over two electrodes of said multiple electrodes;a signal sensing unit connected to the electrode connector and configured to sense a resulting electric signal over two electrodes of said multiple electrodes;an impedance processor configured to determine a cardiogenic impedance signal for at least a portion of a cardiac cycle based on said electric signal generated by said signal generator and said resulting electric signal sensed by said signal sensing unit;a moment processor configured to calculate, based on said cardiogenic impedance signal determined by said impedance processor, a moment parameter value representative of a weighed sum of impedance amplitudes within a time window encompassed by said at least a portion of said cardiac cycle and centered at a defined time instance within said at least a portion of said cardiac cycle, wherein each respective weight is dependent on a length in time between said defined time instance and the point in time for the impedance amplitude associated with said each respective weight; andan arrhythmia classifier configured to classify an arrhythmia of said heart based on said moment parameter value calculated by said moment processor. 2. The device according to claim 1, wherein said moment processor is configured to calculate, based on said cardiogenic impedance signal determined by said impedance processor, said moment parameter value based on∑i⁢r⁡(i)k×A⁡(i),wherein r(i) represents the length in time between said defined time instance and the point in time for impedance sample number i of said cardiogenic impedance signal, A(i) represents the impedance amplitude for said impedance sample number i, k is a positive integer and iε[α, β], where α is the sample number of a first impedance sample within said time window and β is the sample number of a last impedance sample within said time window. 3. The device according to claim 2, wherein said moment processor is configured to calculate, based on said cardiogenic impedance signal determined by said impedance processor, said moment parameter value asP=∑i⁢r⁡(i)×A⁡(i). 4. The device according to claim 2, wherein said moment processor is configured to calculate, based on said cardiogenic impedance signal determined by said impedance processor, said moment parameter value asP=∑i⁢r⁡(i)2×A⁡(i). 5. The device according to claim 2, wherein said moment processor is configured to calculate, based on said cardiogenic impedance signal determined by said impedance processor, said moment parameter value asP=∑i⁢r⁡(i)×A⁡(i)∑i⁢A⁡(i). 6. The device according to claim 1, wherein said impedance ... | St. Jude Medical AB | A61B005/0468
US20130085413 | A1 | 2013-04-04 | ANATOMICAL-POSITIONING APPARATUS AND METHOD WITH AN EXPANDABLE DEVICE | 2011-06-13 | An anatomical-positioning apparatus for acquiring mechanical data from a tissue to facilitate determining type of the tissue and transition between different tissues and cavities. The anatomical-positioning apparatus includes a cannula, having a tip an expandable device having a contracted form size and an expanded form size, wherein the expanded form size is substantially larger than the contracted form size. The anatomical-positioning apparatus further includes an introducer, having a longitudinal axis and a distal end, facilitating the introduction of the expandable device into the tissue, the expandable device being in a contracted state, an expanding-mechanism for expanding and contracting the expandable device, and a sensor for measuring physical parameters associated with the expandable device. An aspect of the present invention is to provide a method for acquiring mechanical data from a tissue by an expandable device, while the expandable device exerts pressure onto portions of the tissue. | 1. An anatomical-positioning apparatus for acquiring mechanical data from a mammalian tissue to facilitate determining type of said tissue and transition between different tissues and cavities, comprising: a) a cannula having a tip at the distal section of said cannula;b) an expandable device having a contracted form size, when in a contracted state, and an expanded form size, when in an expanded state, wherein said expanded form size is substantially larger than said contracted form size;c) an introducer, having a longitudinal axis and a distal end, facilitating the introduction of said expandable device into said mammalian tissue, said expandable device being in said contracted state;d) an expanding-mechanism for expanding and contracting said expandable device; ande) a sensor for measuring physical parameters associated with said expandable device, to thereby provide sensed data, while said expandable device exerts pressure onto portions of said mammalian tissue, to thereby facilitating determining the type of tissue that is in contact with said expandable device and to determine a transition between different tissues and cavities,wherein said expandable device is securely attached to said tip of said cannula or on the external circumference of said cannula, proximal to said tip of said cannula; andwherein when said expandable device expands from said contracted state to said expanded form size, said expandable device is disposed outside said introducer, and a blunt contact surface is formed at the external surface of said expanded expandable device. 2. The anatomical-positioning apparatus as in claim 1, wherein said expandable device protects said mammalian tissue or an anatomical structure ahead of said mammalian tissue, from being punctured by said introducer of said expandable device. 3. The anatomical-positioning apparatus as in claim 1, wherein said cannula protects said expandable device from being punctured by said introducer. 4. The anatomical-positioning apparatus as in claim 1, wherein said expandable device expands and contracts under fluid or gas pressure provided by said expanding-mechanism through said cannula. 5. The anatomical-positioning apparatus as in claim 1, wherein said sensor includes one or more sensing devices selected from the group of devices consisting of a pressure sensor, strain gauge, force sensor, tactile sensor, displacement sensor, volume sensor, flow sensor and a piezoelectric transducer. 6. The anatomical-positioning apparatus as in claim 5, wherein said sensing device includes an array of sensors disposed on said expandable device. 7. The anatomical-positioning apparatus as in claim 1, wherein said sensed data is indicated by one or more indication devices selected from the group of devices consisting of a display, a gage, a light indicator, an audio indicator and a tactile indicator. 8. The anatomical-positioning apparatus as in claim 1, wherein said introducer is an openable introducer, having an ... | - | A61B005/107 A61M019/00 A61M025/01 A61B010/02 A61M005/00
US08417309 | B2 | 2013-04-09 | Medical sensor | 2008-09-30 | The present disclosure generally relates to a medical sensor configured to attach to a patient's finger. According to embodiments, a sensor body is attached to a ring such that the sensor body is limited to contact with the patient's finger. The ring may have a fixed diameter or be adjustable. The ring may also include an indicator that facilitates the determination of whether the ring applies appropriate tension to the patient's finger. The sensor body may comprise a strip attached to the ring at two points or a hood that covers the distal end of the patient's finger. The sensor body may be coupled to the patient's finger with adhesives or securing flaps. | 1. A sensor comprising: a ring configured to be placed on a patient's finger and to maintain a continuous loop when removed from the patient's finger and configured to maintain the continuous loop when adjusting the size of the ring, wherein the ring comprises an inelastic segment configured to be placed around the patient's finger, and an elastic segment coupled to the inelastic segment, the elastic segment having a fastener to secure the ring to the patient's finger;a sensor body being integrally coupled to the ring and having a substantially closed end and a substantially open end, the substantially open end being coupled to the ring, and the substantially closed end configured to at least partially enclose a distal end of the patient's finger when the ring is placed on the patient's finger;a securing mechanism coupled to the sensor body, the securing mechanism configured to secure the sensor body to the finger; anda sensor disposed on the sensor body, the sensor configured to communicatively couple to the patient's finger. 2. The sensor of claim 1, wherein the inelastic segment comprises at least one indicator and the elastic segment comprises at least one tension indicator zone configured to align with the indicator to indicate whether the ring has been secured to a patient's finger at an appropriate tension. 3. The sensor of claim 1, wherein the sensor comprises a pulse oximetry sensor. 4. The sensor of claim 3, wherein the sensor comprises a transmission-type pulse oximetry sensor. 5. The sensor of claim 3, wherein the sensor comprises a reflectance-type pulse oximetry sensor. 6. The sensor of claim 1, wherein the sensor is configured to be disabled if the sensor body is at least partially separated from the ring. 7. A pulse oximetry system comprising: a pulse oximetry monitor; anda pulse oximetry sensor operatively coupled to the pulse oximetry monitor, the pulse oximetry sensor comprising:a ring configured to be placed on a patient's finger and to maintain a continuous loop when removed from the patient's finger and configured to maintain the continuous loop when adjusting the size of the ring, wherein the ring comprises an inelastic segment configured to be placed around the patient's finger, and an elastic segment coupled to the inelastic segment, the elastic segment having a fastener to secure the ring to the patient's finger;a sensor body being integrally coupled to the ring and having a substantially closed end and a substantially open end, the substantially open end being coupled to the ring, and the substantially closed end being configured to at least partially enclose a distal end of the patient's finger when the ring is placed on the patient's finger;a securing mechanism coupled to the sensor body, the securing mechanism being configured to secure the sensor body to the finger; anda sensor disposed on the sensor body, the sensor being configured to communicatively couple to the patient's finger. 8. The system of claim 7,... | Covidien LP | A61B005/1455
US08433384 | B2 | 2013-04-30 | Method and apparatus for cerebral oximetry | 2010-09-03 | The present invention pertains to a method and apparatus for cerebral oximetry. A modulated optical signal based on a digital code sequence is transmitted to the human brain. A temporal transfer characteristic is derived from the modulated optical signal. Oxygen level in the brain is determined based on the temporal transfer characteristic. | 1. A method for measuring oxygen level in a human brain comprising: generating a digital modulation signal associated with a code sequence;generating a modulated optical signal based on said digital modulation signal;transmitting said modulated optical signal to said human brain;receiving a modified version of said modulated optical signal after transmission through said human brain;deriving a temporal transfer characteristic for said modified version of said modulated optical signal;calculating said oxygen level based on said temporal transfer characteristic;delaying said code sequence to generate a second code sequence;generating a second digital modulation signal associated with said second code sequence;generating a second modulated optical signal based on said second digital modulation signal;transmitting said second modulated optical signal to said human brain;receiving a second modified version of said second modulated optical signal after transmission through said human brain; andderiving a second temporal transfer characteristic for said second modified version of said second modulated optical signal. 2. The method of claim 1 further comprising: delaying said modulated optical signal to reduce noise effects. 3. The method of claim 1 further comprising: determining an absorption coefficient of said human brain from said temporal transfer characteristic. 4. The method of claim 1 wherein said code sequence is circular. 5. The method of claim 1 wherein said code sequence is unipolar. 6. The method of claim 1 wherein said code sequence is orthogonal. 7. The method of claim 1 wherein said code sequence is a pseudorandom binary sequence. | Covidien LP | A61B005/00
US08433386 | B2 | 2013-04-30 | Subdermal needle electrode cable assembly having movable needle safety cover integral therewith | 2010-11-01 | An apparatus for monitoring neurological and/or neurophysiological signals of a patient has a signal conductor, an electrode, and a safety cover. The signal conductor has a first end portion and a second end portion. The electrode has a first end portion and a second end portion. The first end portion is a skin piercing portion of the electrode and the second end portion is electrically connected to the first end portion of the signal conductor. The safety cover has an electrode shrouding space therein. The electrode shrouding space is configured in a manner allowing the first end portion of the electrode to be positioned within the electrode shrouding space as a result of the safety cover being moved along a length of the signal conductor toward the first end portion of the electrode. | 1. An apparatus for monitoring at least one of neurological signals and neurophysiological signals of a patient, comprising: a signal conductor having a first end portion and a second end portion;an electrode having a first end portion and a second end portion, wherein the first end portion is a skin piercing portion of the electrode and wherein the second end portion is electrically connected to the first end portion of the signal conductor; anda safety cover having an electrode shrouding space therein, wherein the signal conductor extends through a central passage of the safety cover, wherein the electrode shrouding space is configured in a manner allowing the first end portion of the electrode to be positioned within the electrode shrouding space as a result of the safety cover being moved along a length of the signal conductor toward the first end portion of the electrode. 2. The apparatus of claim 1 wherein: the safety cover has a first end portion and a second end portion;the central passage extends through the safety cover between the first end portion and the second end portion thereof; andthe electrode shrouding space is defined by the central passage and extends through the first end portion of the safety cover. 3. The apparatus of claim 2, further comprising: an electrical connector connected between the electrode and the signal conductor for providing electrical conductivity between the electrode and the signal conductor, wherein the central passage includes a reduced cross sectional portion at the second end portion of the safety cover such that the safety cover engages the electrical connector for defining a maximum amount of displacement of the safety cover with respect to the signal conductor when the safety cover is being moved toward the first end portion of the electrode. 4. The apparatus of claim 3, further comprising: a protective cover removably secured over the first end portion of the electrode for concealing the first end portion of the electrode prior to its use, wherein the safety cover is inhibited from being moved along the length of the signal conductor toward the first end portion of the electrode for causing the first end portion of the electrode to become positioned within the electrode shrouding space until the protective cover is removed from its secured position over the first end portion of the electrode. 5. The apparatus of claim 3 wherein: said apparatus is one of a set of apparatuses for monitoring at least one of neurological signals and neurophysiological signals;the electrical connector includes identifying information uniquely identifying said one apparatus of the set with respect to each other one of said apparatuses of the set. 6. The apparatus of claim 5 wherein said identifying information includes at least one of color-coded identifying information and alphanumeric identifying information. 7. The apparatus of claim 6 wherein said identifying information includes both said color-coded identify... | - | A61B005/0492 A61N001/05
US08411922 | B2 | 2013-04-02 | Reducing noise in images acquired with a scanning beam device | 2007-11-30 | Methods and apparatus for reducing noise in images acquired with a scanning beam device are disclosed. A representative method may include scanning a beam of light over a surface in a scan with a variable velocity. Light backscattered from the surface may be detected at different points in time during the scan at a substantially constant rate. Reduced-noise representations of groups of the detected light that each correspond to a different position in an image of the surface may be generated. The reduced-noise representations may be generated for groups having multiple different sizes. The image of the surface may be generated by representing the different positions in the image with the reduced-noise representations of the corresponding groups. Other methods and apparatus are disclosed. | 1. A method comprising: scanning a beam of light over a surface in a scan with a variable velocity;detecting light from the surface at different points in time during the scan;generating reduced-noise representations of groups of the detected light that each correspond to a different position in an image of the surface, wherein the reduced-noise representations are generated for groups having a plurality of different sizes, and wherein generating the reduced-noise representations of the groups comprises filtering the detected light within each group with a variable cutoff frequency filter having a variable cutoff frequency including varying the cutoff frequency for different portions of the image of the surface; andgenerating the image of the surface by representing the different positions in the image with the reduced-noise representations of the corresponding groups. 2. The method of claim 1, wherein filtering comprises reducing frequencies above the cutoff frequency. 3. The method of claim 1, wherein varying the cutoff frequency comprises varying the cutoff frequency based at least in part upon the sizes of the groups. 4. The method of claim 3, wherein varying the cutoff frequency comprises: using a smaller cutoff frequency for groups that include detected light for relatively more points in time; andusing a larger cutoff frequency for groups that include detected light for relatively fewer points in time. 5. The method of claim 1, wherein generating the reduced-noise representations comprises generating a single reduced-noise representation for each group that summarizes potentially unequal values of the detected light within each group. 6. The method of claim 1, wherein the reduced-noise representations are generated for relatively larger groups when the velocity is relatively lower and relatively smaller groups when the velocity is relatively higher. 7. The method of claim 6, wherein scanning comprises scanning the beam of light over the surface in a spiral scan, wherein the velocity increases with increasing distance from a center of the spiral scan, and wherein generating the reduced-noise representations comprises reducing relatively more noise closer to the center of the spiral scan and reducing relatively less noise farther from the center of the spiral scan. 8. The method of claim 1, wherein a reduced noise representation is generated for a group that includes detected light corresponding to a given position in the image that is detected during different passes of the beam of light over the given position during the scan. 9. The method of claim 1, further comprising inserting a scanning beam endoscope into a patient, and wherein scanning the beam of light comprises scanning the beam of light over the surface within the patient using the scanning beam endoscope. 10. An apparatus comprising: an interface to allow a scanning beam device to be coupled;a light source optically coupled with the interface to provide light to the sca... | University of Washington | G06K009/00 G06K009/36 G06K009/40 G01B009/02 G01J003/45 A61B006/00 G01N023/00 G21K001/12 H05G001/60 A61B005/05 A61B001/06
US08428691 | B2 | 2013-04-23 | Method and apparatus for localizing an ultrasound catheter | 2009-12-30 | An imaging system is provided with an ultrasound catheter and a controller coupled to the ultrasound catheter. The catheter includes a localizer sensor configured to generate positional information for the ultrasound catheter, and an imaging ultrasound sensor having a restricted field of view. The controller co-registers images from the imaging ultrasound sensor with positional information from the localizer sensor. | 1. An imaging system, comprising: an ultrasound catheter including a tubular body, comprising: a localizer sensor adapted and configured to generate positional information for the ultrasound catheter; andan imaging ultrasound sensor positionable relative to the tubular body so as to have a first restricted field of view; anda controller coupled to the ultrasound catheter for co-registering images from the imaging ultrasound sensor with positional information from the localizer sensor,wherein the controller is further configured to generate a context map of a geometry of a heart on a display and highlight a surface on the context map corresponding to a frame of the heart for which ultrasound data has been captured by said imaging ultrasound sensorwherein the first restricted field of view spans less than 360 degrees about the tubular body. 2. The imaging system of claim 1, wherein the localizer sensor comprises: a first annular sensor positionable relative to the tubular body so as to sense a first set of position information; anda second annular sensor positionable relative to the tubular body so as to sense a second set of position information, the second annular sensor being spaced from the first annular sensor along a length of the tubular body. 3. The imaging system of claim 2, wherein the first annular sensor and the second annular sensor each comprise a magnetic sensor. 4. The imaging system of claim 2, wherein the first annular sensor and the second annular sensor comprise a resistance/impedance sensor. 5. The imaging system of claim 1, wherein the localizer sensor comprises one of an ultrasound sensor, a magnetic sensor, and a resistance/impedance sensor. 6. The imaging system of claim 1 wherein the controller is further configured to project a determined 3D position of the ultrasound catheter onto the display. 7. The imaging system of claim 1, wherein the imaging ultrasound sensor comprises a longitudinal phased array of imaging ultrasound sensors. 8. An imaging system, comprising: an ultrasound catheter including a localizer sensor and an imaging ultrasound transducer;an ultrasound system operatively coupled to said ultrasound transducer to generate a sound wave and to sense an echo wave to yield and capture ultrasound data for a frame of a heart;a navigation system operatively coupled to the localizer sensor for determining positional information for the ultrasound catheter in the context of a portion of a body;a controller coupled to the catheter for registering images from the imaging ultrasound transducer into the navigation system using positional information from the localizer sensor, andan imaging system for displaying a context map of a heart geometry wherein the imaging system highlights a surface on the context map corresponding to the frame. 9. The imaging system of claim 8, wherein the imaging ultrasound transducer comprises a longitudinal phased array of imaging ultrasound sensors. 10. The imaging system of claim 8... | St. Jude Medical, Atrial Fibrillation Division, Inc. | A61B005/05
US08414497 | B2 | 2013-04-09 | Detection of hypovolemia using implantable medical device | 2012-07-11 | An implantable medical device receives a physiological signal indicative of circulatory blood volume and detects hypovolemia from that physiological signal. In one embodiment, an implantable pulmonary artery pressure (PAP) senses a PAP signal, and the implantable medical device detects hypovolemia from the PAP signal. | 1. A system for monitoring a patient, the system comprising: a signal processor configured to receive a pulmonary artery pressure (PAP) signal and process the PAP signal; anda hypovolemia detector coupled to the signal processor, the hypovolemia detector configured to produce a diastolic PAP (DPAP) using the processed PAP signal and, using the DPAP, to produce at least one of a hypovolemia detection signal and a hypovolemia prediction signal, wherein the hypovolemia detection signal is configured to be indicative of a detection of hypovolemia, and wherein the hypovolemia prediction signal is configured to be indicative of an elevated risk of hypovolemia. 2. The system of claim 1, wherein the hypovolemia detector is configured to produce a systolic PAP (SPAP) using the processed PAP signal and produce the at least one of the hypovolemia detection signal and the hypovolemia prediction signal using the DPAP and the SPAP. 3. The system of claim 2, wherein the hypovolemia detector is configured to produce a mean PAP (MPAP) using the DPAP and SPAP and produce the at least one of the hypovolemia detection signal and the hypovolemia prediction signal using the MPAP. 4. The system of claim 3, wherein the hypovolemia detector comprises a detection comparator configured to detect hypovolemia by comparing the MPAP to a hypovolemia-detection threshold and produce the hypovolemia detection signal in response to the hypovolemia being detected. 5. The system of claim 4, wherein the hypovolemia detector further comprises a baseline generator configured to produce a baseline of the MPAP, and wherein the detection comparator is configured to produce the hypovolemia detection signal by comparing the MPAP to a specified percentage of the baseline of the MPAP. 6. The system of claim 5, wherein the baseline generator comprises: a short-term PAP attribute producer configured to produce short-term values of the MPAP on a periodic basis, the short-term PAP attribute producer including: a PAP sampler configured to produce samples of the PAP signal; anda short-term PAP attribute calculator configured to calculate each of the short-term values of the MPAP by averaging a plurality of the samples of the PAP signal; anda moving averager configured to produce the baseline of the MPAP by calculating a moving average of a plurality of the short-term values of the MPAP on the periodic basis. 7. The system of claim 3, wherein the hypovolemia detector further comprises a prediction comparator configured to produce the hypovolemia prediction signal by comparing the MPAP to a hypovolemia-prediction threshold. 8. A method for monitoring a patient, the method comprising: receiving a pulmonary artery pressure (PAP) signal;producing a diastolic PAP (DPAP) using the PAP signal using a processor; andproducing, using the DPAP and a processor, at least one of a hypovolemia detection signal and a hypovolemia prediction signal, wherein the hypovolemia detection signal is configured to be ... | Cardiac Pacemakers, Inc. | A61B005/484
US10537251 | B2 | 2020-01-21 | Seizure detection methods, apparatus, and systems using a short term average/long term average algorithm | 2012-07-26 | Methods for detecting a seizure, by use of a short term average/long term average (STA/LTA) algorithm applied to body data. A non-transitive, computer-readable storage device for storing data that when executed by a processor, perform such a method. | 1. A non-transitory computer readable program storage unit encoded with instructions that, when executed by one or more medical devices, performs a method, comprising: receiving via the one or more medical devices a time series of a first body signal of a patient obtained from one or more sensors;determining a sliding foreground time window and a sliding background time window for the time series of the first body signal;applying a spectral filter having a defined power spectral density to each of the sliding foreground time window and the sliding background time window;determining a ratio of a spectral power between the sliding foreground time window and the sliding background time window;determining a seizure onset in response to a first determination that the ratio reaches an onset threshold;initiating an electrical therapy based on the seizure onset determination; anddetermining a seizure termination in response to a second determination that the ratio reaches a termination threshold. 2. The non-transitory computer readable program storage unit of claim 1, including data that when executed by the one or more medical devices performs the method of claim 1, wherein: a number of samples in the sliding foreground time window (NSTA) is 16;a number of samples in the sliding background time window (NLTA) is 360;the time of seizure onset (Tonset) corresponds to a time fulfilling a condition STALTA(τ+NSTA/2)≥Tonset, whereinSTALTA⁡(τ)=∑t=τ-NSTA+1τ⁢X2⁡(t)/NSTA∑t=τ-NLTA+1τ⁢X2⁡(t)/NLTAand τ is a common right-hand end of both the sliding foreground time window and the sliding background time window; a time of the seizure termination (Tend) corresponds to a second time fulfilling a second condition of max {STALTA(s), τ−NSTA≤s≤τ}≤Tend; anda filter's spectral density corresponds to a Daubechies wavelet order 4, level 3. 3. The non-transitory computer readable program storage unit of claim 1, including data that when executed by the one or more medical devices performs the method of claim 1, wherein the method further comprises: where initiating the electrical therapy includes delivering the electrical therapy for the seizure at a particular time, wherein at least one of the electrical therapy, the particular time, or both is based upon the determination of the seizure onset;determining an efficacy of the electrical therapy; orissuing a warning for the seizure, wherein the warning is based upon the determination of the seizure onset. 4. The non-transitory computer readable program storage unit of claim 1, including data that when executed by a processor performs the method of claim 1, wherein the method further comprises estimating the degree of nonstationarity of said first body signal. 5. A non-transitive, computer-readable storage device for storing data that when executed by one or more medical devices, performs a method, comprising: receiving via the one or more medical devices a body signal of a patient during a first time series obtained from one or... | FLINT HILLS SCIENTIFIC, L.L.C. | G01N033/50 A61B005/0205 A61B005/16 A61B005/048 A61B005/00 A61B005/024 A61B005/0476 A61B005/04 A61B005/08 A61B005/11 A61B005/083 A61B005/145
US09402554 | B2 | 2016-08-02 | Systems and methods for determining respiration information from a photoplethysmograph | 2011-09-23 | A signal representing physiological information may include information related to respiration. A patient monitoring system may utilize a wavelet transform to generate a scalogram from the signal. A threshold for the scalogram may be calculated, and scalogram values may be compared to the threshold. One of the scales meeting the threshold may be selected as representing respiration information such as respiration rate. The respiration information may be determined based on the selected scale. | 1. A method for determining respiration information, the method comprising: receiving a photoplethysmograph (PPG) signal from a sensor;extracting, using a processor, a plurality of sets of morphology metric values from the PPG signal;generating, using the processor, a plurality of respective morphology metric signals from the plurality of sets of morphology metric values, wherein the morphology metric signals comprise at least one of a down metric signal, a kurtosis signal of a derivative of the PPG signal, and a delta of second derivative of the PPG signal, wherein the down metric signal is based on a difference between an amplitude of a fiducial point defining a beginning of a time domain portion of the PPG signal and a minimum amplitude of the time domain portion of the PPG signal, and wherein the delta of second derivative of the PPG signal is based on a difference between a second derivative of a fiducial point of the PPG signal and a second derivative of another fiducial point of the PPG signal;processing, using the processor, the plurality of morphology metric signals to generate a respective plurality of processed morphology metric signals;combining the plurality of processed morphology metric signals to create a combined signal;transforming, using the processor, the combined signal based at least in part on a continuous wavelet transform to generate a scalogram;calculating, using the processor, a threshold energy level based at least in part on the scalogram;identifying, using the processor, for a particular time, a scale in the scalogram associated with an energy level that is greater than the threshold, but less than a maximum energy level of the scalogram;determining, using the processor, an estimate for respiration rate based at least in part on the scale; anddisplaying, using a display, the respiration rate. 2. The method of claim 1 wherein transforming the combined signal to generate the scalogram comprises: accessing a mother wavelet and scaling parameters; andgenerating the scalogram for the combined signal using the continuous wavelet transform, wherein the continuous wavelet transform is based on the mother wavelet and the scaling parameters. 3. The method of claim 2 wherein the mother wavelet comprises a morlet wavelet. 4. The method of claim 2 wherein the scaling parameters comprise a number of scales and a scale resolution. 5. The method of claim 4 wherein the number of scales and scale resolution correspond to a region of interest for respiration. 6. The method of claim 4 wherein determining the estimate for respiration rate comprises determining a characteristic frequency based on a value of at least one scale of the number of scales and the scale resolution. 7. The method of claim 4 wherein transforming the combined signal to generate the scalogram comprises: summing across all scales to generate a sum scalogram vector; andnormalizing the sum scalogram vector to generate the scalogram. 8. The method of claim 1 wher... | Nellcor Puritan Bennett Ireland | A61B005/08 A61B005/026 A61B005/00 A61B005/1455
US08419649 | B2 | 2013-04-16 | Vital sign monitor for measuring blood pressure using optical, electrical and pressure waveforms | 2008-06-12 | A method and apparatus for continuous measurement of blood pressure, based on pulse transit time, which does not require any external calibration. This technique, referred to herein as the ‘composite technique’, is carried out with a body-won sensor that measures blood pressure and other vital signs, and wirelessly transmits them to a remote monitor. A network of disposable sensors, typically placed on the patient's right arm and chest, connect to the body sensor and measure a time-dependent electrical waveform, optical waveform, and pressure waveform. The disposable sensors typically include an armband that features an inflatable bladder coupled to a pressure sensor, at least 3 electrical sensors (e.g. electrodes), and an optical sensor (e.g., a light source and photodiode) attached to a wrist-worn band. | 1. A system for monitoring a patient's vital signs, the system comprising: a pressure-delivery system for applying a variable pressure to the patient's arm;a pressure sensor for measuring a time-dependent pressure waveform representing the pressure applied to the patient's arm;an optical sensor configured to attach to the patient and generate a time-dependent optical waveform representing a flow of blood within the patient;an electrode system configured to attach to the patient and generate a time-dependent electrical waveform representing activity of the patient's heart; anda processing component programmed to: i) determine a pulse transit time when pressure is applied to the patient's arm by the pressure system, wherein pulse transit time is a measure of a separation in time of a first feature of the time-dependent electrical waveform and a second feature of the time-dependent optical waveform; ii) determine a variation in an amplitude of the optical waveform versus the pressure applied to the patient's arm; iii) fit a function to the variation in the amplitude of the optical waveform; iv) use the calibration value for the blood pressure parameter and a subsequently measured pulse transit time obtained for the patient when no pressure is applied to the patient's arm to determine the patient's blood pressure at that subsequent time. 2. The system of claim 1, wherein the blood pressure parameter is systolic blood pressure. 3. The system of claim 1, wherein the function is a linear function. 4. The system of claim 1, wherein the first feature of the time-dependent electrical waveform is a QRS complex and the second feature of the time-dependent optical waveform corresponds to a pressure pulse. 5. The system of claim 1, wherein the first feature of the time-dependent electrical waveform is a QRS complex and the second feature of the time-dependent optical waveform corresponds to a pressure pulse. 6. A method of monitoring a patient's vital sign, the method comprising: applying a variable pressure to the patient's arm;measuring a time-dependent pressure waveform representing the pressure applied to the patient's arm;sensing a time-dependent optical waveform representing a flow of blood within the patient;detecting a time-dependent electrical waveform representing activity of the patient's heart;determining a pulse transit time when applying pressure to the patient's arm, wherein pulse transit time is a measure of a separation in time of a first feature of the time-dependent electrical waveform and a second feature of the time-dependent optical waveform;determining a variation in pulse transit time with an amount of pressure applied to the patient's arm;determining a variation in an amplitude of the optical waveform versus the pressure applied to the patient's arm;fitting a function to the variation in the amplitude of the optical waveform;determining a calibration value for a blood pressure parameter from the fitted function and the variation i... | Sotera Wireless, Inc. | A61B005/02
US08388546 | B2 | 2013-03-05 | Method of locating the tip of a central venous catheter | 2009-04-21 | Methods of locating a tip of a central venous catheter (“CVC”) relative to the superior vena cava, sino-atrial node, right atrium, and/or right ventricle using electrocardiogram data. The CVC includes at least one electrode. In particular embodiments, the CVC includes two or three pairs of electrodes. Further, depending upon the embodiment implemented, one or more electrodes may be attached to the patient's skin. The voltage across the electrodes is used to generate a P wave. A reference deflection value is determined for the P wave detected when the tip is within the proximal superior vena cava. Then, the tip is advanced and a new deflection value determined. A ratio of the new and reference deflection values is used to determine a tip location. The ratio may be used to instruct a user to advance or withdraw the tip. | 1. A method of determining a location of a tip of a central venous catheter having a lumen filled with an electrolytic material, a portion disposed inside the superior vena cava, and a first electrode in communication with the electrolytic material, the tip having an opening in communication with the lumen that exposes the electrolytic material inside the lumen to the electrical environment outside the tip, the method comprising: attaching a second electrode to the skin of a subject,positioning the tip of the central venous catheter within the superior vena cava;while the tip is positioned within the superior vena cava, obtaining a reference electrical signal comprising the voltage difference between the first electrode and the second electrode;generating a reference P wave from the reference electrical signal;determining a reference deflection value of the reference P wave;one of advancing and withdrawing the tip of the central venous catheter to a new position;while the tip is in the new position, obtaining a new electrical signal comprising the voltage difference between the first electrode and the second electrode;generating a new P wave from the new electrical signal;determining a new deflection value of the new P wave;calculating a ratio of the new deflection value to the reference deflection value;comparing the ratio to a threshold value; andone of advancing or withdrawing the tip based on the comparison of the ratio to the threshold value. 2. The method of claim 1, wherein the one of advancing or withdrawing the tip based on the comparison of the ratio to the threshold value comprises: advancing the tip if the ratio is less than the threshold value; and withdrawing the tip if the ratio is greater than the threshold value. 3. The method of claim 1, wherein the threshold value is less than a ratio of a deflection value of a P wave detectable near the sino-atrial node to the reference deflection value. 4. The method of claim 1, further comprising: if the ratio is equal to the threshold value, maintaining the tip of the central venous catheter in its current position. 5. The method of claim 1, further comprising: if the ratio is greater than the threshold value, comparing the ratio to a second threshold value, and if the ratio is greater than the second threshold value, determining the tip of the central venous catheter is in the right atrium and withdrawing the tip. | Bard Access Systems, Inc. | A61B005/02
US08425426 | B2 | 2013-04-23 | Tourniquet apparatus for measuring limb occlusion pressure | 2007-11-09 | Improved tourniquet apparatus for measuring a patient's limb occlusion pressure includes an inflatable tourniquet cuff for encircling a limb at a location and to which a tourniquet instrument is releasably connectable. The instrument includes pressure sensing for producing a cuff pressure signal indicative of the level of pressure in the cuff, a pressure regulation mechanism communicating with the cuff and responsive to the cuff pressure signal for moving fluid into and out of the cuff, thereby regulating the pressure in the cuff, a blood flow transducer for producing a blood flow signal indicative of blood flow past the cuff, and limb occlusion pressure means responsive to the blood flow signal and the cuff pressure signal for increasing the cuff pressure level until blood flow indicated by the blood flow signal decreases to a level less than a minimum detection threshold, and then suspending fluid movement into and out of the cuff to produce a limb occlusion pressure value that is indicative of a pressure in the cuff when the fluid motion is suspended. | 1. Tourniquet apparatus for measuring a patient's limb occlusion pressure comprising: an inflatable tourniquet cuff for encircling a limb at a location and applying a cuff pressure to a limb of a patient;pressure sensing means for producing a cuff pressure signal indicative of a level of pressure in the cuff;pressure regulation means communicating with the cuff and responsive to the cuff pressure signal for regulating the pressure in the cuff near a reference pressure level;blood flow transducing means adapted for producing a blood flow signal indicative of blood flow past the cuff;physiologic characteristic sensing means for sensing a physiologic characteristic of the patient that is a measure of blood pressure;limb occlusion pressure means responsive to the blood flow signal and the cuff pressure signal and operable for producing a limb occlusion pressure value indicative of a lowest level of pressure in the cuff at which the blood flow is less than a minimum detection threshold and further operable for recording a first level of the physiologic characteristic corresponding to a time when the blood flow is less than the minimum detection threshold; andsafety margin indicator means responsive to the reference pressure level for producing a safety margin value having a predetermined relationship to the reference pressure level, the limb occlusion pressure value, the recorded first level of the physiologic characteristic and to a second level of the physiologic characteristic. 2. The tourniquet apparatus as defined in claim 1 wherein the predetermined relationship is set to be equal to a sum of a first margin plus a second margin, wherein the first margin is equal to the reference pressure level minus the limb occlusion pressure value, and wherein the second margin is a predetermined function of the recorded first level of the physiologic characteristic minus the second level of the physiologic characteristic. 3. The tourniquet apparatus as defined in claim 2 wherein the physiologic characteristic is systolic blood pressure, wherein the predetermined function is equal to a second margin multiplied by a predetermined value, and wherein the second margin is equal to the recorded first level of the physiologic characteristic minus the second level. 4. The tourniquet apparatus as defined in claim 1 and including operator interface means adapted for indicating the safety margin value in a form perceptible to an operator and further adapted for enabling the operator to change the reference pressure level to a desired level. 5. The tourniquet apparatus as defined in claim 4 wherein the safety margin indicator means includes means for setting a safety margin alarm limit window at predetermined levels above and below the first margin, and wherein the operator interface means is further adapted to produce a further indication to the operator when the safety margin value is outside the window. 6. Tourniquet apparatus for measuring a patient's limb occlu... | Western Clinical Engineering, Ltd | A61B005/02 A61B017/00
US08565870 | B2 | 2013-10-22 | System of implantable medical devices including a plurality of spaced apart devices and a common bus over which power and operating instructions are distributed to the devices | 2012-10-23 | A system implantable components (32, 36, 38, 40) for providing therapy to or monitoring the physiologic state of living tissue. The components exchange signals over implanted bus (34). The bus includes a trunk (84) and at least one branch (14) The at least one branch is connected to and able to move relative to the trunk. Signals are inductively exchanged between the branch and the one or more trunks. | 1. An implantable system for providing therapy to or monitoring the physiology of a living being, said system including: a plurality of devices each of which is implantable in the living being, wherein the devices are separate from and spaced apart from each other wherein: there is at least one first device that, when actuated, applies therapy and/or measures a physiological state of tissue against which the device is implanted;and there is at least one a second device separate from the at least one first device for generating commands to the at least one first device or receiving data signals from the at least one first device;a trunk with at least one conductor extends from said at least one first device or from said at least one second device;and a branch with at least one conductor extends from said at least one second device or said at least one first device, said branch including a cuff with an extension of the at least one branch conductor, said cuff being disposed at least partially around said trunk and being slip fitted over said trunk so as to be, post implantation of the system, able to independently move over said trunk; andwherein, said device from which said trunk extends outputs or receives AC signals over the at least one trunk conductor so that the signals are inductively exchanged between the at least one trunk conductor and the at least one branch conductor so as to result in signal exchange between the said devices to which said trunk and said at least one branch are connected. 2. The implantable system of claim 1, wherein said trunk includes a non-conductive shell in which the at least one trunk conductor is embedded. 3. The implantable system of claim 1, wherein there are at least three implantable devices; said trunk extends from one of said implantable devices; a branch with a cuff extends from other said implantable devices wherein said cuffs are attached to said trunk at separate locations along said trunk and each said cuff is able to move over said trunk. 4. The implantable system of claim 1, wherein said first device is configured to operate in response to externally generated commands; said second device is configured to transmit commands to said first device to control operation of said first device; said trunk extends from said second device; and said branch with said cuff extends from said first device. 5. The implantable system of claim 4, wherein said second device is further configured to: receive over said trunk signals representative of a physiological state monitored by at least one of said first implantable devices; and in response to the signals representative of the monitored physiological state, outputs command signals to the said first device that is responsive to the externally generated commands. 6. The implantable system of claim 1, wherein the at least one first device receives command signals from the at least one second device over said trunk and said branch and the at least one first device... | Stryker Corporation | A61N001/00 A61B005/04 A61B005/02
US08551015 | B2 | 2013-10-08 | System and method for evaluating and diagnosing patients based on ocular responses | 2012-11-28 | A system for quantifying and mapping visual salience to a visual stimulus, including a processor, software for receiving data indicative of a group of individual's ocular responses to a visual stimulus, software for determining a distribution of visual resources at each of at least two times for each of at least a portion of the individuals. The system further including software for determining and quantifying a group distribution of visual resources at each of the at least two times and software for generating a display of the group's distribution of visual resources to the visual stimulus. | 1. A method for diagnosing an individual, comprising the steps of: receiving data indicative of each member of a control group's ocular responses to a visual stimulus that changes over time;receiving data indicative of the individual's ocular responses to the visual stimulus;generating, via software executing on a processor, a three-dimensional scanpath based on the response data for each of the members of the control group and for the individual, wherein two of the dimensions of the scanpath correspond to a position of a point of regard for each of the members and the individual and one of the dimensions corresponds to time;identifying, via software executing on the processor, a convergence of the scanpaths of the members of the control group; andcomparing, via software executing on the processor, the scanpath of the individual to the scanpaths of the members of the control group in the region of the convergence. 2. The method of claim 1, wherein the method comprises assessing whether the individual is autistic. 3. The method of claim 1, wherein the step of identifying a convergence comprises determining whether the convergence is statistically significant by comparing the response data of the members of the control group with simulated random ocular response data. 4. The method of claim 1, wherein the step of comparing the scanpath of the individual to the scanpaths of the members of the control group further comprises identifying a divergence of the scanpath of the individual from the scanpaths of the members of the control group. 5. The method of claim 1, further comprising the step of generating, via software executing on the processor, a display of the scanpaths in a three-dimensional grid comprising two positional axes and one time axis. 6. The method of claim 5, further comprising the step of displaying an attentional funnel around the scanpaths of the members of the control group. 7. The method of claim 5, further comprising the step of displaying, via software executing on the processor, a frame of the visual stimulus in the grid positioned on the time axis so as to correspond with the ocular responses of the members of the control group and the individual to the frame. 8. The method of claim 1, wherein said step of displaying the scanpaths further comprises streaming the scanpaths to show the progression of the scanpaths as the time axis advances with time. 9. A method for evaluating at least one autistic individual, comprising the steps of: receiving data indicative of each member of a control group's ocular responses to a visual stimulus that changes over time;receiving data indicative of the at least one autistic individual's ocular responses to the visual stimulus;determining, via software executing on a processor, a first distribution of visual resources of the members of the control group with respect to at least a portion of the visual stimulus based on the group's ocular response data;determining, via software executing... | - | A61B013/00 A61B003/14
US08700116 | B2 | 2014-04-15 | Sensor system with pressure application | 2011-09-29 | Embodiments of the present disclosure relate to sensors for applying pressure to a patient's tissue. According to certain embodiments, the sensors may include one or more deformable elements that hold the optical components of the sensor against the tissue with an appropriate amount of pressure. In additional embodiments, such sensors may include a rigid one-piece sensor body that incorporates a deformable element to facilitate fine-fitting of the sensor against the tissue. | 1. A sensor, comprising: a conformable sensor body having a tissue-contact surface;an emitter and detector disposed on the tissue-contact surface in a reflectance configuration; anda deformable element disposed on the sensor body on a surface opposing the emitter and the detector, wherein the deformable element comprises a material having a deformation point, and wherein the deformable element is configured to cause a portion of the sensor body to protrude against a patient's tissue when the sensor is applied to the patient's tissue and when a force is applied to the deformable element that exceeds the deformation point of the material such that the pressure applied by the sensor body is non-uniform across the tissue-contact surface and is highest in the area of the sensor body proximate to the emitter and the detector. 2. The sensor of claim 1, wherein the sensor is configured to be applied to a patient's forehead. 3. The sensor of claim 1, wherein the sensor is disposed on an interior portion of a hat. 4. The sensor of claim 1, wherein the sensor is disposed on an interior portion of a headband, or semi-rigid or rigid head-gear. 5. The sensor of claim 1, wherein the sensor is disposed in a window of a hat or a headband such that the sensor is visible to an observer when the hat is applied to a patient. 6. The sensor of claim 1, wherein the deformable element is adapted to cause the sensor body to apply sufficient pressure to the patient's tissue to overcome venous pressure but not arterial pressure. 7. The sensor of claim 1, wherein the deformable element covers less than 20% of the opposing surface sensor body. 8. The sensor of claim 1, wherein the deformable element comprises a foam, wherein when the foam is compressed with a biasing force, the tissue-contact surface has a generally planar configuration and wherein when the biasing force is removed, the tissue-contact surface has a generally non-planar configuration. 9. The sensor of claim 1, wherein the deformable element is not capable of resuming an un-deformed conformation after being deformed. 10. The sensor of claim 1, wherein the sensor comprises a photoplethysmography sensor. 11. A sensor, comprising: a conformable sensor body having a tissue-contact surface;an emitter or a detector disposed on the tissue-contact surface in a reflectance configuration; anda deformable element disposed on the sensor body on a surface opposing the emitter and the detector, wherein the deformable element is configured to cause the sensor body to assume a first non-planar configuration, wherein the first non-planar configuration is stable in the absence of a biasing force, and wherein the deformable element is configured to cause the sensor body to assume a second non-planar configuration when a force above a predetermined threshold is applied to the deformable element, and wherein the force above the predetermined threshold strains the deformable element past a deformation point of the deformab... | Covidien LP | A61B005/1455
US08406842 | B2 | 2013-03-26 | Electrode with redundant impedance reduction | 2011-12-09 | An electrode assembly that includes an electrically conductive layer, a first impedance reduction system, and a second impedance reduction system. The electrically conductive layer forms an electrode portion of the electrode assembly and a first surface to be placed adjacent a person's skin. The first impedance reduction system is configured to dispense a first amount of an electrically conductive gel onto the first surface of the electrically conductive layer in response to a first activation signal. The second impedance reduction system is configured to dispense a second amount of the electrically conductive gel onto the first surface of the electrically conductive layer in response to a second activation signal. | 1. An electrode assembly, comprising: an electrically conductive layer that forms an electrode portion of the electrode assembly, the electrically conductive layer having a first surface to be placed adjacent a person's skin;a first impedance reduction system configured to dispense a first amount of a first electrically conductive gel onto the first surface of the electrically conductive layer in response to a first activation signal; anda second impedance reduction system, independently operable of the first impedance reduction system, configured to dispense a second amount of a second electrically conductive gel onto the first surface of the electrically conductive layer in response to a second activation signal that is distinct from the first activation signal. 2. The electrode assembly of claim 1, wherein the first activation signal and the second activation signal are based upon a same signal. 3. The electrode assembly of claim 2, wherein the second impedance reduction system is further configured to dispense the second amount of the second electrically conductive gel onto the first surface of the electrically conductive layer in response to the second activation signal and independent of whether the first impedance reduction system dispenses the first amount of the first electrically conductive gel on the first surface of the electrically conductive layer in response to the first activation signal. 4. The electrode assembly of claim 3, wherein the first impedance reduction system is similar in construction to the second impedance reduction system. 5. The electrode assembly of claim 4, wherein the electrically conductive layer has a plurality of apertures formed there through, the plurality of apertures including a first plurality of apertures and a second plurality of apertures, wherein the first impedance reduction system is configured to dispense the first amount of the first electrically conductive gel through the first plurality of apertures and onto the first surface of the electrically conductive layer in response to the first activation signal, and wherein the second impedance reduction system is configured to dispense the second amount of the second electrically conductive gel through the second plurality of apertures and onto the first surface of the electrically conductive layer in response to the second activation signal. 6. The electrode assembly of claim 1, wherein the second impedance reduction system is further configured to dispense the second amount of the second electrically conductive gel onto the first surface of the electrically conductive layer in response to the second activation signal and independent of whether the first impedance reduction system dispenses the first amount of the first electrically conductive gel on the first surface of the electrically conductive layer in response to the first activation signal. 7. The electrode assembly of claim 1, wherein the first impedance reduction system is similar in ... | Zoll Medical Corporation | A61N001/37 A61N001/39 A61N001/04 A61B005/0408
US20130102863 | A1 | 2013-04-25 | Non-Invasive Trans-Reflective Monitoring Apparatus | 2012-05-25 | Described herein are apparatus, devices and methods of use to monitor a patient's condition. The apparatus includes a housing having an internal volume divided into a first and second cavity by a central opaque partition; a light source positioned within the first cavity and coupled to a first side of the partition; a detector positioned within the second cavity and coupled to a second side of the partition; and a lens material filling the internal volume of the housing and enclosing the first and second cavities. The light source includes a first light emitting diode configured to emit a first wavelength of light and a second light emitting diode configured to emit a second wavelength that is different from the first wavelength of light. The detector is configured to measure at least one of an absorbance, a scattering or a frequency of the first and second wavelengths of light. | 1. An apparatus comprising: a housing having an internal volume divided into a first and second cavity by a central opaque partition;a light source positioned within the first cavity of the housing and coupled to a first side of the partition, wherein the light source comprises a first light emitting diode configured to emit a first wavelength of light and a second light emitting diode configured to emit a second wavelength that is different from the first wavelength of light;a detector positioned within the second cavity of the housing and coupled to a second side of the partition, wherein the detector is configured to measure at least one of an absorbance, a scattering or a frequency of the first and second wavelengths of light; anda lens material filling the internal volume of the housing and enclosing the first and second cavities. 2. The apparatus of claim 1, wherein the first wavelength of light is between about 660 nanometers to about 735 nanometers and emitted at a first frequency. 3. The apparatus of claim 2, wherein the second wavelength of light is between about 910 nanometers to about 990 nanometers and emitted at a second frequency that is different from the first frequency. 4. The apparatus of claim 1, wherein the lens material comprises an elastomeric lens material. 5. The apparatus of claim 1, wherein the lens material comprises a dielectric lens material. | - | A61B005/1455
US20130096453 | A1 | 2013-04-18 | BRAIN-COMPUTER INTERFACE DEVICES AND METHODS FOR PRECISE CONTROL | 2012-02-03 | A brain-computer interface device and method for controlling the motion of an object is provided. The brain-computer interface device includes a brain wave information processing unit, which receives converted brain wave information including object motion information, extracts object control information including the object motion information from the converted brain wave information, and transmits the extracted object control information to a hybrid control unit, and a hybrid control unit which receives target information including target location information of a target and outputs final object control information obtained by correcting the object control information including the object motion information based on the target information. | 1. A brain-computer interface device comprising: a brain wave information processing unit which receives converted brain wave information including object motion information, extracts object control information including the object motion information from the converted brain wave information, and transmits the extracted object control information to a hybrid control unit; anda hybrid control unit which receives target information including target location information of a target and outputs final object control information obtained by correcting the object control information including the object motion information based on the target information. 2. The brain-computer interface device of claim 1, wherein the object is any one of an artificial arm, a mouse cursor, a control means of an application program displayed on a display, a control means of an audio or video reproducing device, a wheelchair, and a vehicle. 3. The brain-computer interface device of claim 1, further comprising a brain wave signal conversion unit which receives brain wave signals from human, converts the received brain wave signals into converted brain wave information including object motion information, and transmits the converted brain wave information to the brain wave information processing unit. 4. The brain-computer interface device of claim 3, further comprising a brain wave signal preprocessing unit which receives the brain wave signals, removes noise signals from the brain wave signals, and transmits the resulting signals to the brain wave signal conversion unit. 5. The brain-computer interface device of claim 1, further comprising a target determination unit which receives target information including target location information on at least one target candidate, determines a target, and transmits the target information of the determined target to the hybrid control unit. 6. The brain-computer interface device of claim 5, further comprising an image recognition unit which receives an image, extracts at least one target candidate from the received image, sets target information including target location information of the target candidates, and transmits the target information to the target determination unit. 7. The brain-computer interface device of claim 6, wherein the received image is a stereo image taken by a stereo camera and the target location information is three-dimensional location information. 8. A brain-computer interface method comprising: receiving converted brain wave information including object motion information;extracting object control information including object motion information from the converted brain wave information;receiving target information including target location information on a target; andoutputting final object control information obtained by correcting the object control information including the object motion information based on the target information. 9. The brain-computer interface method of claim 8, wherein the ob... | SEOUL NATIONAL UNIVERSITY R&DB FOUNDATION | A61B005/0476
US09500473 | B2 | 2016-11-22 | Optical fiber instrument system and method with motion-based adjustment | 2012-09-04 | An instrument system that includes an optical fiber and a controller is provided. The optical fiber is coupled to an external structure of a patient and has a strain sensor provided thereon. The controller is operatively coupled to the optical fiber and adapted to receive a signal from the strain sensor and to determine a property of respiration of the patient based on the signal. | 1. A method for monitoring respiration, comprising: receiving a signal from a strain sensor provided on an optical fiber, wherein the optical fiber is coupled to an exterior of the patient;determining, using a controller, a property of respiration of the patient based on the signal of the optical fiber; andcontrolling, using the controller, ablation timing of an elongate body that is configured to be placed inside the patient based on the determined property of respiration of the patient. 2. The method of claim 1, wherein the exterior of the patient comprises the patient's chest, and wherein determining the property of respiration comprises determining movement of the patient's chest. 3. The method of claim 2, wherein the controller is configured to control the elongate body based on the determined movement of the patient's chest. 4. The method of claim 3, wherein the elongate body is adapted to deliver therapy inside the patient, and wherein the method further comprising controlling, using the controller, timing of the delivery of therapy based on the determined movement of the patient's chest. 5. The method of claim 4, wherein the elongate body comprises an ablation catheter, and wherein the controlling the timing of the delivery of therapy comprises causing the ablation catheter to deliver ablation energy at a plurality of times that each correspond to a same point of a respiratory cycle and/or of a cardiac cycle so as to improve the accuracy and effectiveness of ablations. 6. The method of claim 3, wherein the controller is adapted to control an actuation element that is adapted to actuate the elongate body, and wherein the control of the actuation element is based on the determined movement of the patient's chest. 7. The method of claim 3, further comprising adjusting, using the controller, a parametric representation model of an internal structure of the patient based on the determined movement of the patient's chest. 8. The method of claim 7, wherein the internal structure of the patient is the patient's heart and wherein the parametric representation model is configured to be used to navigate the elongate body inside the patient's heart. 9. The method of claim 7, wherein the parametric representation model is configured to be used in an electrophysiology procedure. 10. A method for monitoring respiration, comprising: receiving a signal from a strain sensor provided on an optical fiber, wherein the optical fiber is coupled to an exterior of the patient;determining, using a controller, a property of respiration of the patient based on the signal of the optical fiber; andcontrolling, using the controller, an elongate body, which is configured to be placed inside the patient, to deliver therapy inside the patient based on the determined property of respiration of the patient,wherein the controller is configured to control timing of the delivery of therapy inside the patient based on the determined property of respiration of the patie... | KONINKLIJKE PHILIPS ELECTRONICS N.V. | A61B001/04 G01B011/16 A61B005/06 A61B006/12 A61B001/00 G01L001/24 A61B008/08 A61B018/08 A61B008/00 A61B005/00 A61M025/01
US09763617 | B2 | 2017-09-19 | Phonologically-based biomarkers for major depressive disorder | 2012-07-30 | A system and a method for assessing a condition in a subject. Phones from speech of the subject are recognized, one or more prosodic or speech-excitation-source features of the phones are extracted, and an assessment of a condition of the subject, is generated based on a correlation between the features of the phones and the condition. | 1. A method of assessing a mental or physical condition of a subject, the method comprising in an automated system: inputting a speech waveform of the subject into the automated system;in the automated system, processing the speech waveform of the subject to locate occurrences of phones having symbols of a plurality of English phone symbols in the speech waveform;in the automated system, for each phone symbol of the plurality of phone symbols, extracting a value of at least one phone-specific prosodic or speech-excitation-source feature corresponding to said phone symbol from the occurrences of phones having said phone symbol located in the speech waveform of the subject;in the automated system, weighting the values of the extracted features corresponding to phone symbols with stored weights corresponding to said phone symbols to form values of a plurality of weighted extracted features and combining the values of the weighted extracted features to generate a combined measure that assesses the mental or physical condition of the subject, the stored weights derived from a correlation matrix representing correlations between the phone-specific features corresponding to the plurality of phone symbols and the mental or physical condition; andoutputting an assessment of the condition using the generated combined measure. 2. The method of claim 1, wherein the condition has a measure and the correlations are between the measure and the phone-specific features corresponding to the phone symbols. 3. The method of claim 1, wherein the waveform speech of the subject is of running speech. 4. The method of claim 1, wherein the weighted extracted features correspond to a correlations dependent subset of the phone symbols. 5. The method of claim 1, wherein the condition is selected from traumatic brain injury, post-traumatic stress disorder, Parkinson's disease, Aphasia, Autism, Alzheimer's disease, stroke, sleep disorders, anxiety disorders, multiple sclerosis, cerebral palsy, and major depressive disorder (MDD). 6. The method of claim 2, wherein the condition is MDD and the measure is a Hamilton-D (HAMD) score or a subscore thereof. 7. The method of claim 1, wherein the at least one feature corresponding to each phone symbol extracted from the occurrences of phones with said phone symbol located in the speech waveform of the subject is selected from one or more of a duration, energy, pitch, aspiration, glottal flow or frequency-dependent energy feature. 8. The method of claim 1, wherein the at least one phone-specific features corresponding to each phone symbol extracted from the occurrences of phones with said phone symbol located in the speech waveform of the subject include durations of one or more phone symbols. 9. The method of claim 8, further including computing an average duration of occurrences of phones with a phone symbol in the speech waveform of the subject. 10. The method of claim 2, wherein: the phone-specific feature corresponding to ... | Massachusetts Institute of Technology | G10L025/63 A61B005/00 G10L015/04 G10L025/90 G10L025/18 G10L025/21 G10L025/06 G10L025/66 A61B005/16 G10L015/02
US09301694 | B2 | 2016-04-05 | Optical finger mouse, electronic device and physiological characteristics detection device | 2012-09-13 | There is provided an optical finger mouse including two light sources, an image sensor and a processing unit. The two light sources emit light of different wavelengths to illuminate a finger surface. The image sensor receives reflected light from the finger surface to generate a plurality of image frames. The processing unit detects a displacement and a contact status of the finger surface and a physiological characteristic of a user according to the plurality of image frames. There is further provided an electronic device and a physiological characteristic detection device. | 1. An optical finger mouse configured to detect a displacement of a finger of a user and a physiological characteristic of the user, the optical finger mouse comprising: a first light source configured to emit light of a first wavelength to the finger;a second light source configured to emit light of a second wavelength to the finger;a light control unit configured to control an on-state and an off-state of the first light source and the second light source;an image sensor configured to capture reflected light from the finger with a sampling frequency to generate a plurality of first image frames corresponding to the on-state of the first light source and a plurality of second image frames corresponding to the on-state of the second light source; anda processing unit configured to calculate both of the displacement of the finger for controlling a cursor and the physiological characteristic according to the first image frames and the second image frames captured by the image sensor,wherein in calculating the physiological characteristic, the processing unit is configured to divide each of the first image frames into at least two parts and calculate an average brightness of each part,analyze the average brightness of the each part of the first image frames to obtain a first intensity variation,divide each of the second image frames into at least two parts and calculate an average brightness of each part,analyze the average brightness of the each part of the second image frames to obtain a second intensity variation, andcalculate the physiological characteristic according to the first intensity variation and the second intensity variation. 2. The optical finger mouse as claimed in claim 1, wherein the physiological characteristic comprises a blood oxygenation and a heart rate. 3. The optical finger mouse as claimed in claim 1, wherein the processing unit is further configured to calculate a heart rate according to a comparison of at least one pulse threshold with at least one of the first intensity variation and the second intensity variation. 4. The optical finger mouse as claimed in claim 1, wherein the processing unit is further configured to calculate a sum of M image frames for denoising, and normalize the sum or an average of the M image frames with a sampling parameter, wherein M is a positive integer. 5. The optical finger mouse as claimed in claim 1, wherein the light control unit is configured to enable the off-state of the first light source and the second light source in predetermined time intervals such that the image sensor captures a plurality of bright first image frames, a plurality of bright second image frames and a plurality of dark image frames; andthe processing unit is configured to calculate the displacement and the physiological characteristic according to a difference between the bright first image frames and the dark image frames and according to a difference between the bright second image frames and the dark image fr... | PIXART IMAGING INC. | A61B005/1455 A61B005/0205 G06F003/033 A61B005/00 A61B005/024 G06F003/03 G06F003/042 G06F003/0354
US20130096422 | A1 | 2013-04-18 | INTERVENTIONAL PHOTOACOUSTIC IMAGING SYSTEM | 2011-02-15 | An interventional photoacoustic imaging system and method for cancer treatment comprises an optical source for applying laser energy to optically excite a treatment area, a needle, ablation tool or catheter for inserting the optical source into a body of a patient adjacent the treatment area, and an ultrasonic transducer for detecting the acoustic waves. A processor receives the raw data from the ultrasound system and processes it to thereby form a photoacoustic image of the tissue in real time. As such, image formation may be performed preoperatively, intraoperatively, and postoperatively. | 1. An interventional photoacoustic imaging system for cancer treatment, comprising: an energy source including an optical source for applying laser energy to optically excite a treatment area;means for inserting the optical source into a body of a patient adjacent the treatment area;an ultrasonic transducer for detecting the acoustic waves; anda processor for analyzing the acoustic waves to thereby form a photoacoustic image of the tissue in real time. 2. The interventional photoacoustic imaging system of claim 1, wherein said inserting means is a needle and said optical source is an optical fiber coupled within a shaft of the needle, said optical source operatively connected to a pulsed laser source. 3. The interventional photoacoustic imaging system of claim 1, wherein said inserting means is a brachytherapy needle, a biopsy needle or an ablation tool. 4. The interventional photoacoustic imaging system of claim 1, wherein said inserting means is a needle and said optical source is an optical fiber disposed on an outer surface of a shaft of the needle, said optical source operatively connected to a pulsed laser source. 5. The interventional photoacoustic imaging system of claim 4, wherein said inserting means is a brachytherapy needle, a biopsy needle or an ablation tool. 6. The interventional photoacoustic imaging system of claim 5, wherein the laser energy delivered via the ablation tool is adjustable to cause ablation of the tissue. 7. The interventional photoacoustic imaging system of claim 1, wherein said inserting means is a catheter and said optical source is an optical fiber positioned within the catheter, said optical source operatively connected to a pulsed laser source. 8. The interventional photoacoustic imaging system of claim 1, wherein the processor includes a memory encoded with instructions for generating the photoacoustic image. 9. The interventional photoacoustic imaging system of claim 1, wherein the processor is operatively connected to the laser controller for acquiring data related to laser parameters. 10. The interventional photoacoustic imaging system of claim 1, wherein the ultrasonic transducer is transrectal and the treatment area is the prostate. 11. The interventional photoacoustic imaging system of claim 1, wherein the ultrasonic transducer is transvaginal and the treatment area is the cervix. 12. The interventional photoacoustic imaging system of claim 1, wherein the system may be used in laparoscopic surgery, open surgery, or natural orifice translumenal endoscopic surgery for cancer intervention. 13. The interventional photoacoustic imaging system of claim 1, wherein the optical source alternates between an approximately 1064 nm wavelength to image seeds and an approximately 532 nm wavelength to detect the location of the beam. 14. An interventional photoacoustic imaging method, comprising: inserting an ultrasonic transducer into a body of a patient;inserting an energy source including an optical so... | THE UNIVERSITY OF TEXAS AT AUSTIN THE JOHNS HOPKINS UNIVERSITY | A61B005/00 A61B018/20 A61B018/00 A61N005/10 A61B010/02
US08409104 | B2 | 2013-04-02 | Heart age assessment | 2008-05-02 | An automated method of determining a measure of a subject's heart age comprising the steps of: prompting a user for a plurality of inputs, each relating to an attribute of the subject, each attribute defining one or more of a demographic status of the subject, a lifestyle status of the subject, a physical condition of the subject and a medical history of the subject; receiving, from the user, a plurality of said inputs; determining from said received inputs, a set of parameters for which input data has been received as input from the user; selecting a heart age calculation algorithm from a predetermined set of heart age calculation algorithms according to said set of parameters; and calculating a heart age for the subject according to the selected algorithm; and providing as output said calculated heart age. | 1. An automated method of determining a measure of a subject's heart age, said method carried out by a computer system and comprising the steps of: receiving a plurality of inputs, each relating to an attribute of the subject, each attribute defining one or more of a demographic status of the subject, a lifestyle status of the subject, a physical condition of the subject and a medical history of the subject, said inputs either provided by a user input device of the computer system or transferred electronically from another device;determining from said received inputs, a set of parameters for which input data has been received as input;selecting according to said set of parameters, a heart age calculation algorithm from a predetermined set of heart age calculation algorithms stored in a database on the computer system, wherein the selecting is implemented by a processor of the computer system, wherein the predetermined set of heart age calculations include: (i) at least one cholesterol-based algorithm containing a cholesterol level as a parameter which is selected if the set-of parameters for which input data has been received includes a cholesterol level and (ii) at least one non-cholesterol-based algorithm that does not contain a cholesterol level as a parameter which is selected if the set of parameters for which input data has been received does not include a cholesterol level, and wherein said at least one non-cholesterol algorithm is at least one of the following algorithms: algorithm 3 which determines the subject's heart age from the following set of parameters: age, gender, incidence of diabetes, incidence of smoking. incidence of hypertensive condition, systolic blood pressure and body mass,algorithm 6 which determines the subject's heart age from the following set of parameters: age, gender, incidence of diabetes, incidence of smoking, incidence of hypertensive condition, and body mass;calculating a heart age for the subject according to the selected'algorithm; andproviding as output said calculated heart age on a visual display of the computer system. 2. The method of claim 1 further including the step of: selecting one or more messages for output to the user based on the calculated heart age from a set of possible messages stored on the computer system in a message store. 3. The method of claim 2 in which the step of selecting one or more messages is further based on the heart age calculation algorithm selected. 4. The method of claim 1 in which the non-cholesterol-based algorithm further uses height and weight as parameters. 5. The method of claim 1 in which the non-cholesterol-based algorithm further uses waist size as a parameter. 6. The method of claim 1 further including the step of notifying a user of one or more factors contributory to a high heart age. 7. The method of claim 1 further including the step of presenting a user with a number of options for reducing heart age. 8. The method of claim 1 further including a ste... | Conopco Inc. | A61B005/02
US08394030 | B2 | 2013-03-12 | Exhaled breath condensate biometric marker measurement apparatus and method | 2009-03-18 | The present invention includes an apparatus and a method for testing exhaled breath condensate for at least one biometric marker, including a substrate for collecting exhaled breath condensate, the substrate capable of being brought to a temperature below a dew point of vapor in exhaled breath, a collector for retaining the substrate and for receiving a biometric marker reagent. The invention may further include receiving exhaled breath in a collector, the collector comprising a substrate, the substrate being at a temperature below a dew point of vapor in exhaled breath, collecting the exhaled breath condensate on the substrate, and bringing a biometric marker reagent in contact with the substrate. | 1. An apparatus that tests exhaled breath condensate for at least one biometric marker, the apparatus comprising: a substrate that collects exhaled breath from a user to produce exhaled breath condensate after said substrate is brought to a temperature below a dew point of vapor in said exhaled breath; anda collector that retains said substrate such that said substrate occupies an inner surface area less than a whole of said inner surface area of said collector, said exhaled breath condensate is at least formed at said substrate, said collector further receiving a biometric marker reagent strip such that said biometric marker reagent strip comes into contact with said exhaled breath condensate disposed on a surface of said substrate such that a result of said contact is indicated at an end of a first time period, and said collector further comprises: a first opening that receives said exhaled breath from said user, wherein said first opening is a hole that is shaped to receive a person's mouth surrounding said first opening such that said person's mouth completely covers said first opening when said means for collecting exhaled breath condensate is receiving said exhaled breath;a second opening that receives a material there through, said material containing said biometric marker reagent strip, wherein said second opening is one of a hole that extends through said means for collecting exhaled breath condensate and a hole that is concealed within the body of said means for collecting exhaled breath condensate, a circumference of said hole being of a geometry that is suitable for receiving said material of a particular size and shape, and wherein said second opening is positioned at an end portion of said means for collecting exhaled breath condensate, wherein said end portion is on an opposite side of said means for collecting exhaled breath condensate as said first opening; andan actuator that brings said biometric marker reagent strip in contact with said substrate. 2. The apparatus of claim 1, wherein said actuator presses said biometric marker reagent strip against a surface of said substrate. 3. The apparatus of claim 1, wherein said actuator slides said biometric marker reagent strip across a surface of said substrate. 4. The apparatus of claim 1, wherein during said third time period an actuator is operated, said actuator bringing said biometric marker reagent strip in contact with said substrate. 5. An apparatus that tests exhaled breath condensate for at least one biometric marker, said apparatus comprising: a means for collecting exhaled breath condensate, said means for collecting comprising: a first opening for receiving exhaled breath from a user, wherein said first opening is a hole that is shaped to receive a person's mouth surrounding said first opening such that said person's mouth completely covers said first opening when said means for collecting exhaled breath condensate is receiving said exhaled breath; anda retaining mean... | CareFusion 207, Inc. | A61B005/08 G01N001/22 G01N031/00 G01N033/497
US08388531 | B2 | 2013-03-05 | Methods and systems for assessing gastric emptying | 2012-04-10 | Gastric emptying classification systems, displays, methods for classifying gastric emptying data, methods for treating patients, and methods for developing gastric emptying classification systems are disclosed. | 1. A method for assessing a patient's gastric emptying, the method comprising: performing a gastric emptying test on the patient;obtaining a gastric emptying measurement for at least one desired time point;classifying the gastric emptying measurement, the classifying comprising placing the gastric emptying measurement into a zone selected from the group consisting of an abnormal zone, a borderline zone, or a normal zone, wherein the abnormal zone is either a delayed emptying zone or a rapid emptying zone, and wherein each the abnormal zone, the borderline zone, and the normal zone have been developed using gastric emptying measurements and biologic variation measurements from healthy patients, and further comprising placing the gastric emptying measurement into an intra-zone classification within the selected zone. 2. The method of claim 1, wherein the classifying comprises placing the gastric emptying measurement into a zone selected from the group consisting of a delayed emptying zone, a borderline zone, a normal zone, a second borderline zone, and a rapid emptying zone, wherein each the delayed emptying zone, the borderline zone, the normal zone, the second borderline zone, and the rapid emptying zone have been developed using gastric emptying measurements and biologic variation measurements from healthy patients. 3. The method of claim 1, wherein the at least one desired time point includes a 45 minute time point, a 90 minute time point, a 120 minute time point, a 150 minute time point, and/or a 180 minute time point. 4. The method of claim 1, wherein the method comprises classifying scintigraphic test measurements. 5. The method of claim 1, wherein the method comprises classifying breath test measurements. 6. The method of claim 1, wherein the classifying comprises classifying a scintigraphic test measurement at a 45 minute time point, a 90 minute time point, a 120 minute time point, a 150 minute time point, and a 180 minute time point, the classifying further comprising: placing the scintigraphic test measurement into: (a) a delayed emptying zone when the scintigraphic test measurement is less than 6.3% emptied, (b) a borderline zone when the scintigraphic test measurement is between 6.3 and 29.9% emptied, or (c) a normal zone when the scintigraphic test measurement is greater than 29.9% emptied at the 45 minute time point;placing the scintigraphic test measurement into: (a) a delayed emptying zone when the scintigraphic test measurement is less than 36.2% emptied, (b) a borderline zone when the scintigraphic test measurement is between 36.2 and 62.6% emptied, or (c) a normal zone when the scintigraphic test measurement is greater than 62.6% emptied at the 90 minute time point;placing the scintigraphic test measurement into: (a) a delayed emptying zone when the scintigraphic test measurement is less than 56.1% emptied, (b) a borderline zone when the scintigraphic test measurement is between 56.1 and 79.5% emptied, or (c) a normal zone ... | Advanced Breath Diagnostics, LLC | A61B005/00 A61B008/00 A61B005/08 A61K051/00
US20130072783 | A1 | 2013-03-21 | Indicating proximity of a body-insertable device to a destination region of interest | 2011-09-16 | Described embodiments include a system, method, and computer program product. A described system includes a receiver circuit that receives a first reference image that includes an objective landmark subsurface feature of a mammalian body part, and receives a second reference image that includes a present-location landmark subsurface feature of the mammalian body part. The objective landmark subsurface feature has a first spatial relationship to a destination region of interest of the mammalian body part. The present-location landmark subsurface feature has a second spatial relationship to a distal end portion of a body-insertable device. The system includes a feature matching circuit that determines a substantial correspondence between the present-location landmark subsurface feature and the objective landmark subsurface feature. The system includes a proximity indicator circuit that generates informational data indicative of an operational proximity of the distal end portion of the body-insertable device to the destination region of interest. | 1. A system comprising: (a) a receiver circuit configured to receive (i) a first reference image that includes an objective landmark subsurface feature of a mammalian body part, the objective landmark subsurface feature having a first spatial relationship to a destination region of interest of the mammalian body part; and(ii) a second reference image that includes a present-location landmark subsurface feature of the mammalian body part, the present-location landmark subsurface feature having a second spatial relationship to a distal end portion of a body-insertable device;(b) a feature matching circuit configured to determine a substantial correspondence between the present-location landmark subsurface feature and the objective landmark subsurface feature; and(c) a proximity indicator circuit configured to generate informational data indicative of an operational proximity of the distal end portion of the body-insertable device to the destination region of interest, the informational data indicative of operational proximity at least partially based on the determined substantial correspondence. 2. The system of claim 1, wherein the first reference image includes: a first reference image that includes an objective landmark subsurface feature of a mammalian body part, the objective landmark subsurface feature having a first spatial relationship to a destination region of interest of the mammalian body part, and the objective landmark subsurface feature distinguishable from other landmark subsurface features of the mammalian body part. 3. The system of claim 1, wherein the first reference image includes: a first reference image that includes an objective landmark subsurface feature of a mammalian body part, the objective landmark subsurface feature having an indicated, determinable, estimable, or inferable first spatial relationship to a destination region of interest of the mammalian body part. 4. The system of claim 1, wherein the first reference image includes: a first reference image that includes an objective landmark subsurface feature of a mammalian body part, the objective landmark subsurface feature having a first spatial relationship to a destination region of interest of a cavity or lumen of the mammalian body part. 5. The system of claim 1, wherein the first reference image includes: a first reference image including an objective landmark subsurface feature of a mammalian body part, the objective landmark subsurface feature having a first spatial relationship to a destination region of interest of a surface of a cavity or lumen of the mammalian body part. 6. The system of claim 1, wherein the first reference image includes: a first reference image acquired by an ex vivo device and including an objective landmark subsurface feature of a mammalian body part, the objective landmark subsurface feature having a first spatial relationship to a destination region of interest of the mammalian body part. 7. The system of claim 1, wherein the... | Searete LLC, a limited liability corporation of the State of Delaware | A61B005/00
US08409092 | B2 | 2013-04-02 | Medical imaging system that redirects heat waste for patient pallet heating | 2010-11-15 | According to certain embodiments, a medical imaging system includes an imager, a patient pallet, and a heating subsystem. The imager obtains measurement data of a patient. Further, the imager includes at least one electrical component that generates heat. The patient pallet supports the patient to be scanned by the imager. Further, the heating subsystem heats the patient pallet using the heat generated by the at least one electrical component of the imager. | 1. A medical imaging system, comprising: an imager configured to obtain measurement data of a patient, the imager including at least one electrical component that generates heat;a patient pallet to support the patient to be scanned by the imager;a base to support the patient pallet; anda heating subsystem to heat the patient pallet using the heat generated by the at least one electrical component of the imager. 2. The medical imaging system according to claim 1, wherein the heating subsystem comprises: a duct to direct air heated by the at least one electrical component from the imager to the patient pallet. 3. The medical imaging system according to claim 1, wherein the heating subsystem comprises: a fluid block to transfer the heat generated by the at least one electrical component to a fluid;a radiator disposed within the base to dissipate the heat from the fluid; anda pump to circulate the fluid between the fluid block and the radiator. 4. The medical imaging system according to claim 1, wherein the heating subsystem comprises: a thermoelectric generator to convert the heat generated by the at least one electrical component into electrical energy; anda heater to heat the patient pallet using the electrical energy converted by the thermoelectric generator. 5. The medical imaging system according to claim 1, wherein the heating subsystem is configured to heat surfaces of the patient pallet that contact the patient. 6. The medical imaging system according to claim 1, wherein the heating subsystem is configured to provide the heat to the patient pallet continuously. | Kabushiki Kaisha Toshiba Toshiba Medical Systems Corporation | A61B005/00
US08391967 | B2 | 2013-03-05 | Body-based monitoring of brain electrical activity | 2012-05-22 | Apparatus and methods for monitoring electrical activity within the brain of a person (“brainwaves”) employing electrodes or other sensors connected or placed proximate to portions of the body below the head to develop raw signals. The raw signals are filtered to produce analysis signals including frequency components relevant to brain electrical activity while attenuating unrelated frequency components. Purposes include but are not limited to, biofeedback-based attention training, human performance training, gaming, and relaxation training. Either wired or wireless signal connections are made to electronic circuitry, typically including a digital computer, for performing signal processing and analysis functions. | 1. A method for monitoring EEG electrical activity within the brain of a person having a body including a head, said method comprising: positioning a sensor at least proximate to portions of the skin of the body with the exception of the head to develop raw signals; andfiltering the raw signals to produce analysis signals including frequency components relevant to EEG brain electrical activity while attenuating unrelated frequency components. 2. The method of claim 1, which comprises positioning the sensor at least proximate to an arm, wrist, leg or back of the person. 3. The method of claim 1, wherein said step of filtering the raw signals comprises employing a low pass filter. 4. The method of claim 3, wherein said step of filtering the raw signals comprises employing a low pass filter having a cutoff frequency within the range of 20 Hz to 40 Hz. 5. The method of claim 1, which further comprises: adaptively determining heart rate signals of the person from the raw signals; and whereinfiltering the raw signals to produce analysis signals including frequency components relevant to brain electrical activity while attenuating unrelated frequency components comprises employing the determined heart rate signals to actively cancel heart rate signal components from the raw signals. 6. A method for monitoring a mental state of a person having a body including a head, said method comprising: positioning a sensor at least proximate to portions of the skin of the body with the exception of the head to develop raw signals; andprocessing the raw signals to produce at least one bandpass-filtered state-indicating signal representative of raw signal magnitude within a predetermined frequency range as an indication of the mental state of the person. 7. The method of claim 6, which comprises attaching said sensor at least proximate to an arm, wrist, leg or back of the person. 8. The method of claim 6, wherein: the state-indicating signal is an attention-indicating signal; and which method comprises:processing the raw signals to produce at least one bandpass-filtered attention-indicating signal representative of raw signal magnitude within a predetermined frequency range as an indication of the person's level of attention. 9. The method of claim 6, wherein processing the raw signals to produce at least one bandpass-filtered state-indicating signal representative of raw signal magnitude within a predetermined frequency range as an indication of the physiological state of the person comprises: bandpass filtering the raw signals to produce bandpass-limited signals within the predetermined frequency range; andanalyzing the bandpass-limited signals to determine a magnitude as the bandpass-filtered state-indicating signal. 10. The method of claim 9, wherein bandpass filtering the raw signals includes applying a low pass filter ahead of a bandpass filter. 11. The method of claim 6, which further comprises: actively determining heart rate signals of the person f... | Freer Logic, LLC | A61B005/0476 A61B005/0478
US08388937 | B2 | 2013-03-05 | Specific peptide binding to glypican-3 | 2010-02-12 | A specific targeting peptide binding to glypican-3 can specifically binds to glypican-3 overexpressed in carcinoma cells and includes an amino acid sequence represented by SEQ ID NO:1 or some thereof. Glypican-3 is overexpressed in malignant tumors including hepatocellular carcinoma, melanoma, germ cell tumor, etc., and may be targeted in diagnosis and treatment of tumors by labeling the targeting peptide. A diagnosis using the specific peptide may detect even small tumors more accurately than conventional methods. A treatment method using the specific peptide may remove only carcinoma cells without harming other normal tissues. | 1. An isolated peptide, that binds specifically to human glypican-3 protein, consisting essentially of SEQ ID NO:1. 2. The isolated peptide of claim 1, that binds specifically to human glypican-3 protein, consisting essentially of a linear sequence of at least seven (7) contiguous amino acids of SEQ ID NO: 1. 3. A kit for identifying a carcinoma, the kit comprising the isolated peptide of claim 1 that binds to human glypican-3 protein, wherein the carcinoma is at least one of hepatocellular carcinoma, melanoma, germ cell tumor, squamous cell pulmonary carcinoma, or liposarcoma. 4. The kit as claimed in claim 3, wherein the isolated peptide that binds specifically to human glypican-3 protein is labeled by a material selected from the group consisting of chromogenic enzyme, radioactive isotope, chromophore, luminescent material, fluorescent material, and mixtures thereof. 5. A contrast agent for in vivo imaging of a carcinoma, comprising the isolated peptide of claim 1 that binds specifically to human glypican-3 protein, wherein the carcinoma is at least one of hepatocellular carcinoma, melanoma, germ cell tumor, squamous cell pulmonary carcinoma, or liposarcoma. 6. The contrast agent as claimed in claim 5, wherein the isolated peptide that binds specifically to human glypican-3 protein is labeled by a material selected from the group consisting of chromogenic enzyme, radioactive isotope, chromophore, luminescent material, fluorescent material, iron oxide, CT contrast agent, carbon, and gold nanoparticles, or mixtures thereof. 7. A kit for diagnosis of a carcinoma, comprising the isolated peptide of claim 2 that binds specifically to human glypican-3 protein, wherein the carcinoma is at least one of hepatocellular carcinoma, melanoma, germ cell tumor, squamous cell pulmonary carcinoma, or liposarcoma. 8. The kit as claimed in claim 7, wherein the isolated peptide that binds specifically to human glypican-3 protein is labeled by a material selected from the group consisting of chromogenic enzyme, radioactive isotope, chromophore, luminescent material, and fluorescent material, or mixtures thereof. 9. A contrast agent for in vivo imaging of a carcinoma, comprising the isolated peptide of claim 2 that binds specifically to human glypican-3 protein wherein the carcinoma is at least one of hepatocellular carcinoma, melanoma, germ cell tumor, squamous cell pulmonary carcinoma, or liposarcoma. 10. The contrast agent as claimed in claim 9, wherein the isolated peptide that binds specifically to human glypican-3 protein is labeled by a material selected from the group consisting of chromogenic enzyme, radioactive isotope, chromophore, luminescent material, fluorescent material, iron oxide, CT contrast agent, carbon, and gold nanoparticles, or mixtures thereof. | Kyungpook National University Industry—Academic Cooperation Foundation | A61B005/055
US08423120 | B2 | 2013-04-16 | Method and apparatus for positioning a biopsy needle | 2005-08-08 | The subject invention pertains to a method and apparatus for positioning a biopsy needle relative to lesion tissue. A desired imaging modality can be used to image the human or animal tissue to locate lesion tissue. Such an image can be referred to as a diagnostic image. In a specific embodiment, magnetic resonance imaging (MRI) can be utilized to locate one or more lesions in a human breast. An interventional instrument, such as a means for effecting a biopsy of the lesion tissue can then be positioned proximate the lesion tissue based of the location information about the location of the lesion tissue obtained from the diagnostic image. The desired imaging modality can then be used to confirm the accuracy of the position of the means for effecting a biopsy with respect to the lesion. In a specific embodiment, MRI can be utilized to confirm the accuracy of the position of a biopsy needle. In alternative embodiments, other imaging modalities, such as computer tomography (CT), can be used and/or tissue in other parts of the human or animal body can be imaged. | 1. A method of positioning an interventional instrument relative to lesion tissue in normal human or animal tissue, comprising: positioning a portion of the human or animal tissue in a biopsy device which includes an interventional instrument for biopsying the lesion tissue, wherein the tissue has some of the normal tissue and some of the lesion tissue, wherein the tissue is maintained in a fixed position with respect to the biopsy device, wherein the biopsy device comprises at least one fiducial marker which can be identified under at least a first imaging modality;imaging the tissue via the first imaging modality to produce a calibration image of the tissue, wherein the calibration image shows the position of the at least one fiducial marker;introducing a contrast agent into the tissue, wherein a difference between transport characteristics of the contrast agent in normal tissue and the transport characteristics of the contrast agent in the lesion tissue differentiates the lesion tissue from the normal tissue;calibrating the biopsy device with respect to the at least one fiducial marker using the calibration image;imaging the tissue via the first or another imaging modality to produce a diagnostic image of the tissue after the contrast agent has differentiated the lesion tissue from the normal tissue, such that the diagnostic image shows the lesion tissue;with a software programmed device, automatically calculating from the calibration and diagnostic images, a location of the lesion tissue with respect to the biopsy device;positioning the interventional instrument in the tissue such that the interventional instrument is in a desired position with respect to the lesion tissue based on the calculated location of the lesion tissue;while the contrast agent is still differentiating the lesion tissue from the normal tissue, imaging the tissue to produce an interventional image of the tissue and the interventional instrument positioned in the tissue in which the lesion tissue is still differentiated from the normal tissue by the contrast agent, wherein the interventional image shows a relative position of the interventional instrument and the contrast agent differentiated lesion tissue;adjusting the position of the interventional instrument, if needed, based on the relative position of the interventional instrument and the lesion tissue. 2. The method according to claim 1, wherein the tissue is maintained in the fixed position with respect to the biopsy device until after adjusting the position of the biopsy needle, if needed. 3. The method according to claim 1, wherein the portion of human or animal tissue is a human breast. 4. The method according to claim 1, wherein the biopsy device comprises two fiducial markers. 5. The method according to claim 1, wherein the biopsy device comprises at least three fiducial markers, wherein at least three of the at least three fiducial marker are non-colinear. 6. The method according to claim 1, wherein the ... | Koninklijke Philips Electronics N.V. | A61B005/05
US08423104 | B2 | 2013-04-16 | Haemozoin detection | 2008-07-16 | A system for detecting haemozoin in a sample, said system including a light source for exciting the sample with an optical signal to generate a non-linear optical response, and a detector for detecting the generated non-linear optical response from the excited sample. A method for detecting haemozoin in a sample, the method including exciting the sample with an optical signal to generate a non-linear optical response from the sample, and detecting the emitted non-linear optical signal from the excited sample. | 1. A method comprising: illuminating a predetermined portion of a biological sample with coherent radiation within a first predetermined wavelength range by at least of; illuminating a predetermined portion of a patient's body having blood vessels close to a surface of the patient's body, wherein the the predetermined portion is at least one of the pinna of an ear and the sclera of an eye;extracting a biological specimen from a patient and scanning the extracted biological specimen;extracting a fluid sample from a patient and processing the fluid sample with at least one of a capillary tube and a flow cytometer such that the processed sample flows through the coherent radiation with less than a predetermined number of cells within the region of illumination at any point in time; andextracting a biological specimen and illuminating sequentially predetermined portions of the extracted biological specimen, wherein the sequential illumination exploits an optical coherence tomography imaging system;detecting the emission of optical radiation within a second predetermined wavelength range, the second predetermined wavelength range being that associated with third harmonic generated signals from the coherent radiation in the first predetermined wavelength range;determining in dependence upon the detected emission of optical radiation within the second predetermined wavelength range whether the biological sample contains haemozoin. 2. The method according to claim 1 wherein, the second predetermined wavelength range is 390 nm to 395 nm. 3. A system comprising: an optical source for illuminating a predetermined portion of a biological sample with coherent radiation within a first predetermined wavelength range, wherein illuminating a predetermined portion of the biological sample comprises at least one of: illuminating a predetermined portion of a patient's body having blood vessels close to a surface of the patient's body, the predetermined portion is at least one of the pinna of an ear and the sclera of an eye;extracting a biological specimen from a patient and scanning the extracted biological specimen;extracting a fluid sample from a patient and processing the fluid sample with at least one of a capillary tube and a flow cytometer such that the processed sample flows through the coherent radiation with less than a predetermined number of cells within the region of illumination at any point in time; andextracting a biological specimen and illuminating sequentially predetermined portions of the extracted biological specimen, wherein the sequential illumination exploits an optical coherence tomography imaging system;a first detector for detecting the emission of optical radiation within a second predetermined wavelength range, the second predetermined wavelength range being that associated with third harmonic generated signals from the coherent radiation in the first predetermined wavelength range;a microprocessor for determining in dependence upon the... | McGill University | A61B005/00
US08391943 | B2 | 2013-03-05 | Multi-wavelength photon density wave system using an optical switch | 2010-03-31 | Multi-wavelength photon density wave (PDW) medical systems, methods, and devices are provided. In one embodiment, a multi-wavelength system may include a sensor, a sensor cable, and a patient monitor. The sensor may have an emitter and a detector configured to pass a multi-wavelength PDW input signal into a patient and receive a resulting multi-wavelength PDW output signal. The sensor cable may couple to the sensor and include two optical cables for transmitting and receiving the multi-wavelength PDW signals. The patient monitor may couple to the sensor cable and generate several single-wavelength PDW input signals by modulating a plurality of light sources. The monitor may include an optical switch configured to time-division multiplex the several single-wavelength PDW wave input signals by selecting one of the single-wavelength PDW signals at one time to produce a multi-wavelength PDW signal which is output from the monitor to the sensor via the sensor cable. | 1. A system comprising: a patient monitor configured to: generate a plurality of single-wavelength photon density wave (“PDW”) input signals by modulating a plurality of light sources at one or more modulation frequencies sufficient to produce resolvable photon density waves in pulsatile tissue of a patient;alternately select one of the plurality of single-wavelength PDW input signals for transmission in series to generate a multi-wavelength PDW input signal;receive a multi-wavelength PDW output signal resulting after the multi-wavelength PDW input signal is passed through the pulsatile tissue; anddetermine a scattering property or an absorption property of the pulsatile tissue based at least in part on a comparison between the multi-wavelength PDW output signal and the multi-wavelength PDW input signal; anda sensor having an emitter output and a detector input, wherein the emitter output is configured to pass the multi-wavelength PDW input signal into the pulsatile tissue and wherein the detector input is configured to receive the multi-wavelength PDW output signal from the pulsatile tissue of the patient; anda sensor cable coupled to the sensor and having a first optical cable configured to transmit the multi-wavelength PDW input signal from the patient monitor to the sensor and having a second optical cable configured to transmit the multi-wavelength PDW output signal from the sensor to the patient monitor, wherein the sensor cable comprises no more than two optical cables. 2. The system of claim 1, wherein the plurality of light sources comprise two or more of a red light source, an infrared light source, and a near infrared light source. 3. The system of claim 1, wherein the plurality of light sources are configured to simultaneously emit light. 4. The system of claim 1, wherein the patient monitor comprises an optical switch configured to alternately select one of the plurality of single-wavelength PDW input signals to generate the multi-wavelength PDW input signal. 5. The system of claim 1, wherein the patient monitor comprises an optical switch configured to time-division multiplex the plurality of single-wavelength PDW input signals. 6. The system of claim 1, wherein the patient monitor is configured to determine a physiological parameter of the patient based at least in part on a comparison of the multi-wavelength PDW output signal and the multi-wavelength PDW input signal. 7. The system of claim 1, wherein the patient monitor is configured to demultiplex the multi-wavelength PDW output signal into a plurality of single-wavelength PDW output signals, wherein each of the plurality of single-wavelength PDW output signals correspond to each of the plurality of single-wavelength PDW input signals. 8. The system of claim 7, wherein the patient monitor is configured to determine a physiological parameter of the patient based at least in part on a change in phase between one of the plurality of single-wavelength PDW output signals and a... | Covidien LP | A61B005/00 A61B006/00
US08412296 | B2 | 2013-04-02 | Non-invasive determination of the concentration of a blood substance | 2007-07-20 | In order to provide a non-invasive and continuous concentration measurement with the technology of standard pulse oximeters, an a priori relationship is created, through an in-vivo tissue model including a nominal estimate of a tissue parameter indicative of the concentration of a blood substance. The a priori relationship is indicative of the effect of tissue on in-vivo measurement signals at a plurality of wavelengths, the in-vivo measurement signals being indicative of absorption caused by pulsed arterial blood. In-vivo measurement signals are acquired from in-vivo tissue at the plurality of wavelengths and a specific value of the tissue parameter is determined based on the a priori relationship, the specific value being such that it yields the effect of the in-vivo tissue on the in-vivo measurement signals consistent for the plurality of wavelengths. The specific value then represents the concentration of the substance in the blood. | 1. A method for determining concentration of a substance in blood of a subject, the method comprising: creating an a priori relationship indicative of the effect of tissue on in-vivo measurement signals at at least three wavelengths, wherein the in-vivo measurement signals are indicative of absorption caused by blood of a subject;acquiring the in-vivo measurement signals from in-vivo tissue at the at least three wavelengths;determining, based on the a priori relationship, a specific value of a tissue parameter for which the effect of the in-vivo tissue on the in-vivo measurement signals is consistent for the at least three wavelengths, the specific value representing concentration of the substance in the blood of the subject; andpresenting the specific value as the determined concentration of the substance in blood of the subject. 2. The method according to claim 1, wherein the creating includes creating the a priori relationship through an in-vivo tissue model including a nominal estimate of the tissue parameter. 3. The method according to claim 2, wherein the creating includes creating the a priori relationship, in which the a priori relationship defines a predetermined parameter as a function of the in-vivo measurement signals; andthe determining includes (i) defining a set of wavelength-specific values for the predetermined parameter and (ii) finding out the specific value of the tissue parameter, wherein the specific value renders the set of wavelength-specific values consistent. 4. The method according to claim 3, wherein the finding out includes conditionally altering the a priori relationship determine the specific value of the tissue parameter that renders the set of wavelength-specific values consistent. 5. The method according to claim 4, wherein the creating includes creating the a priori relationship, in which the predetermined parameter represents one of arterial oxygen saturation (SpO2), fractional composition of a plurality of hemoglobin species in the blood of the subject, and a pseudo-isobestic signal. 6. The method according to claim 5, wherein the creating includes creating the a priori relationship, in which the predetermined parameter represents arterial oxygen saturation (SpO2); and a condition upon which the altering is conditional is whether the difference between the wavelength-specific values within the set is greater than a predetermined threshold, such that the altering is performed when the difference between the wavelength-specific values within the set is greater than the predetermined threshold and the altering is not performed when the difference between the wavelength-specific values within the set is not greater than the predetermined threshold. 7. The method according to claim 6, wherein the finding out includes selecting the nominal estimate as the specific value when the altering is not performed. 8. The method according to claim 4, wherein the creating includes creating the a priori relationship, in ... | General Electric Company | A61B005/1455
US08391941 | B2 | 2013-03-05 | System and method for memory switching for multiple configuration medical sensor | 2009-07-17 | A system is provided that includes a monitor, a multiple configuration sensor having a first configuration and a second configuration, and a sensor connector. The sensor connector includes a first memory device and a second memory device, such that the first memory device is accessible by the monitor in the first sensor configuration and the second memory device is accessible by the monitor in the second sensor configuration. Another system is provided that includes a sensor adaptor having a processing circuit that reads a memory of a multiple configuration sensor and provides a first set of calibration data of a first sensor configuration and a second set of calibration data for a second sensor configuration. | 1. A system, comprising: a monitor;a sensor configured to be coupled to the monitor, the sensor comprising: a sensor body being configurable between a first configuration adapted to be applied to a first tissue site and a second configuration adapted to be applied to a second tissue site, wherein the sensor is configured to measure a physiological characteristic and wherein the second configuration results from separating a removable portion from the sensor body; anda component coupled to the sensor, comprising: a first memory device storing a first set of calibration data;a second memory device storing a second set of calibration data;wherein only the first memory device is accessible by the monitor in the first configuration and only the second memory device is accessible by the monitor in the second configuration. 2. The system of claim 1, wherein the monitor comprises a pulse oximetry monitor. 3. The system of claim 1, wherein the component comprises a sensor connector or a sensor cable. 4. The system of claim 1, wherein the sensor comprises an indicator circuit configured to indicate the first configuration or the second configuration. 5. The system of claim 4, wherein the indicator circuit comprises a conductive trace, wherein the conductive trace is intact in the first configuration and broken in the second configuration. 6. The system of claim 4, wherein the component comprises a switch configured to switch between the first memory device and the second memory device based on the indicator circuit. 7. The system of claim 4, wherein the component comprises a resistor, capacitor, inductor, diode, or other electronic component or combination thereof configured to block access to the second memory device in the first configuration and to permit access to the second memory device in the second configuration. 8. The system of claim 4, wherein the second memory device is connected to a ground connection in the first configuration and the second memory device is isolated from the ground connection in the second configuration. 9. The system of claim 1, wherein the component comprises a processing circuit configured to provide the first set of calibration data to the monitor in the first configuration and provide the second set of calibration data to the monitor in the second configuration. 10. A medical sensor, comprising: a sensor body;a circuit operably coupled to the sensor body comprising: a first memory device; anda second memory device, wherein the circuit is configured to make the first memory device electrically accessible only when the sensor body is in a first configuration and configured to make the second memory device electrically accessible only when the sensor body is in a second configuration, wherein the second configuration results from separating a removable portion from the sensor body. 11. The medical sensor of claim 10, wherein the circuit comprises a switch configured to make the first memory device accessible only... | Covidien LP | A61B005/1455
US08428681 | B2 | 2013-04-23 | Quick press on EEG electrode with bendable legs | 2012-09-08 | Embodiments relate to methods and systems for monitoring bioelectric potentials. In some instances, an electrode is applied to a patient's skin. The electrode may be at least partly inserted into the patient's skin, such as by inserting at least part of one or more teeth underneath the skin. | 1. A biopotential recording system, the system comprising: a headpiece comprising a support structure; a plurality of electrodes, each of the plurality of electrodes positioned on the support structure, each of the plurality of electrodes comprising a main portion defining a plane, a first leg extending away from the main portion, the first leg having a plurality of first protrusions extending from an end of the first leg opposite of the main portion, and a second leg extending away from the main portion, the second leg having a plurality of second protrusions extending from an end of the second leg opposite of the main portion; said first and second legs and said protrusions lying in said plane when in an initial configuration, wherein said legs are configured to bend away from said plane upon application of a force to said electrode from said initial configuration to an attack configuration wherein said legs do not lie in said plane, and to return towards said initial configuration upon release of said force, whereby, when said electrode is placed against skin of a patient, said protrusions insert into said skin of said patient upon said electrode returning from its attack configuration to its initial configuration and secure said electrode to said skin of said patient; wherein said electrode comprises shape memory material. 2. The system according to claim 1 wherein the headpiece further comprises a plurality of straps for securing the headpiece to a patient's head. 3. The system according to claim 1 wherein the support structure of the headpiece further comprises a plurality of suspension structures for securing each of the plurality of electrodes. 4. The system according to claim 1 further comprising a transmitter, a receiver and a computer, the transmitter transmitting data to receiver for transmission to the computer. 5. The system according to claim 4 wherein the transmitter is a wireless transmitter. 6. The system according to claim 4 further comprising a storage component for storing biopotential recording data. 7. The system according to claim 4 further comprising an analog to digital converter, an amplifier, and a filter. 8. The system according to claim 7 further comprising software to analyze the biopotential recordings. 9. The system according to claim 1 wherein the headpiece further comprises an electrode applicator. 10. An electrode comprising: a main portion defining a plane;a plurality of legs extending radially from said main portion; anda plurality of protrusions extending radially from each of said legs, said main portion, said legs and said protrusions lying in said plane when in an initial configuration, wherein said legs are configured to bend away from said plane upon application of a force to said electrode from said initial configuration to an attack configuration wherein said legs do not lie in said plane, and to return towards said initial configuration upon release of said force, whereby, when said electrod... | Persyst Development Corporation | A61B005/04
US09173588 | B2 | 2015-11-03 | Method for identifying stimulation target | 2012-09-27 | A method for identifying a stimulation target is provided, which uses microelectrode recording and electrical impedance tomography techniques together in a composite probe. The composite probe includes at least a microelectrode recording sensor and a plurality of microelectrodes, so that after the composite probe is guided and implanted to a depth suitable for the stimulation target based on microelectrode recording signals, tissue structures surrounding the composite probe are delineated by using the plurality of microelectrodes, and the boundary of the stimulation target and the precise location of the composite probe within the stimulation target are determined. Accordingly, the present invention provides a quick and accurate direction for surgeons, eliminating the problem of not knowing the exact location of the implanted probe within the stimulation target as in the case during deep brain stimulation surgeries. | 1. A method for identifying a boundary of a stimulation target, comprising the steps of: (1) performing Computed Tomography (CT) scanning and Magnetic Resonance Imaging (MRI) on a specific region inside a patient to obtain a first implantation trajectory for the specific region;(2) arranging a plurality of electrodes on a first composite probe, and implanting the first composite probe into the specific region based on the first implantation trajectory to obtain microelectrode recording signals via the first composite probe, thereby enabling the first composite probe to be guided into a predefined depth within the stimulation target of the patient based on the microelectrode recording signals;(3) enabling the electrodes arranged on the first composite probe to inject a first electrical current into tissue structures surrounding the first composite probe and using the first composite probe to measure a first electrical potential, enabling the first composite probe to shift forward or backward along the first implantation trajectory at a predetermined distance, and thereby a second electrical current is injected into and a second electrical potential is measured for the tissue structures surrounding the first composite probe, and converting the first and second electrical potentials into a first image that delineates the tissue structures surrounding the electrodes arranged on the first composite probe;(4) reconstructing an image, position or shape of the stimulation target according to discrete data by measuring discrete values from the electrodes and a plurality of independent boundary measurements of the electrodes; and(5) identifying the boundary of the stimulation target and pin-pointing a location of the first composite probe implanted within or outside the stimulation target according to the first image. 2. The method for identifying a boundary of a stimulation target of claim 1, wherein the first composite probe includes at least one microelectrode recording signal sensor for providing the microelectrode recording signals and the plurality of electrodes for injecting the first electrical current and measuring the first electrical potential. 3. The method for identifying a boundary of a stimulation target of claim 1, wherein the plurality of electrodes form an electrode array. 4. The method for identifying a boundary of a stimulation target of claim 1, wherein the step (3) further comprising: enabling a second composite probe to be implanted into the specific region in parallel with a second implantation trajectory according to the first image of the tissue structures surrounding the first composite probe, and thereby to be guided into the predefined depth within the stimulation target of the patient in the step (2); andenabling the second composite probe to inject a second electrical current into the tissue structures surrounding the second composite probe and using the second composite probe to measure a second electrical potential, and ... | National Chiao Tung University | A61B006/03 A61B005/055 A61N001/05 A61B005/053 A61B006/12
US08396533 | B2 | 2013-03-12 | Method and system for catheter detection and tracking in a fluoroscopic image sequence | 2008-08-06 | A method and system for detecting and tracking an ablation catheter tip in a fluoroscopic image sequence is disclosed. Catheter tip candidates are detected in each frame of the fluoroscopic image sequence using marginal space learning. The detected catheter tip candidates are then tracked over all the frames of the fluoroscopic image sequence in order to determine an ablation catheter tip location in each frame. | 1. A method for detecting and tracking an ablation catheter tip in a fluoroscopic image sequence including a plurality of frames, comprising: detecting catheter tip candidates in each frame of the fluoroscopic image sequence using marginal space learning, wherein the marginal space learning detects the catheter tip candidates in a series of marginal space learning levels of increasing dimensionality; andtracking the catheter tip candidates over all of the frames of the fluoroscopic image sequence to determine an ablation catheter tip location in each frame of the fluoroscopic image sequence. 2. The method of claim 1, wherein said step of detecting tip candidates in each frame of the fluoroscopic image sequence comprises, for each frame: detecting positions of catheter tip candidates in the frame in a first marginal space learning level; anddetecting catheter tip candidates including position and orientation in the frame in a second marginal space learning level. 3. The method of claim 2, wherein said step of detecting positions of catheter tip candidates is performed by a first classifier trained using a Probabilistic Boosting Tree (PBT), and said step of detecting catheter tip candidates including position and orientation is performed by a second classifier trained using a PBT. 4. The method of claim 2, wherein said step of detecting tip candidates in each frame of the fluoroscopic image sequence further comprises, for each frame: reducing a number of catheter tip candidates using non-maximal suppression. 5. The method of claim 4, wherein said step of reducing a number of catheter tip candidates using non-maximal suppression comprises: selecting a catheter tip candidate with a highest probability;discarding catheter tip candidates in a neighborhood of the selected catheter tip candidate; andrepeating said selecting and discarding steps until each catheter tip candidate has been selected or discarded. 6. The method of claim 1, wherein said step of detecting tip candidates in each frame of the fluoroscopic image sequence comprises, for each frame: detecting a number of position candidates at quarter resolution using a first classifier;scaling said position candidates at quarter resolution to generate a plurality of full resolution potential position candidates;detecting a number of position candidates at full resolution from said full resolution potential position candidates using a second classifier;augmenting each of said position candidates at full resolution using a plurality of discrete angles to generate a plurality of potential position and orientation candidates;detecting a number of catheter tip candidates from said potential position and orientation candidates using a third classifier; andreducing the number of catheter tip candidates using non-maximal suppression. 7. The method of claim 6, wherein said first, second, and third classifiers are Probabilistic Boosting Tree (PBT) classifiers. 8. The method of claim 1, wherein said st... | Siemens Aktiengesellschaft | A61B005/05
US09877672 | B2 | 2018-01-30 | Sampling and testing device for the human or animal body | 2011-01-27 | A device (1) is provided that is configured to indicate the presence or absence of one or more biological entities in a biological sample. The device comprises a sampling portion (11), the sampling portion comprising flexible material adjustably conformable to a part of a human or animal body, at least a portion of the sampling portion being absorbent and configured to receive a biological sample directly from the body; and a test portion (12) in fluid engagement with the sampling portion, the test portion comprising one or more test zones (14). The sampling portion and test portion are configured such that at least a portion of the sample received by the sampling portion is transferable to the test portion such as to contact one or more of the test zones, and wherein each test zone is configured to indicate the presence or absence of one or more biological entities in the sample. | 1. A device for testing a biological sample, the device comprising: a rigid housing;a sampling portion located outside of the housing, the sampling portion comprising flexible sheet material that projects from and is bendable independently of the housing and is adjustably conformable to a part of a human or animal body, the flexible sheet material having a surface area of at least 20 cm2 and at least a portion of the flexible sheet material being an absorbent target portion configured to receive a biological sample directly from the body;a test portion located at least partially inside the rigid housing, the test portion being spaced from the absorbent target portion, the test portion comprising one or more label-holding areas including labels that form labelled complexes with one or more biological entities present in the biological sample and comprising one or more test zones configured to immobilize the labelled complexes to indicate the presence or absence of one or more biological entities in the sample, anda fluid flow path, connected between the absorbent target portion and the test portion, that transfers biological sample received at the absorbent target portion to the test portion by capillary action. 2. The device of claim 1, wherein the biological sample comprises any one or more of the following: blood, serum, plasma, saliva, sputum, urine, ocular fluid, tears, semen, vaginal discharge, nasal secretions and droplets, ear secretions, perspiration, mucus, stool, and amniotic, spinal, wound, and abscess fluid. 3. The device of claim 1, wherein the flexible sheet material of the sampling portion is conformable to a nasal region of the body to permit a nasal discharge sample to be provided directly to the absorbent portion. 4. The device of claim 3, wherein the flexible sheet of material of the sampling portion is conformable to contact portions adjacent-an ala or an alar groove on opposite sides of a nose and configured to extend from these contact points on opposite sides of the nose and across a tip of the nose. 5. The device of claim 1, wherein the flexible sheet material of the sampling portion is conformable to an intergluteal cleft to permit a stool sample to be provided directly to the absorbent portion. 6. The device of claim 1 comprising a test layer, wherein the sampling portion and the test portion are comprised in the test layer. 7. The device of claim 6, further comprising a cover layer attached to the test layer, the cover layer defining an opening through which the biological sample is deliverable to a target region of the sampling portion of the test layer. 8. The device of claim 6, further comprising a backing layer attached to the test layer. 9. The device of claim 8, wherein the backing layer is fluid resistant. 10. The device of claim 1 wherein the housing comprises one or more windows through which a reaction at one or more of the test zones to indicate a presence or absence of one or more biological entitie... | Ellume Pty Ltd | A61B005/1455 A61B005/15 A61B010/00 A61B005/00 A61B005/20
US09259168 | B2 | 2016-02-16 | Adaptive electrical capacitance volume tomography | 2012-10-04 | An electrical capacitance tomography sensor comprised of a sensor having a plurality of electrodes, where each electrode is further comprised of a plurality of capacitance segments. Each of the capacitance segments of each electrode can be individually addressed to focus the electric field intensity or sensitivity to desired regions of the electrodes and the sensor. | 1. A system for tomographic imaging of a domain in a pipe, tube or object, the system comprising: a sensor, comprising: a plurality of electrodes, positioned in a predetermined arrangement relative to each other, and configured to be placed around the pipe, tube or object, each electrode comprising a plurality of capacitance plate segments; anda voltage source;a measuring circuit electrically coupled to the sensor;wherein the plurality of electrodes is further comprised of: a first electrode, having a plurality of capacitance plate segments that are addressable with the voltage source; a second electrode, having a plurality of capacitance plate segments, each of the capacitance plate segments of the second electrode electrically coupled to the measurement circuit; and wherein each of the capacitance plate segments of the first electrode form capacitance pairs with at least one of the capacitance plate segments of the second electrode when activated;and wherein the measurement circuit is configured with an algorithm to generate and collect capacitance data by: defining a capacitor by selecting a capacitance plate segment on the first electrodes as a source electrode, selecting a capacitance plate segment on the second electrode as a detecting electrodecharging and discharging the defined capacitor by directing a predetermined voltage to the source electrode from the voltage source;detecting a capacitance of the defined capacitor by detecting a current induced in the detecting electrode by charging and discharging the source electrode; andan image reconstruction processor, in communication with the measuring circuit, and configured with an algorithm to convert detected capacitance data into an image. 2. The system of claim 1, wherein the algorithm in the measuring circuit controls the sensitivity of the sensor by changing the frequency of the voltage distribution applied to at least one electrode. 3. The system of claim 1, wherein the algorithm in the measuring circuit activates one electrode at a time as a source electrode and one electrode as the detecting electrode, and wherein the detecting electrode is connected to the measuring circuit. 4. The system of claim 1, wherein the algorithm in the image reconstruction processor obtains the capacitance between all the electrodes and reconstructs an image of the region between the electrodes based on the capacitances obtained. 5. The system of claim 3, wherein a switch controlled by the measuring circuit algorithm selectively connects each capacitance plate segment of each electrode to the voltage source. 6. The system of claim 1, wherein the measuring circuit algorithm focuses the electric field between the first and second electrodes by means of the voltage levels used to address the capacitance plate segments. 7. An electrical capacitance tomography system, comprising: a sensor comprised of a plurality of electrodes arranged in a predetermined arrangement, wherein a plurality of the electrode... | THE OHIO STATE UNIVERSITY | A61B005/05
US09380956 | B2 | 2016-07-05 | Method and apparatus for classifying cardiac arrhythmia | 2012-09-28 | A method and a device for classifying cardiac arrhythmia, using an electrocardiogram (ECG) signal, are provided. The method includes receiving the ECG signal representing an electrical activity of a heart of an individual over a period of time, the ECG signal including ECG beats. The method further includes converting each of the ECG beats into symbols. The method further includes identifying an arrhythmia class indicating a type of cardiac arrhythmia associated with the individual from arrhythmia classes indicating respective types of cardiac arrhythmia based on the symbols representing each of the ECG beats. | 1. A method of classifying cardiac arrhythmia, using an electrocardiogram (ECG) signal, the method comprising: receiving, from a sensor, the ECG signal representing an electrical activity of a heart of an individual over a period of time, the ECG signal comprising ECG beats;converting, using an arrhythmia classification hardware processor, each of the ECG beats into symbolic aggregate approximation (SAX) symbols; andidentifying, using the arrhythmia classification hardware processor, an arrhythmia class indicating a type of cardiac arrhythmia associated with the individual from arrhythmia classes indicating respective types of cardiac arrhythmia based on the SAX symbols representing each of the ECG beats. 2. The method of claim 1, wherein the converting of each of the ECG beats comprises: detecting a R-peak of each of the ECG beats;segmenting a region of each of the ECG beats that is around the respective R-peak; andconverting the region of each of the ECG beats into the SAX symbols. 3. The method of claim 1, wherein the identifying of the arrhythmia class comprises: determining a morphology similarity measure between each of the ECG beats and training beats corresponding to the respective arrhythmia classes by comparing the SAX symbols representing each of the ECG beats and SAX symbols representing each of the training beats;identifying an ECG beat from the ECG beats based on a training beat comprising a highest morphology similarity measure with the ECG beat;determining whether the highest morphology similarity measure associated with the identified ECG beat is greater than a predetermined threshold value;assigning an arrhythmia class indicating a type of cardiac arrhythmia to the identified ECG beat in response to the highest morphology similarity measure being greater than the predetermined threshold value; andclassifying the identified ECG beat as pertaining to an arrhythmia class that corresponds to the training beat associated with the highest morphology similarity measure in response to the highest morphology similarity measure being less than or equal to the predetermined threshold value. 4. The method of claim 1, wherein the identifying of the arrhythmia class comprises: determining a frequency of occurrence of the SAX symbols representing each of the ECG beats; andclassifying each of the ECG beats as belonging to one of clusters of ECG beats based on the frequency of occurrence of the SAX symbols representing each of the ECG beats, the clusters of ECG beats corresponding to the respective arrhythmia classes. 5. A health monitoring device comprising: a communication interface configured to receive an electrocardiogram (ECG) signal from a sensor representing an electrical activity of a heart of an individual over a period of time, the ECG signal comprising ECG beats; andan arrhythmia classification hardware module configured to convert each of the ECG beats into symbolic aggregate approximation (SAX) symbols, andidentify an arrhythmi... | Samsung Electronics Co., Ltd. | A61B005/0456 A61B005/044 A61B005/0452 A61B005/04 A61B005/00
US09854981 | B2 | 2018-01-02 | Device and methods for measuring and treating an anatomical structure | 2012-10-11 | A sensor delivery device and methods of using the device are provided, wherein the sensor delivery device includes a sensor that is adapted to obtain a measurement that can be used to calculate cross-sectional area of a surrounding anatomical structure. In certain cases, the sensor is an electrode arrangement, wherein the electrode arrangement generates a current and measures voltage resulting from the current. The voltage measurement is then used to calculate conductivity of fluid in the surrounding anatomical structure and thus cross-sectional area. | 1. An intravascular measuring system comprising: an intravascular sensor delivery device that includes: a distal sleeve having a guidewire lumen for slidably receiving a medical guidewire;a first sensor coupled to the distal sleeve;a second sensor coupled to the distal sleeve, wherein the second sensor comprises an electrode arrangement including source electrodes and sense electrodes;a sheath adapted to trap an amount of blood between the source electrodes and the sense electrodes by being movable to cover the electrode arrangement; anda proximal portion coupled to the distal sleeve, the proximal portion comprising a communication channel; anda processor in communication with the communication channel of the intravascular sensor delivery device, the processor being adapted to: receive a first signal from the first sensor, the first signal being representative of a blood pressure measured by the first sensor;provide a source signal to the second sensor while the electrode arrangement is covered by the sheath, the source signal causing the source electrodes to generate a current;receive a second signal from the second sensor while the electrode arrangement is covered by the sheath, the second signal being representative of a voltage sensed by the sense electrodes resulting from the current generated by the source electrodes;calculate a blood conductivity based on the second signal. 2. The system of claim 1 wherein the processor is further adapted to calculate a cross-sectional area based on the calculated blood conductivity. 3. The system of claim 1 wherein the electrode arrangement includes two source electrodes and two sense electrodes. 4. The system of claim 1 wherein the source electrodes and the sense electrodes are ring-shaped electrodes that surround a periphery of the distal sleeve. 5. The system of claim 1 wherein the second sensor is attached to an outer surface of the distal sleeve. 6. The system of claim 1 wherein the second sensor is coupled to the distal sleeve at a location that is distal to the first sensor. 7. The system of claim 1 wherein the second sensor is coupled to the distal sleeve at a location that is proximal to the first sensor. 8. The system of claim 1 wherein the second sensor is coupled to both the distal sleeve and the proximal portion at a location that is proximal to the first sensor. 9. The system of claim 1 wherein the intravascular sensor delivery device further comprises a third sensor, wherein the processor is further adapted to receive a third signal from the third sensor, the third signal being representative of a temperature measured by the third sensor. 10. The system of claim 9 wherein the first sensor and the third sensor are a single sensor, wherein the single sensor is adapted to both measure blood pressure and measure temperature. 11. The system of claim 2 wherein the processor is adapted to use one or more algorithms to calculate the cross-sectional area. 12. An intravascular measuring sy... | ACIST MEDICAL SYSTEMS, INC. | A61B005/04 A61B018/18 A61B005/0205 A61B005/01 A61B005/053 A61B005/107 A61B005/00 A61F002/82 A61B005/02 A61B005/0215
US09307929 | B2 | 2016-04-12 | Apparatus and methods for balancing a joint | 2011-09-12 | An apparatus includes a first portion configured to be coupled to a first bony structure and a second portion configured to be coupled between the first portion and a second bony structure. The second bony structure is disposed opposite the first bony structure. The apparatus further includes a transducer coupled between the first portion and the second portion. | 1. A system for joint surgery, the system comprising: a removable implant including a first portion and a second portion spaced apart from the first portion, the removable implant configured to be temporarily disposed within a joint such that the first portion is adjacent a first bony structure of the joint and the second portion disposed between the first portion and a second bony structure of the joint, configured to be coupled to a first bony structure;the removable implant including a transducer disposed within a volume between the first portion and the second portion, the transducer configured to measure and output data related to the first portion and the second portion,the removable implant including an actuator disposed within a volume between the first portion and the second portion, the actuator being configured to move the first portion relative to the second portion, anda computer system coupled to the transducer and including a communications module and an output module, the communications module configured to receive the data from the transducer, the output module configured to provide a surgical recommendation to a surgeon based on the data if the joint is out of balance, the surgical recommendation selected from the group consisting of removing bone, releasing ligament, or removing ligament. 2. The system of claim 1, wherein the transducer is one transducer from a plurality of transducers, each transducer from the plurality of transducers configured to output data associated with the apparatus. 3. The system of claim 2, wherein the data includes at least one of force data, position data, displacement data or rotation data. 4. The system of claim 2, wherein the transducer is configured to output the data during a surgical procedure. 5. The system of claim 1, further comprising a mount coupled to the first portion, the mount configured to be coupled to the first bony structure. 6. The system of claim 2, wherein the mount is removably coupled to the first portion. 7. The system of claim 1, further including an intermediate portion, disposed between the first portion and the second portion, configured to restrict the movement of the first portion relative to the second portion. 8. The system of claim 7, wherein the intermediate portion is one of a post, a bearing or a gasket. 9. The system of claim 1, further including a flexible member, disposed between the first portion and the second portion, configured to limit a movement of the first portion relative to the second portion. 10. The system of claim 1, wherein at least one of the transducer or the actuator includes a fixed portion coupled to one of the first portion or the second portion, and a movable portion coupled to the other of the first portion or the second portion and movable relative to the fixed portion. 11. The system of claim 1, wherein the first bony structure and the second bony structure include one of (1) a portion of a tibia and a portion of a femur, (2) ... | Scipps Health | A61F002/30 A61B005/103 A61B005/107 A61B005/00 A61B019/00 A61F002/38 A61F002/46
US09839374 | B2 | 2017-12-12 | System and method for vertebral load and location sensing | 2011-09-23 | A load balance and alignment system is provided to assess load forces on the vertebra in conjunction with overall spinal alignment. The system includes a spine instrument having an electronic assembly and a sensorized head. The sensorized head can be inserted between vertebra and report vertebral conditions such as force, pressure, orientation and edge loading. A GUI is therewith provided to show where the spine instrument is positioned relative to vertebral bodies as the instrument is placed in the inter-vertebral space. The system can report optimal prosthetic size and placement in view of the sensed load and location parameters including optional orientation, rotation and insertion angle along a determined insert trajectory. | 1. A spinal measurement system comprising: a spinal distractor configured to distract a region of a spine, the spine distractor comprising:a handle coupled to a shaft and the shaft coupled to a sensored head wherein the sensored head includes at least one load sensor to measure loading applied by the spine in the region distracted by the spinal distractor;an electronic assembly configured to couple to the sensored head wherein the electronic assembly includes a transmitter configured to transmit load measurement data;an insert instrument configured to place a spine cage comprising:a shaft;a tip coupled to a distal end of the; anda handle coupled to the shaft wherein the insert instrument is configured to place a spinal cage in the region distracted by the spinal distractor;a position measurement system configured to monitor a position of the spinal distractor, the insert instrument, or the spine, over a range of five meters or less wherein the position measurement system is configured to transmit position measurements in real-time;a remote system wherein the remote system comprises a computer wherein the computer includes software and memory, wherein the computer is configured to receive load measurement data, and wherein the computer is configured to receive position data of the spinal distractor, the insert instrument, or the spine; andwherein the electronic assembly is configured to couple to the insert instrument, wherein the electronic assembly is configured to transmit position measurements in real-time, and wherein the computer is configured to compare the path, positions, and trajectory of the insert instrument to the path, positions, and trajectory of the spinal distractor. 2. The system of claim 1 wherein the sensored head of the spinal distractor has a convex surface. 3. The system of claim 1 wherein the position measurement system is in the electronic assembly. 4. The system of claim 3 wherein the electronic assembly is in the handle of the spinal distractor. 5. The system of claim 3 wherein the position measurement system comprises a plurality of accelerometers. 6. The system of claim 3 wherein the electronic assembly is removable from the spinal distractor wherein the computer is configured to receive position measurements of the spinal distractor, wherein the computer stores the position measurements in the memory coupled to the computer, wherein the computer is configured to identify a path, positions, and trajectory of the spinal distractor to the region distracted by the spinal distractor. 7. The system of claim 1 wherein the sensored head of the spinal distractor includes a plurality of load sensors and wherein the spinal distractor is configured to measure load magnitude and position of load in the region distracted by the spinal distractor. 8. The system of claim 1 wherein the position measurement system comprises a receiver and at least one wand, wherein the receiver is in a field of view of a surgical area, wherein t... | Orthosensor Inc. | A61B005/103 A61B005/107 A61B005/00 A61F002/46 A61F002/44 A61F002/28 A61F002/30
US20130102917 | A1 | 2013-04-25 | SYSTEM AND METHOD FOR PERFORMING RESPIRATORY DIAGNOSTICS | 2011-06-28 | A system (2, 2′, 2″, 2″′) for performing respiratory diagnostics is provided that includes a pressure generator (14) configured to generate a first pressurized flow of breathable gas having a first pressure level above atmospheric pressure (e.g., at levels typical of common CPAP devices) and a patient interface device (4, 4′, 4″, 4″′) coupled to the pressure generator. The patient interface device includes a body (6) having one or more subject interface openings (8) and one or more valves (18, 22, 24) disposed in the body, at least one of the one or more valves being selectively configurable to cause a second pressurized flow of breathable gas to be delivered through the one or more subject interface openings at a selectable pressure level anywhere between the first pressure level and atmospheric pressure in response to the patient interface receiving the first pressurized flow of breathable gas and without receiving any other pressurized flows of breathable gas. | 1. A system (2, 2′, 2″, 2″′) for performing respiratory diagnostics, comprising: a pressure generator (14) configured to generate a first pressurized flow of breathable gas having a first pressure level above atmospheric pressure; anda patient interface device (4, 4′, 4″, 4″′) coupled to the pressure generator, the patient interface device including a body (6) having one or more subject interface openings (8) and one or more valves (18, 22, 24) disposed in the body, at least one of the one or more valves being selectively configurable to cause a second pressurized flow of breathable gas to be delivered through the one or more subject interface openings at a selectable pressure level anywhere between the first pressure level and atmospheric pressure in response to the patient interface receiving the first pressurized flow of breathable gas and without receiving any other pressurized flows of breathable gas. 2. The system according to claim 1, wherein the body has one or more inhalation ports (10) and the one or more valves include one or more inhalation valves (22) provided at the one or more inhalation ports, wherein the one or more inhalation valves have a first resistance to gas flow into the body from atmosphere that is selectively adjustable, wherein a value of the first resistance determines the selectable pressure level. 3. The system according to claim 2, wherein the body has one or more exhalation ports (12) and the one or more valves include one or more exhalation valves (18) provided at the one or more exhalation ports, wherein the one or more exhalation valves have a second resistance to gas flow out of the body to atmosphere. 4. The system according to claim 3, wherein the second resistance is selectively adjustable. 5. The system according to claim 3, wherein the body has a circuit port (16) structured to be coupled to the pressure generator through a circuit (26). 6. The system according to claim 5, wherein the one or more valves include a circuit valve (24) provided at the circuit port having a third resistance to gas flow into the body through the circuit port. 7. The system according to claim 6, wherein the third resistance is selectively adjustable. 8. The system according to claim 2, further comprising a controller (20) coupled to the pressure generator and the one or more inhalation valves, the controller being adapted to control the first pressure level and to automatically adjust the first resistance. 9. The system according to claim 4, further comprising a controller coupled to the pressure generator, the one or more inhalation valves, and the one or more exhalation valves, the controller being adapted to control the first pressure level and to automatically adjust the first resistance and the second resistance. 10. The system according to claim 1, further comprising a controller and one or more sensors coupled to the controller and configured to generate one or more output signals that convey information related t... | - | A61B005/085
US20130055830 | A1 | 2013-03-07 | APPARATUS AND METHOD FOR MEASUREMENT OF HAND JOINT MOVEMENT | 2011-03-08 | Signal processing apparatus (1) for measuring hand joint movement comprising a plurality of markers (5) located at particular positions on a hand (20) and further comprising monitoring apparatus (10) to monitor movement of the markers to obtain dynamic positional information of the markers, and the apparatus further comprising a processor (12) to process the positional information to determine hand joint movement, wherein the processor configured to use the positional information of the markers to determine planes associated with respective groups of markers, wherein the processor configured to determine a first plane and a second plane, said planes adjacent to a hand joint, the first plane is substantially determined by a respective group of markers, and the processor configured to determine the second plane by reference to the first plane and the processor further configured to determine a change in angle between the two planes as a result of hand joint movement. | 1. Signal processing apparatus for measuring hand joint movement comprising a plurality of markers located at particular positions on a hand and further comprising monitoring apparatus to monitor movement of the markers to obtain dynamic positional information of the markers, and the apparatus further comprising a processor to process the positional information to determine hand joint movement, wherein the processor configured to use the positional information of the markers to determine planes associated with respective groups of markers, wherein the processor configured to determine a first plane and a second plane, said planes adjacent to a hand joint, the first plane is substantially determined by a respective group of markers, and the processor configured to determine the second plane by reference to the first plane and the processor further configured to determine a change in angle between the two planes as a result of hand joint movement. 2. Signal processing apparatus as claimed in claim 1 in which the processor configured to determine a respective vector for each plane, which vector projects from the respective plane. 3. Signal processing apparatus as claimed in claim 2 in which the processor configured to determine first component vectors within the first plane, the processor further configured to determine to use the first component vectors to determine the vector projecting from the first plane. 4. Signal processing apparatus as claimed in claim 3 in which the processor configured to determine second component vectors within the second plane, and wherein the processor further configured to determine the second component vectors in relation to the first component vectors, and the processor further configured to use the second component vectors to determine a vector projecting from the second plane. 5. Signal processing apparatus as claimed in claim 4 in which the processor configured to substantially align each second vector component with a respective corresponding first component vector. 6. Signal processing apparatus as claimed in claim 5 in which the processor configured to determine a third plane which includes, and is substantially defined by, a second group of markers, and the processor configured to determine the second component vectors by modifying the component vectors of the third plane in relation to the respective corresponding component vectors of the first plane. 7. Signal processing apparatus as claimed in claim 1 in which the processor configured to determine the first plane as being the plane which is closer to the forearm of the subject. 8. Signal processing apparatus as claimed in claim 1 in which a first normal vector associated with the first plane is projected onto orthogonal planes associated with the second normal vector and to thereby generate a modified second normal vector. 9. Signal processing apparatus as claimed in claim 1 in which the markers are located at at least some of the following locatio... | UNIVERSITY OF SOUTHAMPTON | A61B005/00
US20130079624 | A1 | 2013-03-28 | GRAPHICAL USER INTERFACE FOR OPERATING AN MRI | 2011-09-23 | A method for scanning using an MRI, including: providing a display, MRI, object to be scanned in said MRI, and a GUI; connecting said display with said MRI; displaying said GUI on said display; displaying at at least one first region of said GUI, graphic visualization options relating to said object and scanning of object, said visualizations are selected from a group consisting of type of object, object orientation, preferred scanning region of object, preferred scanning quality of object, preferred scanning orientation, preferred scanning type, and a combination thereof; selecting said object characteristics and scanning characteristics via said GUI; scanning said object by means of said MRI in accordance with said determined characteristics; and optionally, selecting a presentation mode of said scanning from a group consisting of single image display, multi-image display, thumbnail display, comparative display and a combination thereof, and displaying the same on said display. | 1. A method for scanning using an MRI, comprising: a. providing a display, MRI, object to be scanned in said MRI, and a GUI;b. connecting said display with said MRI;c. displaying said GUI on said display;d. displaying at at least one first region of said GUI, graphic visualization options relating to said object and scanning of object, said visualizations are selected from a group consisting of type of object, object orientation, preferred scanning region of object, preferred scanning quality of object, preferred scanning orientation, preferred scanning type, and a combination thereof;e. selecting said object characteristics and scanning characteristics via said GUI;scanning said object by means of said MRI in accordance with said determined characteristics; andf. optionally, selecting a presentation mode of said scanning from a group consisting of single image display, multi-image display, thumbnail display, comparative display and a combination thereof, and displaying the same on said display. 2. The method according to claim 1, wherein said method additionally comprising in step (d), at least one step selected from a group consisting of: a. selecting a type of object from a group consisting of kingdom, phylum, class, order, family, genus, species, subspecies and a combination thereof;b. selecting a type of object from a group consisting of object identification number, type of experiment, type of disease, and a combination thereof;c. selecting a object orientation from a group consisting of prone, supine, fetal position, recovery position, and a combination thereof;d. selecting a preferred scanning quality of object from a group consisting of sharpness, noise, contrast, artifacts of MRI software, TI, automatic selection and a combination thereof;e. selecting a preferred scanning quality according with said tumor characteristics;f. selecting a preferred scanning orientation from a group consisting of horizontal plane, perpendicular plane, transverse plane, coronal plane, sagittal plane and any combination thereof; and,g. selecting a preferred scanning type from a group consisting of two-dimensional scanning, three-dimensional scanning and a combination thereof. 3. The method according to claim 1, wherein said method additionally comprising at least one step selected from a group consisting of: a. providing a GUI with an additional save scan option, wherein said save scan option enables said GUI user to save a scanning;b. providing a GUI with an additional export option, wherein said export option enables said GUI user to export any data from a scanning to any external program;c. providing a GUI with an additional loading previous scan option, wherein said additional loading previous scan option enables said GUI user to upload previously saved scanning to said GUI;d. providing a GUI with an additional scan compare option, wherein said scan compare option enables said GUI user to compare scanning; ande. providing a GUI with an additional option... | - | A61B005/055
US20130079634 | A1 | 2013-03-28 | Implantable Microphone Noise Suppression | 2012-11-20 | A system and method are described for an implantable sensing system. An implantable sensor generates a sensing signal representative of an internal sensing location of a user. A sensing gate, coupled to the sensor and responsive to the sensing signal, has a sensing gate threshold value such that the sensing signal is coupled from the sensing gate to an implanted signal processor when the sensing signal has a magnitude greater than the sensing gate threshold value, and the sensing signal is blocked when the sensing signal has a magnitude less than the sensing gate threshold value. | 1. A method for an implantable sensing system comprising: generating a sensing signal representative of an internal sensing location of a user;coupling the sensing signal to a sensing gate having a sensing gate threshold value;comparing the sensing signal to the sensing gate threshold value;when the sensing signal is greater than the sensing gate threshold value, coupling the sensing signal from the sensing gate to an implanted signal processor; andwhen the sensing signal is less than the sensing gate threshold value, blocking the sensing signal. 2. A method according to claim 1, wherein the sensing gate threshold value is user-controllable. 3. A method according to claim 1, wherein the sensing gate threshold value is software-controllable. 4. A method according to claim 1, wherein the sensing gate includes a sleep mode in which the sensing gate threshold value is set to a high value for reducing noise for sleeping. 5. A method according to claim 1, wherein the sensing signal is a pressure signal. 6. A method according to claim 5, wherein the pressure signal is a microphone signal. 7. A method according to claim 1, wherein the sensing signal is an electromyography signal. 8. A method according to claim 1, wherein the sensing signal is one of an electroencephalography signal and an electroneurography signal. 9. A method according to claim 1, wherein the sensing signal is an ultrasound signal. 10. A method according to claim 1, wherein the sensing signal is a temperature signal. 11. A method according to claim 1, wherein the sensing signal is an acceleration signal. 12. A method according to claim 1, wherein the sensing signal is one of an impedance signal, a capacitive signal, and an inductive signal. 13. An implantable prosthesis system using a method according to any of claims 1-12. | MED-EL ELEKTROMEDIZINISCHE GERAETE GMBH | A61B005/00 A61B005/0476 A61B005/04 A61B005/01 A61B005/11 A61B005/053 A61B005/0488 A61B008/12
US20130096439 | A1 | 2013-04-18 | METHOD AND SYSTEM FOR CONTACT-FREE HEART RATE MEASUREMENT | 2012-07-31 | A method and a system for heart rate measurement are provided. The method includes: capturing at least one image, detecting skin-like points by using a skin color detector, labeling the skin-like points and tracking at least one target to be measured, taking statistics on color values of the target at multiple time points, measuring the heart rate through frequency transformation. The method and the system are easy to setup fully an automatic contact-free measurement of multiple persons' heart rates at a time, and applicable in multiple regions of human body for heart rate measurement such as head and neck, arm, and palm regions. | 1. A method for contact-free heart rate measurement, comprising: capturing a pattern information;judging at least one pixel being a skin-like point in the pattern information to output a flag value, and to obtain a color value corresponding to the pixel in the pattern information;determining the region of at least one target to be measured from the skin-like points to obtain a pixel information of the at least one target;calculating statistics on targets in a single picture in the pattern information to obtain at least one color value of at least one target region;obtaining a motion track of at least one target according to a space relation or appearance similarity between the at least one target region at multiple time points;taking statistics on the pixel information at multiple time points, to transform the pixel information into frequency domain to obtain signal distribution bands and magnitude thereof; andcalculating a heart rate represented by a band according to a time interval between adjacent pictures in the pattern information. 2. The method for contact-free heart rate measurement according to claim 1, wherein the pattern information has videos or images of at least one human skin region of at least one person, the pattern information is obtained from at least one image captured from a picture, at least one opened video file, at least one connected video stream, at least one image shot by a camera, or at least one image shot by a handheld device or tablet PC; and the pattern information are stored in at least one readable device in a time sequence. 3. The method for contact-free heart rate measurement according to claim 2, wherein the readable device is a memory; and the format of the pattern information is red, green and blue (RGB), luminance, chrominance and chroma (YUV), or hue, saturation and value (HSV). 4. The method for contact-free heart rate measurement according to claim 1, wherein the skin-like points are detected according to a skin probability lookup table trained by neural networks. 5. The method for contact-free heart rate measurement according to claim 1, wherein adjacent skin-like points are labeled with the same label to form a region according to the flag value and a connected component labeling method, a region with an excessively large or small area is filtered according to a preset threshold, and a region that meets the preset threshold is regarded as a target. 6. The method for contact-free heart rate measurement according to claim 1, wherein at least one region of interest is defined, the skin-like points that are located in the region of interest range is a target. 7. The method for contact-free heart rate measurement according to claim 1, wherein the color values of skin-like points are calculated according to the following equation:uti=1nti∑(pts×δ),whereδ={1ifxts∈Rti0else.,,wherein, t is a time point, i is a target region index, uti is the obtained color value, Rti is a target region obtained by tar... | INDUSTRIAL TECHNOLOGY RESEARCH INSTITUTE | A61B006/00 A61B005/024
US20130096415 | A1 | 2013-04-18 | METHOD TO DETERMINE SODIUM VALUES DESCRIBING THE CONTENT OF 23NA+, AND LOCAL COIL FOR USE IN SUCH A METHOD | 2012-10-04 | In a method to determine at least one sodium value describing the 23Na+ content in at least one region of interest in a target region in the body of a patient, at least one sodium image data set of the target region is acquired with a magnetic resonance imaging device using sodium-23 imaging, the sodium image data set including image data dependent on the occurrence of sodium. The at least one region of interest is defined for which the sodium value is to be determined in the sodium image data set. The sodium value is determined by comparison of the image data in the region of interest with reference image data of at least one subject with a defined 23Na+ content, the reference image data having been acquired with the same sequence. A local coil can be used to implement the method that has a phantom integrated therein that allows the sodium image data set and the reference image data to be acquired together. | 1. A method to determine at least one sodium value describing 23N+ content in at least one region of interest in a target region in the body of a patient, comprising: operating a magnetic resonance data acquisition unit with a sequence configured for sodium-23 imaging sequence to acquire at least one sodium image data set of a target region of the body of a patient in the magnetic resonance data acquisition unit, said at least one sodium image data set comprising image data dependent on a presence of sodium in said target region;in a computerized processor, defining at least one region of interest for which a sodium value is to be determined in said sodium image data set; andproviding said processor with reference image data also acquired using said sequence configured for sodium-23 imaging sequence and, in said processor, determining said sodium value by comparing image data in said at least one sodium image data set, that represent a region of interest within said target region, with said reference image data. 2. A method as claimed in claim 1 comprising generating said reference image data by placing a phantom in said magnetic resonance data acquisition unit and acquiring said reference image data from said phantom together with acquisition of said at least one sodium image data set from said target region. 3. A method as claimed in claim 2 comprising integrating said phantom with a local coil and using said local integrated with said phantom to acquire said at least one sodium image data set. 4. A method as claimed in claim 2 comprising placing said phantom in said magnetic resonance data acquisition unit immediately adjacent to said target region when said at least one sodium image data set and said reference image data are being acquired. 5. A method as claimed in claim 4 comprising identifying skin in said target region, as said region of interest, from a position of the skin in said target region relative to said phantom. 6. A method as claimed in claim 2 comprising providing said phantom with a plurality of containers or receptacles respectively for materials having respectively different N+ content. 7. A method as claimed in claim 6 comprising filling at least one of said containers or receptacles with a material selected from the group consisting of a sodium chloride solution and NaCl in 5% agarose. 8. A method as claimed in claim 6 comprising providing said phantom with at least four of said containers or receptacles, and respectively filling said at least four containers or receptacles with at least four different materials having respective Na+ contents that, in succession, equidistantly differ from each other with regard to said Na+ content. 9. A method as claimed in claim 8 comprising employing, as said at least four materials, materials respectively with 10, 20, 30 and 40 mM NaCl. 10. A method as claimed in claim 8 comprising employing, as said at least four materials, materials respectively with 0, 20, 40 and 60 mM NaCl... | - | A61B005/145 A61B005/00 A61B005/055
US09161722 | B2 | 2015-10-20 | Technique for remanufacturing a medical sensor | 2011-09-07 | Remanufactured medical sensors and methods for remanufacturing used medical sensors are provided. Such a remanufactured sensor may include certain components from a used medical sensor and certain new components. For example, a remanufactured regional oximetry sensor may include a padding layer, an emitter and a pair of detectors, a flexible circuit coupled to the emitter and detectors, and a patient-contacting adhesive layer. The flexible circuit, the emitter, the first detector, the second detector, or any combination thereof, are from a used medical sensor, and the padding layer, the patient-contacting adhesive layer, or a combination thereof, are new. | 1. A method of remanufacturing a used medical sensor, comprising: obtaining the used medical sensor, the used medical sensor comprising: a used padding layer;a used flexible circuit secured to the used padding layer and comprising a plurality of conductors disposed on a flexible substrate;a used emitter electrically coupled to the flexible circuit and adapted to transmit light into a patient tissue;a used first detector coupled to the used flexible circuit and configured to detect a first portion of light passing through the patient tissue;a used second detector coupled to the used flexible circuit and configured to detect a second portion of light passing through the patient tissue; anda used patient-contacting adhesive layer attached to the used padding layer;removing the used patient-contacting adhesive layer from the used padding layer by trimming away a portion of the used padding layer, the used padding layer comprising a used interior foam layer disposed between the used flexible circuit and the used patient-contacting adhesive layer;retaining a remaining portion of the used interior foam layer;laminating a new patient-contacting adhesive layer against the remaining portion of the used interior foam layer; andpackaging a remanufactured version of the used medical sensor. 2. The method of claim 1, comprising replacing a used memory unit disposed within a used connector of the used medical sensor with a new memory unit, wherein the new memory unit has substantially the same programming as the used medical sensor, or is configured to emulate the operation of the used memory unit. 3. The method of claim 1, comprising coupling a used memory unit disposed within a used connector of the used medical sensor with an adapter configured to manipulate a time-out functionality of the used memory unit to enable the continued operation of the sensor. | COVIDIEN LP | A61B005/1455 A61B005/00
US08686863 | B2 | 2014-04-01 | System and process for detecting a febrile condition | 2012-11-26 | The invention is directed to a system and process for estimating a core body temperature of a human subject. The system includes mount, a body, and a heat trap having a temperature sensor. The mount is operable to secure the device to a toilet or adjacent surface. The body houses a microprocessor. The heat trap is distal to the body and is shaped to receive a liquid stream and contain the thermal energy therein. The heat trap comprises a low thermally conductive material. The temperature sensor is in communication with the microprocessor. The temperature sensor is associated with the heat trap and disposed proximate a surface of said heat trap, wherein the liquid stream is directed across said temperature sensor. The system optionally incorporates a process and memory to store input of the temperature sensor and associate the input with a person, compare the input to historical records for a person, and determine a febrile condition for the person based on the input. | 1. A device for estimating a core body temperature of a user, the device comprising: a heat trap shaped to receive a liquid stream and contain the thermal energy therein;said heat trap comprising low thermally conductive material;a temperature sensor in communication with a microprocessor, said temperature sensor associated with said heat trap and disposed proximate a surface of said heat trap, wherein said liquid stream is directed across said temperature sensor;wherein said heat trap comprises a sidewall including an upper section having an opening and a lower section having an outlet, said sidewall defining a perimeter around an enclosing the region, said enclosed region defining a passage for said liquid stream; andwherein said opening has a greater width than said outlet. 2. A device for estimating a core body temperature of a user, the device comprising: a heat trap shaped to receive a liquid stream and contain the thermal energy therein;said heat trap comprising low thermally conductive material;a temperature sensor in communication with a microprocessor, said temperature sensor associated with said heat trap and disposed proximate a surface of said heat trap, wherein said liquid stream is directed across said temperature sensor;said heat trap comprises a strip having a curvilinear cross-profile, said strip including a downwardly depending section adjacent to an upwardly depending section, said adjacent sections defining a partial perimeter and presenting a channel for said liquid stream. 3. A device for estimating a core body temperature of a user, the device comprising: a heat trap shaped to receive a liquid stream and contain the thermal energy therein;said heat trap comprising low thermally conductive material;a temperature sensor in communication with a microprocessor, said temperature sensor associated with said heat trap and disposed proximate a surface of said heat trap, wherein said liquid stream is directed across said temperature sensor;said heat trap comprises a strip including a downwardly depending section having at least one ridge rising from its surface, said ridge operable to alter liquid flow rate. 4. The device of claim 1, wherein said heat trap includes a thermally reflective surface. 5. The device of claim 1, wherein said heat trap further comprises a heat reflective surface. 6. The device of claim 1, wherein said heat trap further comprises a hydrophilic surface. 7. The device of claim 1, further comprising a second heat trap. 8. The device of claim 7, wherein said second heat trap is configured for selective distal placement relative to the first heat trap. 9. The device of claim 1, further comprising an alternately configured heat trap. 10. The device of claim 1, further comprising a processor and database configured to receive temperature input from said temperature sensor and associate said temperature input with a person. 11. The system of claim 1 further comprising an identity system. 12. The system o... | - | G08B023/00
US08968209 | B2 | 2015-03-03 | Methods and systems for hearing tests | 2011-09-30 | An apparatus, system, and method for hearing tests are disclosed. In one embodiment, the method determines a set of candidate audiograms for a user. In one embodiment, the method includes estimating the slope of hearing level of a user. The method also includes estimating a pure tone average for the user based on the answers of the user to a questionnaire. The gender of the user is also determined. The gender, estimated slope, estimated pure pone average of the user are used to estimate the most possible audiograms from a set of predetermined candidate audiograms. A hearing aid is programmed based on the estimated audiograms for the user. The programmed hearing aid has several settings, each based on the estimated audiograms, for the user to choose from. | 1. A method comprising: presenting, by a sound card, a first stimulus signal at a first frequency and a second stimulus signal at a second frequency to a user, the first frequency and the second frequency in a human audible frequency range;receiving adjustments, from a user interface operated by the user, to the first stimulus signal and the second stimulus signal to adjust an intensity of the first stimulus signal and the second stimulus signal;determining, by a processor, a first hearing threshold and a second hearing threshold based on the adjustments to the first stimulus signal and the second stimulus signal;calculating, by the processor, the difference between the first hearing threshold and the second hearing threshold to yield a user threshold difference;asking questions to the user from a questionnaire;receiving questionnaire answers from the user;calculating, with the processor, a user predicted pure tone average based on received questionnaire answers;receiving, with the processor, a user age;receiving, with the processor, a user gender;creating, by the processor, a set of candidate audiograms, where each audiogram in the set of candidate audiograms has an associated threshold difference comprising the difference between the first hearing threshold and the second hearing threshold, an associated predicted pure tone average, an associated age, and an associated gender;comparing, with the processor, the user threshold difference, the user predicted pure tone average, the user age, and the user gender, to the associated threshold difference, the associated predicted pure tone average, the associated age, and the associated gender associated with one or more audiograms in the set of candidate audiograms; andselecting, with the processor, a correlated audiogram from the set of candidate audiograms whose associated threshold difference, associated predicted pure tone average, associated age, and associated gender are most closely correlated to the user threshold difference, the user predicted pure tone average, the user age, and the user gender. 2. The method of claim 1, where the first frequency is 2 kHz and the second frequency is 4 kHz. 3. The method of claim 1, wherein determining the hearing thresholds comprises: (a) determining a first lowest level of a stimulus signal that the user can hear;(b) determining a second lowest level of the stimulus signal that the user can hear;(c) determining whether a difference between the first lowest level and the second lowest level is within a predetermined range; and(d) if the difference is within the predetermined range, calculating the hearing threshold, wherein the hearing threshold is based on the average of the first lowest level and the second lowest level; and(e) if the difference is out of the predetermined range, repeating the steps (a), (b), (c) and (d). 4. The method of claim 1, where calculating the difference between the first hearing threshold and the second hearing threshold furth... | Unitedheath Group Incorporated | A61B005/00 A61B005/12
US20130085376 | A1 | 2013-04-04 | MEDICAL IMAGING METHOD AND A SYSTEM TO SYNCHRONIZE A BREATHING COMMAND WITH THE PATIENT'S BREATHING CYCLE | 2012-09-26 | In a medical imaging method to synchronize a breathing command with a breathing cycle of a patient breathing parameters of a breathing cycle of the patient are detected, a reconstructed breathing cycle of the patient is reconstructed using the detected breathing parameters, a breathing command is generated in coordination with a medical imaging measurement, and the breathing command is automatically emitted as an output to the patient. | 1. A medical imaging method comprising: detecting breathing parameters of a breathing cycle of a patient with a breathing parameter detection device;supplying said breathing parameters from said breathing parameter detection device to a processor and, in said processor, automatically reconstructing a reconstructed breathing cycle of the patient using the detected breathing parameters;in said processor, generating a breathing command coordinated with a medical imaging measurement to be performed on the patient, based on the reconstructed breathing cycle; andautomatically emitting said breathing command in humanly perceptible form to the patient as an output from said processor and operating a medical imaging system in coordination with said breathing command to acquire a medical image of the patient. 2. A medical imaging method as claimed in claim 1 comprising automatically emitting said breathing command from said processor after manually entering a start signal into said processor. 3. A medical imaging method as claimed in claim 1 comprising emitting said output of said breathing command from said processor based on an average breathing cycle, as said reconstructed breathing cycle. 4. A method as claimed in claim 3 comprising generating said average breathing cycle as an average of at least two breathing cycles of the patient, represented by said breathing parameters. 5. A medical imaging system comprising: a breathing parameter detection device configured to detect breathing parameters of a breathing cycle of a patient with;a processor supplied with said breathing parameters from said breathing parameter detection device, said processor being configured to automatically reconstruct a reconstructed breathing cycle of the patient using the detected breathing parameters;said processor being configured to generate a breathing command coordinated with a medical imaging measurement to be performed on the patient, based on the reconstructed breathing cycle; andsaid processor being configured to automatically emit said breathing command in humanly perceptible form to the patient as an output from said processor. 6. A medical imaging system as claimed in claim 5 wherein said processor is configured to automatically generating a human speech command as said output. 7. A medical imaging system as claimed in claim 6 wherein said processor comprises an input unit configured to allow manual input of a start signal to said processor for emitting said automated speech command. 8. A medical imaging system as claimed in claim 5 wherein said processor is configured to generate an average breathing cycle of the patient, as said reconstructed breathing cycle, from said breathing parameters. | - | A61B005/055 A61B005/00
US08398563 | B2 | 2013-03-19 | Method and apparatus for hair cell stimulation using acoustic signals | 2008-02-05 | A method for hair cell stimulation includes determining a frequency band corresponding to damaged hair cell region in accordance with a preset algorithm, determining the frequency band corresponding to the damaged hair cell region as a target frequency band, and outputting an acoustic signal with given intensity to the target frequency band so as to stimulate the damaged hair cell region. The method treats hearing loss by acoustic signal. | 1. A method for cochlear hair cell stimulation using acoustic stimulation, the method comprising: (a) determining with a hearing diagnosis section of a hair cell stimulation apparatus, a frequency band corresponding to a damaged hair cell region by outputting a cochlear model interface that includes hair cell region images divided with 1/k octave resolution, wherein the k is a positive integer of above 2, and when a user selects at least one of the hair cell region images, outputting a diagnostic acoustic signal with a frequency band corresponding to the selected hair cell region image and determining a hearing threshold using a user's response information from the output diagnostic acoustic signal;(b) determining with a stimulation region detecting section of the hair cell stimulation apparatus, a target frequency band corresponding to the damaged hair cell region; and(c) outputting with a stimulation treatment section of the hair cell stimulation apparatus, a stimulating acoustic signal to the target frequency band at a preset intensity to stimulate the damaged hair cell region, wherein the preset intensity is determined by the hearing threshold of the damaged hair cell region,wherein the stimulating acoustic signal is at least one of amplitude modulated tone, frequency modulated tone, pulse tone, continuous tone, and amplitude modulated narrowband noise, or combination of the tones and the noise. 2. The method of claim 1, wherein in case that the damaged hair cell region is plural, a frequency band range corresponding to hair cell regions located continuously among the damaged hair cell regions is determined as the target frequency band in the step (b). 3. The method of claim 1, wherein in case that the target frequency band is plural, acoustic signals corresponding to the target frequency bands are outputted in order of damage severity or randomly in the step (c). 4. The method of claim 1, wherein in case that the target frequency band is plural, acoustic signals corresponding to the target frequency bands are outputted simultaneously in the step (c). 5. The method of claim 1, wherein the k is a positive integer of 3 to 24. 6. The method of claim 1, wherein a frequency band of a hair cell region of which hearing threshold is higher than a preset reference value is determined as the target frequency band in the step (b), and wherein the method further comprises:(d) outputting an hair cell region image corresponding to the determined target frequency band, wherein the outputted hair cell region image is visualized. 7. The method of claim 6, wherein in the step (c), the acoustic signal is outputted with an intensity higher approximately by 3 dB to 20 dB than the hearing threshold. 8. The method of claim 1, further comprising: in case that the type of the acoustic signal is an amplitude modulated tone, outputting a hair cell region image corresponding to the frequency band of the amplitude modulated tone, wherein amplitude variation of the... | Earlogic Korea, Inc. | A61B005/00 A61N001/00
US08428689 | B2 | 2013-04-23 | Image guided therapy | 2008-06-04 | A therapeutic system includes a therapy module to direct a therapeutic action, e.g. focused ultrasound or RF energy to a target. An imaging module, such as a magnetic resonance examination system, generates image information of a therapy region that includes the target. By way of a motion analysis module, a motion vector field is derived from the image information of the therapy region. A control module controls the therapy module based on the motion vector field. For example, based on t the motion vector field, an accurate temperature distribution is derived from magnetic resonance signals and the motion vector field. Also magnetic resonance elastography data may be employed to improve the accuracy of the temperature distribution. | 1. A therapeutic system comprising: a therapy transducer configured to direct a therapeutic action to a target;a magnetic resonance (MR) imager configured to generate image information of a therapy region that includes the target;a motion analysis processor configured to derive a motion vector field from the image information of the therapy region; anda controller configured to control the therapy transducer based on the motion vector field,wherein the MR imager is configured to acquire MR signals from the therapy region, and to derive the image information from the magnetic resonance signals; andwherein the controller includes a thermography unit configured to derive a temperature distribution of the therapy region from the magnetic resonance signals, taking the motion vector field into account. 2. The therapeutic system as claimed in claim 1, wherein the motion analysis processor is further configured to derive the motion vector field from representations of markers disposed on an invasive instrument in the therapy region. 3. The therapeutic system as claimed in claim 1, wherein the motion vector field represents at least one of displacement, orientation, and deformation of the therapy region. 4. The therapeutic system as claimed in claim 1 wherein the controller is further configured to: distinguish at least a portion of the therapy region to be avoided; andadjust the therapeutic action based on information about at least one of target motion and deformation such that the therapeutic action remains locally restricted to the target and avoids the distinguished portion. 5. The therapeutic system as claimed in claim 1 wherein the MR imager is formed by a magnetic resonance system configured to perform MR elastography, in order to derive image information representing visco-elasticity properties of tissue of the therapy region, and wherein the thermography unit is configured to take the visco-elastic properties into account in a temperature distribution of the therapy region. 6. A therapeutic system comprising: a therapy transducer configured to direct a therapeutic action to a target;a magnetic resonance (MR) imager configured to generate image information of a therapy region that includes the target;a motion analysis processor to derive a motion vector field from the image information of the therapy region; anda controller configured to control the therapy transducer based on the motion vector field,wherein the MR imager is configured to perform MR elastography to derive image information representing visco-elasticity properties of tissue of the therapy region; andwherein the motion analysis processor is further configured to derive the motion vector field also based on the visco-elasticity properties. 7. A non-transitory computer readable medium comprising computer instructions which, when executed by a processor, configure the processor to: direct a therapeutic action to a target;generate image information of a therapy region that includ... | Koninklijke Philips Electronics N.V. | A61B005/00
US08400164 | B2 | 2013-03-19 | Calibration and compensation for errors in position measurement | 2009-11-03 | Methods and systems method for sensing a position of an object in a body include positioning a probe in the body, making measurements of mapping electrical currents passing between at least a first electrode on the probe and a plurality of second electrodes on a surface of the body, calibrating the measurements so as to compensate for one or more non-ideal features of the measurements including effects of system-dependent electrical coupling to one or more devices other than the first electrode and the second electrodes, and computing the position of the probe in the body using the calibrated measurements. | 1. A method for sensing a position of an object in a body, comprising the steps of: positioning a probe in the body;making measurements of mapping electrical currents passing between at least one first electrode on the object and a plurality of second electrodes on a surface of the body;calibrating the measurements so as to compensate for one or more non-ideal features of the measurements including effects of system-dependent electrical coupling to one or more medical devices other than the first electrode and the second electrodes; andcomputing the position of the probe in the body using the calibrated measurements. 2. The method according to claim 1, wherein calibrating the measurements comprises calculating the effects of system-dependent electrical coupling, and calculating mapping generator-induced crosstalk. 3. The method according to claim 2, wherein calculating the effects of system-dependent electrical coupling is performed prior to positioning the probe in the body, and comprises the steps of: providing respective patch measurement circuits to determine respective portions of the mapping electrical currents passing through the second electrodes;electrically bypassing the patch measurement circuits using a switch; andthereafter determining respective crosstalk signals experienced by the second electrodes using the patch measurement circuits. 4. The method according to claim 3, wherein determining respective crosstalk signals comprises determining for each of the second electrodes phases between currents and voltages experienced therein, the currents and voltages being coupled from transmitters connected respectively to the at least one first electrode. 5. The method according to claim 2, wherein the one or more medical devices comprise an ablator linked to the probe, and a third electrode on the surface of the body, wherein calibrating the measurements comprises calculating respective leakage currents flowing in a path extending from the at least one first electrode through the ablator and the third electrode to the second electrodes, and wherein computing the position is performed while the ablator is linked to the body and to a generator of one of the mapping electrical currents. 6. The method according to claim 5, wherein calculating respective leakage currents comprises: disconnecting the ablator from the probe;determining an ablator leakage current passing from the generator of one of the mapping electrical currents through the ablator and the third electrode; andcalculating a relation between the ablator leakage current and the mapping electrical currents at respective working frequencies of the mapping electrical currents. 7. The method according to claim 5, wherein calculating respective leakage currents comprises: disconnecting the ablator from the probe;determining an ablator leakage current passing from the generator of one of the mapping electrical currents through the ablator and the third electrode; anddetermining res... | Biosense Webster, Inc. | G01R035/00 A61B005/05
US08424524 | B2 | 2013-04-23 | Method and apparatus for producing an average signal characteristic profile from cyclically recurring signals | 2005-12-02 | A method and apparatus for providing an average signal characteristic profile derived from signals obtained from different cycles of a cyclically recurring physiological phenomenon. A signal produced from first and second cycles of the physiological phenomenon is sampled at a series of data points to obtain second physiological property values at the data points. The change in the second physiological property values for the first cycle signal between a pair of successive data points and the change in the second physiological property values for the second cycle signal between the same pair of successive data points are determined and averaged. The average change amount is applied to a value of the average signal characteristic profile at one of the pair of successive data points to produce a new second physiological property value for the average signal characteristic profile at the other of the data points of the pair. | 1. A method for providing an average signal characteristic profile relating first and second physiological properties, the average signal characteristic profile being derived from signals obtained from different cycles of a cyclically recurring physiological phenomenon, said method comprising the steps of: (a) sampling the signal produced from a first cycle of the physiological phenomenon at a series of data points of a first physiological property to obtain second physiological property values of the first cycle signal at the data points;(b) sampling the signal produced from a second cycle of the physiological phenomenon at a series of data points corresponding to those of the first series of data points to obtain second physiological property values of the second cycle signal at the data points;(c) determining the change in the second physiological property values for the first cycle signal between a pair of successive data points including a first data point and a second data point;(d) determining the change in the second physiological property values for the second cycle signal between the same pair of successive first and second data points;(e) averaging the determined amount of change of only the cycle signals having second physiological property values at both of the pair of successive first and second data points to produce an average change amount between the successive first and second data points;(f) utilizing only the change in the second physiological property of the first or second cycle signals having the second physiological property value at both of the pair of successive data points as the average change amount when the other of the first and second cycle signals does not have the second physiological property value at both of the pair of successive data points; and(g) adding the average change amount to a value of the average signal characteristic profile at the first of the pair of successive data points to produce a new second physiological property value for the average signal characteristic profile at the second of the data points of the pair of successive data points. 2. A method according to claim 1 further defined as repeating steps (c), (d), (e), (f) and (g) for at least one additional pair of data points to provide at least one additional new second physiological property value for the average signal characteristic profile. 3. A method according to claim 1 further including the steps of: sampling the signal produced from at least one additional cycle of the physiological phenomenon in the manner described in step (b); determining the change in the physiological phenomenon values in the additional cycle signal between the pair of successive data points; averaging the amounts of change in the sampled cycle signals to produce an average change amount for the successive data points; and applying the average change amount to a value of the average signal characteristic profile in the manner described in step (g). 4. A me... | General Electric Company | A61M011/00 A61M016/00 A61B005/02 A61B005/08
US08388545 | B2 | 2013-03-05 | System, method and apparatus for measuring blood flow and blood volume | 2006-01-18 | A method of calculating blood flow in an organ of a subject using output radiofrequency signals transmitted to the organ and input radiofrequency signals received from the organ, the method comprises determining a phase shift of the input radiofrequency signals relative to the output radiofrequency signals and using the phase shift to calculate the blood flow in the organ. | 1. A system for measuring blood flow in an organ of a subject, the system comprising: a radiofrequency generator configured to generate output radiofrequency signals;a plurality of electrodes, designed to be connectable to the skin of the subject, said electrodes being for transmitting said output radiofrequency signals to the organ and for sensing input radiofrequency signals of the organ; anda signal processing unit configured to determine a phase shift of said input radiofrequency signals relative to said output radiofrequency signals, and to calculate the blood flow in the organ using a linear relationship between said phase shift and the blood flow. 2. The system of claim 1, wherein said signal processing unit comprises an envelope elimination unit designed and configured to reduce or eliminate amplitude modulation of said input radiofrequency signals so as to provide input radiofrequency signals of substantially constant envelope. 3. The system of claim 2, wherein said envelope elimination unit is designed and configured to maintain a phase modulation of said input radiofrequency signals. 4. The system of claim 2, wherein said envelope elimination unit comprises a limiter amplifier. 5. The system of claim 1, wherein said signal processing unit comprises: a mixer, electrically communicating with said radiofrequency generator and at least a portion of said plurality of electrodes, said mixer being designed and configured to mix said output radiofrequency signals and said input radiofrequency signals, to provide a mixed radiofrequency signal being indicative of the blood flow; andelectronic circuitry configured to filter out a portion of said mixed radiofrequency signal so as to substantially increase a signal-to-noise ratio of a remaining portion of said mixed radiofrequency signal. 6. The system of claim 5, wherein said mixer is operable to provide a radiofrequency sum and a radiofrequency difference. 7. The system of claim 6, wherein said electronic circuitry comprises a low pass filter configured to filter out said radiofrequency sum. 8. The system of claim 5, wherein said electronic circuitry comprises an analog amplification circuit configured to amplify said remaining portion of said mixed radiofrequency signal. 9. The system of claim 5, wherein said electronic circuitry comprises a digitizer configured to digitize said remaining portion of said mixed radiofrequency signal. 10. The system of claim 5, wherein said electronic circuitry is designed and constructed so as to minimize sensitivity of said input radiofrequency signals to impedance differences between said plurality of electrodes and the organ of the subject. 11. The system of claim 10, wherein said electronic circuitry comprises at least one differential amplifier characterized by an impedance being substantially larger than said impedance differences between said plurality of electrodes and the organ of the subject. 12. The system of claim 5, further comprising a da... | Cheetah Medical, Inc. | A61B005/02
US08389226 | B2 | 2013-03-05 | Methods and compositions for diagnosis, stratification, and monitoring of alzheimer's disease and other neurological disorders in body fluids | 2011-02-18 | The inventors have discovered a collection of proteinaceous biomarkers (“AD biomarkers) which can be measured in peripheral biological fluid samples to aid in the diagnosis of neurodegenerative disorders, particularly Alzheimer's disease and mild cognitive impairment (MCI). The invention further provides methods of identifying candidate agents for the treatment of Alzheimer's disease by testing prospective agents for activity in modulating AD biomarker levels. | 1. A method of aiding diagnosis of Alzheimer's disease (“AD”), comprising: obtaining a blood sample from a human individual;comparing normalized measured levels of a group of at least 4 AD diagnosis biomarkers from the individual's blood sample to a reference level of each AD diagnosis biomarker;wherein the group of AD diagnosis biomarkers comprises BDNF, PDGF-BB, Leptin and RANTES;wherein the reference level of each AD diagnosis biomarker comprises a normalized measured level of the AD diagnosis biomarker from one or more blood samples of human individuals without AD; andwherein levels of AD diagnosis biomarkers less than the reference level of each AD diagnosis biomarker indicate a greater likelihood that the individual suffers from AD. 2. The method of claim 1, wherein a level of BDNF decreased at least 30% compared to the reference level indicates a greater likelihood that the individual suffers from AD. 3. The method of claim 1, wherein a level of PDGF-BB decreased at least 90% compared to the reference level indicates a greater likelihood that the individual suffers from AD. 4. The method of claim 1, wherein a level of Leptin decreased at least 30% compared to the reference level indicates a greater likelihood that the individual suffers from AD. 5. The method of claim 1, wherein a level of RANTES decreased at least 15% compared to the reference level indicates a greater likelihood that the individual suffers from AD. 6. The method of claim 1, wherein a level of BDNF decreased at least 30% compared to the reference level, a level of PDGF-BB decreased at least 90% compared to the reference level, a level of Leptin decreased at least 30% compared to the reference level, and a level of RANTES decreased at least 15% compared to the reference level indicates a greater likelihood that the individual suffers from AD. | - | G01N033/567 G01N033/48 G01N031/00 A61B005/00
US08423108 | B2 | 2013-04-16 | Device and system that identifies cardiovascular insufficiency | 2010-03-15 | A system and method for identifying volume status of a patient are disclosed. A pulse density signal is recorded from the patient. The pulse density signal is filtered to capture a respiration sampling period and a plurality of cardiac cycles occurring during the respiration sampling period. Mean pulse pressure and peak blood flow velocity for the respiration sampling period are calculated and are used as indices of volume status of the patient. | 1. A computer-assisted method for identifying a volume status of a patient, the method comprising: administering a cardiovascular preload to the patient; continuously recording, prior to, during, and after the step of administering the cardiovascular preload to the patient, a pulse density signal from a non-invasive transducer transmitting data from the patient;applying, using a processor, a first filter to the pulse density signal to identify a first respiration sampling period recorded prior to the step of administering the cardiovascular preload and a second respiration sampling period recorded after the step of administering the cardiovascular preload;applying, using the processor, a second filter to the pulse density signal to identify a first plurality of cardiac cycles occurring during the first respiration sampling period and a second plurality of cardiac cycles occurring during the second respiration sampling period; andcalculating, using the processor, a variation of the pulse density signal before and after the step of administering the cardiovascular preload, wherein the variation is used as an index of the volume status of the patient, wherein the variation is a quotient of a difference between a mean pulse density signal between the second and the first respiration sampling periods to a sum of the mean pulse density signal of the second and the first respiration sampling periods, wherein the mean pulse density signal for each respiration sampling period is a quotient of a sum of a difference between a maximum point on the pulse density signal and a minimum point on the pulse density signal for each cardiac cycle occurring during such respiration sampling period to a total number of cardiac cycles occurring during such respiration sampling period. 2. The method as in claim 1, further comprising calculating a peak blood flow velocity for at least one of the respiration sampling periods, wherein the peak blood flow velocity is a difference between a mean minimum point on the pulse density signal for the at least one of the respiration sampling periods and the mean pulse density signal for the at least one of the respiration sampling periods. 3. The method as in claim 2, further comprising calculating a change in peak blood flow velocity between the first and second respiration sampling periods. 4. The method as in claim 3, further comprising: classifying the change in peak blood flow velocity into a classification system; and translating the classified change in peak blood flow velocity to identify the volume status of the patient. 5. The method as in claim 1, further comprising: classifying the variation of the pulse density signal into a classification system; and translating the classified variation of the pulse density signal to identify the volume status of the patient. 6. The method as in claim 1, further comprising initiating a treatment protocol. 7. A system for identifying a volume status of a patient, the system compris... | Intelomed, Inc. | A61B005/00
US08388532 | B2 | 2013-03-05 | Home diagnostic system | 2006-12-22 | A diagnostic system is disclosed. In one embodiment, the system includes i) an input interface for use by a person to submit user profile data, physical data and psychological data to the system, the physical data representing heart rate, blood pressure, and other biophysical parameters of the person, the psychological data representing quality of life and needs satisfaction and other psychological parameters of the person, ii) an analyzer for processing the physical data and psychological data to generate risk profile data based on criteria data for conditions and iii) an output interface for providing risk profile displays using the risk profile data to present for the person risk levels associated with the conditions. | 1. A diagnostic computer system, comprising: a processor implemented with a software-controlled computer, dedicated hardware circuits, or a combination of a software-controlled computer and dedicated hardware circuits, the processor being configured to:(i) generate an input interface to receive user profile data, physical data and psychological data from a user, the user profile data including attributes with resource level data for the user, the physical data including at least one of heart rate, blood pressure, and other biophysical parameters of the user, and the psychological data including at least some basic needs satisfaction inventory (BNSI) parameters of the user;(ii) process the physical data and psychological data to generate metric data including parameters for comparison against criteria data for conditions, the metric data representing satisfaction scores for BNSI categories obtained using the BNSI parameters;(iii) generate risk profile data using the user profile data, the parameters, the metric data, and the criteria data;(iv) generate recommendation data based on the user profile data, the parameters, the metric data, and the criteria data, the recommendation data representing recommendations for the user relating to the conditions and including activity data representing different activities to be performed by the user, the activity data being generated for each BNSI category based on said satisfaction scores by: (a) retrieving all activities for the BNSI category for consideration;(b) generating a difference value for each of the attributes of the user by comparing the attributes of the user with corresponding attributes of each of the retrieved activities; and(c) selecting a subset of the retrieved activities as at least one of the different activities based on the difference values generated; and(v) generate an output interface to provide a risk profile based on the risk profile data and the recommendation data, the risk profile presenting to the user risk levels associated with the conditions and recommendations based on the recommendation data, the recommendations including an activity recommendation to address at least one psychological condition. 2. A diagnostic system as claimed in claim 1, further comprising: a diagnostic kit including diagnostic equipment for use by the user to obtain the physical data. 3. A diagnostic system as claimed in claim 1, wherein the other biophysical parameters include at least one of: (i) body mass index (BMI) parameters;(ii) a waist circumference parameter;(iii) a triglycerides (TG) parameter;(iv) a cholesterol parameter;(v) a fasting glucose (FG) parameter; and(vi) a heart rate parameter. 4. A diagnostic system as claimed in claim 3, wherein the conditions relate to unsatisfactory levels of the parameters as determined by the criteria data, and the conditions include metabolic syndrome. 5. A diagnostic system as claimed in claim 1, wherein the psychological parameters include health r... | Lachesis Biosciences Pty Ltd | A61B005/00
US08394036 | B2 | 2013-03-12 | Method and apparatus for determining the angular position of an acetabulum in a pelvic bone | 2008-09-22 | In a method for determining the angle of anteversion and/or the angle of inclination of an acetabulum in a pelvic bone, in order to achieve a simplification, a method is proposed, wherein prominent points on the pelvic bone are non-invasively determined, these prominent points are joined by an individual plane, and this individual plane is respectively rotated through predetermined, specific angular magnitudes for the angle of inclination and the angle of anteversion, respectively, and the angle between the rotated individual plane and a main plane of the pelvic bone is determined in order to determine the angle of inclination and the angle of anteversion. | 1. A method for determining an angle of anteversion of an acetabulum in a pelvic bone, comprising: non-invasively determining a position of an anterior superior iliac spine at one side of the pelvic bone,non-invasively determining a position of a posterior superior iliac spine at the one side of the pelvic bone,passing a plane extending perpendicularly to a transverse plane of the pelvic bone through points defined by position data of the anterior superior iliac spine and of the posterior superior iliac spine,rotating the plane about an axis of rotation extending perpendicularly to the transverse plane through a predetermined angular magnitude of 38°, anddetermining an angle between the rotated plane and a frontal plane as an angle of anteversion. 2. A method for determining an angle of inclination of an acetabulum in a pelvic bone, comprising: non-invasively determining a position of an anterior superior iliac spine at one side of the pelvic bone,non-invasively determining a position of pubic symphysis,passing a plane extending perpendicularly to a frontal plane of the pelvic bone through points defined by position data of the anterior superior iliac spine and of the pubic symphysis,rotating the plane about an axis of rotation extending perpendicularly to the frontal plane through a predetermined angular magnitude of 16°, anddetermining an angle between the rotated plane and a sagittal plane as an angle of inclination. 3. The method in accordance with claim 1, wherein the position of the anterior superior iliac spine and of the posterior superior iliac spine is determined by percutaneous palpation. 4. The method in accordance with claim 2, wherein the position of the anterior superior iliac spine and of the pubic symphysis is determined by percutaneous palpation. 5. The method in accordance with claim 1, wherein the position of the anterior superior iliac spine and of the posterior superior iliac spine is determined by an ultrasonic examination. 6. The method in accordance with claim 2, wherein the position of the anterior superior iliac spine and of the pubic symphysis is determined by an ultrasonic examination. 7. An apparatus for determining an angle of anteversion of an acetabulum in a pelvic bone, comprising: a navigation system,a navigated position sensor for prominent points of the pelvic bone, anda data processor which is programmed so as to: calculate from position data of an anterior superior iliac spine at one side of the pelvic bone and from position data of a posterior superior iliac spine at the one side of the pelvic bone, and from position data of a transverse plane of the pelvic bone, an individual plane extending perpendicularly to the transverse plane and passing through the anterior superior iliac spine and said posterior superior iliac spine,rotate this individual plane about an axis of rotation extending perpendicularly to the transverse plane through a predetermined angular magnitude of 38°, anddetermine an angle bet... | Aesculap AG | A61B005/103
US08423112 | B2 | 2013-04-16 | Medical sensor and technique for using the same | 2008-09-30 | According to embodiments, a medical sensor may be configured for use on mucosal tissue. Such a sensor may include a portion that facilitate the application of the sensor to the tissue and a portion that includes the optical components of the sensor. The two portions of the sensor may be reversibly coupled to one another. In embodiments, such sensors may be used to determine patient hematocrit. | 1. A sensor comprising: an attachment portion comprising a curved structure configured to secure the sensor to a patient, wherein the attachment portion comprises a first light pipe configured to direct light into a mucosal tissue of the patient and comprises a second light pipe configured to receive light from the mucosal tissue of the patient; andan optical portion comprising a light emitter and a light detector, wherein the attachment portion is configured to removably couple to the optical portion such that the light emitter is operatively coupled to the first light pipe and the detector is operatively coupled to the second light pipe. 2. The sensor, as set forth in claim 1, wherein a terminus of the first light pipe and a terminus of the second light pipe are spaced about 2 mm to about 2.5 mm from one another. 3. The sensor, as set forth in claim 1, wherein a terminus of the first light pipe and a terminus of the second light pipe are spaced such that the emitted light penetrates the mucosal tissue of the patient with a mean depth of penetration of less than 2 mm. 4. The sensor, as set forth in claim 1, wherein the attachment portion is configured to be nonadhesively applied to the mucosal tissue of the patient. 5. The sensor, as set forth in claim 1, wherein the curved structure comprises a hook configured to attach the sensor to a lip of the patient when the attachment portion is removably attached to the optical portion of the sensor. 6. The sensor, as set forth in claim 1, wherein the optical portion comprises a universal serial bus port. 7. The sensor, as set forth in claim 1, wherein the optical portion comprises an analog to digital converter configured to digitize a signal generated by the detector. 8. The sensor, as set forth in claim 1, wherein the sensor is configured to sense information related to oxygen saturation or hematocrit values. 9. The sensor, as set forth in claim 1, wherein the attachment portion comprises an adhesive portion configured to adhere to the patient's mucosal tissue. 10. The sensor, as set forth in claim 1, wherein the first light pipe and the second light pipe are spaced about 2 mm to about 2.5 mm from one another at a surface of the patient's mucosal tissue. 11. The sensor, as set forth in claim 1, wherein the first light pipe and the second light pipe are spaced such that the emitted light penetrates the patient's mucosal tissue with a mean depth of penetration of less than 2 mm. 12. A medical monitoring system comprising: a medical monitor; anda sensor configured to operatively couple to the monitor, the sensor comprising:an attachment portion configured to be applied to a patient's mucosal tissue, wherein the attachment portion comprises a curved structure configured to secure the sensor to the patient near the patient's mucosal tissue, wherein the curved structure comprises a first light pipe configured to direct light into the patient's mucosal tissue and comprises a second light pipe conf... | Covidien LP | A61B005/1455
US08398583 | B2 | 2013-03-19 | Method and apparatus for extraction of a sample from a sample source | 2010-09-10 | The present invention relate to a method and corresponding apparatus for extraction of a sample from a sample source. A fluid is injected into the sample source and the sample source is vibrated. A sample is withdrawn from the vibrated sample source and the sample source is evaluated by measuring one or more identifying parameters in the withdrawn sample. | 1. An apparatus for extraction of a sample from a sample source, the apparatus comprising: a bi-directional needle-free injector that injects a fluid into the sample source, vibrates the sample source to facilitate withdrawal of the sample from the sample source and withdraws the sample from the sample source; anda sample evaluator that evaluates the sample source as a function of measuring one or more identifying parameters in the withdrawn sample. 2. The apparatus of claim 1 wherein the injector is configured to inject into, vibrate, and withdraw from tissue of a biological body as the sample source. 3. The apparatus of claim 1 wherein the injected fluid is physiological saline. 4. The apparatus of claim 1 wherein the injector is configured to withdraw an extracellular fluid as the sample. 5. The apparatus of claim 1 wherein the one or more identifying parameters include metabolic or proteomic parameters. 6. A method for extraction of a sample from a sample source using the apparatus of claim 1, the method comprising: injecting a fluid into the sample source;vibrating the sample source and withdrawing a sample from the sample source; andevaluating the sample source as a function of measuring one or more identifying parameters in the withdrawn sample. 7. The method of claim 1 wherein the sample source includes tissue of a biological body. 8. The method of claim 1 wherein the injected fluid is physiological saline. 9. The method of claim 1 wherein the withdrawn sample is an extracellular fluid. 10. The method of claim 1 wherein the one or more identifying parameters include metabolic or proteomic parameters. | Massachusetts Institute of Technology | A61B005/00 A61M001/00 A61M005/30
US08414750 | B2 | 2013-04-09 | Subcutaneous glucose electrode | 2010-09-29 | A small diameter flexible electrode designed for subcutaneous in vivo amperometric monitoring of glucose is described. The electrode is designed to allow “one-point” in vivo calibration, i.e., to have zero output current at zero glucose concentration, even in the presence of other electroreactive species of serum or blood. The electrode is preferably layered, with the layers serially deposited within a recess upon the tip of a polyamide insulated gold wire. A first glucose concentration-to-current transducing layer can be overcoated with an electrically insulating and glucose flux limiting layer (second layer) on which, optionally, an immobilized interference-eliminating horseradish peroxidase based film is deposited. An outer layer is preferably biocompatible. | 1. A glucose sensor comprising: a working electrode; anda multilayer membrane complex comprising: an analyte responsive sensing layer disposed on top and in electrical contact with the working electrode, the analyte responsive sensing layer comprising a glucose-specific enzyme, a mediator and a first polymer selected from the group consisting of poly(vinylimidazole) and poly(vinyl pyridine), wherein at least one of the glucose-specific enzyme and the mediator is chemically bonded to the first polymer; anda diffusion-limiting layer comprising a crosslinked second polymer disposed on top and in contact with the analyte responsive sensing layer. 2. The glucose sensor of claim 1, wherein at least one of the glucose-specific enzyme and the mediator is covalently bonded to the first polymer. 3. The glucose sensor of claim 2, wherein at least one of the glucose-specific enzyme and the mediator forms one or more of carbon-carbon, carbon-nitrogen, or metal-carbon covalent bonds with the first polymer. 4. The glucose sensor of claim 2, wherein at least one of the glucose-specific enzyme and the mediator is covalently bonded to the first polymer through a linker moiety. 5. The glucose sensor of claim 2, wherein the mediator is covalently bonded to the first polymer through one or more ligands of the mediator. 6. The glucose sensor of claim 5, wherein the one or more ligands comprises a substituted or unsubstituted heterocyclic nitrogen-containing moiety. 7. The glucose sensor of claim 5, wherein one or more ligands of the mediator are substituents of the first polymer backbone. 8. The glucose sensor of claim 2, wherein the glucose-specific enzyme is covalently bonded to the first polymer through one or more side chains of the enzyme. 9. The glucose sensor of claim 8, wherein the one or more side chains of the glucose-specific enzyme is selected from the group consisting of substituted or unsubstituted amines, alcohols, thiols, phenols, imidazoles, indols, and carboxylic acids. 10. The glucose sensor of claim 9, wherein one or more side chains of the glucose-specific enzyme are substituents of the first polymer backbone. 11. The glucose sensor of claim 1, wherein the first polymer is crosslinked. 12. The glucose sensor of claim 11, wherein at least one of the glucose-specific enzyme and the mediator is crosslinked with the first polymer. 13. The glucose sensor of claim 12, wherein the mediator is crosslinked to the first polymer. 14. The glucose sensor of claim 11, wherein at least one of the glucose-specific enzyme and the mediator is crosslinked with the first polymer through one or more crosslinking agents. 15. The glucose sensor of claim 11, wherein one or more side chains of the glucose-specific enzyme are crosslinked to the first polymer. 16. The glucose sensor of claim 1, wherein the first polymer forms a coordination complex with the mediator. 17. The glucose sensor of claim 16, wherein one or more nitrogen-containing moieties of the ... | Abbott Diabetes Care Inc. | C12M001/00 A61B005/00 C12Q001/00
US08523875 | B2 | 2013-09-03 | Graft caliper marking device | 2011-10-11 | A graft caliper provides for a first member having a first pick at its distal end and its proximal end attached to a handle. A second member of the graft caliper is disposed above the first member and has a second pick at its distal end that extends beyond the first pick. The proximal end of the second member is attached to an adjuster which causes the second member to move from a first position to a second position in order to change a distance the second pick extends beyond the first pick. The graft caliper provides for an indication of at least one metric for describing the distance the second pick extends beyond the first pick and places an identifier on a surface of bone representing the location of a tunnel to be formed through a femur, tibia or any other anatomical structure. | 1. A caliper device for locating a placement of a tunnel to be formed through at least a portion of a bone, comprising: a first member having a distal end comprising a first pick;a second member disposed above the first member, the second member having a distal end comprising a second pick extending beyond the first pick and a proximal end attached to an adjuster, wherein manipulation of the adjuster causes the second member to move from a first position to a second position in order to change a distance the second pick extends beyond the first pick;wherein at least a portion of at least one of the first pick and the second pick are charged with electrical radio frequency, wherein a charged corresponding pick burns a surface of the bone upon contact to create at least a mark indicating the placement of the tunnel to be formed through the bone; andan indication of at least one metric for describing the distance the second pick extends beyond the first pick. 2. The caliper device of claim 1, wherein the manipulation of the adjuster causes the second member to slide over the first member from the first position to the second position while the first pick remains stationary. 3. The caliper device of claim 1, wherein at least one of the first pick and the second pick creates an identifier on a surface of the bone upon contact with the bone, wherein the identifier represents a placement of a center of the tunnel to be formed through the bone. 4. The caliper device of claim 3, wherein the identifier comprises one of: a marking on the surface of the bone, a divot etched into the surface of the bone and a burned portion of the surface of the bone. 5. The caliper device of claim 3, wherein the identifier represents the placement of a center of the tunnel to be formed through one of: at least a portion of the femur and at least a portion of the tibia. 6. A caliper device for locating a placement of a tunnel to be formed through at least a portion of one of a femur and a tibia for ligament reconstructive surgery, comprising: a first member having a distal end comprising a first pick and a proximal end attached to a handle;a second member slidably disposed above the first member, the second member having a distal end comprising a second pick extending beyond the first pick while at least a portion of the first pick is positioned within a human body;wherein at least a portion of at least one of the first pick and the second pick are charged with electrical radio frequency, wherein a charged corresponding pick burns a surface of the bone upon contact to create at least a mark indicating the placement of the tunnel to be formed through the bone;an adjuster adjustably secured to the first member and connected to a proximal end of the second member, wherein manipulation of the adjuster causes the second member to slide from a first position to a second position in order to change a distance the second pick extends from the first pick; andat least one metric d... | Smith & Nephew, Inc. | A61B005/107
US08391956 | B2 | 2013-03-05 | Medical device location systems, devices and methods | 2010-11-18 | Methods, devices and systems for one or both of two- or three-dimensional location of the disposition of a sensor coil in a subject including: an array of electromagnetic drive coil sets, each set having two or three dimensionally oriented drive coils; a sensor coil being electromagnetically communicative with the array of electromagnetic drive coil sets; and, a system controller communicative with and adapted to energize one or more of the electromagnetic coils in the array of electromagnetic drive coil sets, the energizing of the one or more of the electromagnetic coils including one or more of energizing the coils singly, or in pairs of x-y and y-z or x-z coils, or in triplets of x-y-z coils while measuring the response of the sensor coil; whereby the system uses the measurements of the responses of the sensor coil to calculate the location and orientation of the sensor coil relative to said drive coil sets. | 1. A medical device locating system for determining disposition of a sensor coil in a subject, said system comprising: a. an array of three or more triplet drive coil sets, each drive coil set including at least three discrete drive coils, each of the discrete drive coils being electromagnetic coils;b. at least one sensor coil adapted to provide one or more sensor coil response signals;c. a first system component that provides AC drive signals energizing said discrete drive coils; wherein the provision of drive signals includes one or both: (i) sequentially driving one or a pair or a triplet of said discrete drive coils within a triplet drive coil set; and(ii) selectively providing phase inversion of the drive signal to any one, two or three of said discrete drive coils within a triplet drive coil set;d. a second system component for measuring resulting one or more sensor coil response signals, including one or more of sequential single, paired or triplet sensor coil response signals; ande. a computing component for calculating sensor coil disposition in the subject relative to said triplet drive coil sets from one or more measured resulting sensor coil response signals. 2. A system according to claim 1, further comprising a display that shows the disposition of said sensor coil in said subject relative to the array of said triplet drive coil sets. 3. A system according to claim 2, wherein said display displays said disposition of said sensor coil in said subject indicating height, width, and/or depth in said subject relative to the array of said triplet drive coil sets. 4. A system according to claim 2, wherein said display displays said disposition of said sensor coil in said subject indicating orientation angularly as a graphical angle relative to the array of said triplet drive coil sets. 5. A system according to claim 1, wherein said disposition of said sensor coil is provided as the location of said sensor coil in said subject indicating height, width, and/or depth in said subject relative to said triplet drive coil sets. 6. A system according to claim 1, wherein said disposition of said sensor coil is provided as the angular orientation of said sensor coil in said subject relative to said triplet drive coil sets. 7. A system according to claim 1, wherein said computing component calculates the disposition of the sensor coil relative to the respective locations of said triplet drive coil sets using an intersection of spheres. 8. A system according to claim 1, wherein said computing component: calculates sensor coil signal data sets generated from the measured resulting sensor coil response signals;selects optimum sensor coil signal data sets from the calculated sensor coil signal data sets based on the sum of measured squared sensor coil data terms that have relatively higher values;uses said optimum sensor coil data sets in calculating the intersection of spheres to provide the disposition of the sensor coil relative to the respecti... | - | A61B005/05
US08745298 | B2 | 2014-06-03 | Interoperability enhancement that supports connectivity of applications on a medical device | 2011-10-24 | A diabetes management system is provided that supports connectivity of applications residing on a medical device. The diabetes management system includes a medical device that performs a diabetes care function in relation to a patient and a diabetes care management device in data communication with the medical device. The diabetes care management device is comprised generally of a connection management module and at least one application separate from the connection management module. The connection management module is configured to receive an associate request from the medical device and operable to establish a data connection with the medical device in accordance with IEEE standard 11073, such that the applications interacts with the connection management module to communicate via the data connection with the medical device. | 1. A computer-implemented diabetes management system that supports connectivity of applications residing on a medical device, comprising: a medical device that performs a diabetes care function in relation to a patient and stores data pertaining to the function;a diabetes care management device in data communication with the medical device and further includes:a connection management module configured to receive an associate request from the medical device and operable to establish a data connection with the medical device in accordance with IEEE standard 11073;a first application separate from the connection management module and residing on the diabetes care management device, wherein the first application interacts with the connection management module to communicate via the connection with the medical device, wherein the first application acquires a reference to a remotable object from the connection management module and instantiates the remotable object, such that the remotable object exposes methods which allow the first application to communicate with the connection management module; and the diabetes management system further comprises a listing of devices interoperable with the diabetes care management device and accessible to the connection management module, wherein, upon receipt of an associate request, the connection management module queries the listing of devices and establishes the data connection when the associate request is received from a medical device on the listing of devices. 2. The computer-implemented diabetes management system of claim 1 wherein the connection management module operates to disassociate from the medical device when the medical device is not on the listing of devices. 3. The computer-implemented diabetes management system of claim 1 wherein the connection management module receives a registration request from the first application for the data connection with the medical device and registers the data connection for use by the first application. 4. The computer-implemented diabetes management system of claim 3 wherein the connection management module receives messages over the data connection from the medical device and routes the messages to the first application. 5. The computer-implemented diabetes management system of claim 3 further comprises a listing of devices interoperable with the diabetes care management device and accessible to the first application, wherein the first application queries the listing of devices and establishes the data connection when the associate request is received from a medical device on the listing of devices. 6. The computer-implemented diabetes management system of claim 1 wherein the connection management module is configured to receive data over the data connection from the medical device and store the data for subsequent access by a client application in a transient data store accessible to the connection management module. 7. The computer-implemented diabetes ... | Roche Diagnostics Operations, Inc. | G06F013/00
US09307938 | B2 | 2016-04-12 | Controlling transfer of objects affecting optical characteristics | 2012-11-27 | An implantable product such as an article, device, or system can include analyte and non-analyte containers in parts that can be operated as optical cavities. The product can also include fluidic components such as filter assemblies that control transfer of objects that affect or shift spectrum features or characteristics such as by shifting transmission mode peaks or reflection mode valleys, shifting phase, reducing maxima or contrast, or increasing intermediate intensity width such as full width half maximum (FWHM). Analyte, e.g. glucose molecules, can be predominantly included in a set of objects that transfer more rapidly into the analyte container than other objects, and can have a negligible or zero rate of transfer into the non-analyte container; objects that transfer more rapidly into the non-analyte container can include objects smaller than the analyte or molecules of a set of selected types, including, e.g., sodium chloride. Output light from the containers accordingly includes information about analyte. | 1. An article comprising: first and second parts; each of the first and second parts including a respective container and being configured to form an optical device comprising a first light reflective component having a first reflective surface that is at least partially reflective and a second light reflective component having a second reflective surface that is at least partially reflective arranged to face the first reflective surface, the optical device having a light-transmissive region that is at least partially bounded by the first and second reflective surfaces of the light-reflective components, the light-reflective components and the light-transmissive region configured to reflect light more than once across the light-transmissive region, the first light reflective component configured to allow input light to enter the light-transmissive region through the first light reflective surface; and one or both of the first light reflective component and the second light reflective component configured to allow output light to exit the light-transmissive region through the one or both of the first light reflective surface and the second light reflective surface, the optical device having a respective optical spectrum characteristic that can be affected by presence of spectrum-affecting objects in the container; the optical spectrum characteristic providing the output light in response to the input light in a set of optical modes providing higher intensity light in some photon energy subranges relative to light in other photon energy subranges, the modes spaced apart as a function of photon energy, the respective container having a respective set of one or more bounding regions through which objects in fluid can transfer between the container's interior and exterior; andfirst and second fluidic components that control transfer of objects in fluid through the respective bounding regions of the first and second parts, respectively; the first fluidic component permitting transfer of a first set of the spectrum-affecting objects into the light transmissive region of first container at a more rapid rate than spectrum-affecting objects not in the first set; the second fluidic component permitting transfer of a second set of the spectrum-affecting objects into the light transmissive region of the second container at a more rapid rate than spectrum-affecting objects not in the second set; the first and second sets of spectrum-affecting objects both including a shared subset; the first set including a non-shared subset that the second set does not include; objects that are instances of an analyte type being predominantly in the non-shared subset. 2. The article of claim 1, further comprising: a third part that is configured as a reference optical device with a respective optical spectrum characteristic; in operation, spectrum-affecting objects in fluid not transferring into the third part. 3. The article of claim 2 in which the third part is between th... | PALO ALTO RESEARCH CENTER INCORPORATED | A61B005/1455 A61B005/1459 A61B005/145 G01N021/03 G01N021/85 G01N021/39
US10058278 | B2 | 2018-08-28 | Systems and methods for monitoring pressure applied on patients | 2012-10-15 | The systems and methods described herein are directed to monitoring the force or pressure applied to a portion of the human body, including in the neck region of a patient during a medical procedure, such as tracheal intubation, to ensure that the medical personnel are applying the desired level of force, and in regions of bony prominences to monitor and prevent the formation of pressure ulcers or decubitus ulcers. In particular, the systems and methods described herein include piezoresistive elements connected to signal processing circuitry for measuring the force or pressure. | 1. A system for monitoring force applied during a laryngeal manipulation procedure requiring application of force, the system comprising: a first force responsive element, placed on skin of a patient's body, having a property which varies with a force applied by a user on the first force responsive element, the first force responsive element including a force sensitive resistor having: a resistive layer,a conductive layer,a spacer layer positioned between the resistive layer and the conductive layer, andan adhesive layer positioned to attach to a finger of the user while the user is performing the laryngeal manipulation procedure; anda base unit connected to the first force responsive element and having: a memory comprising an association between (i) the laryngeal manipulation procedure and (ii) a threshold level of force for performing the laryngeal manipulation procedure without injuring the patient;circuitry arranged to: i) receive, from the user, a selection of laryngeal manipulation procedure from a menu of a plurality of medical procedures, wherein each of the plurality of medical procedures requires application of force on the patient's body by the user; ii) retrieve from the memory, based on receiving the selection of the laryngeal manipulation procedure, the threshold level of force; iii) determine an amount of the force applied by the user based on a value of the property of the first force responsive element; and iv) generate for display feedback on the amount of force applied by the user via an indication of the amount of the force applied by the user relative to the retrieved threshold level of force, the base unit being a handheld device configured to be monitored by the user while applying the force. 2. The system of claim 1, wherein the conductive layer includes at least two unconnected conductive traces disposed on a flexible substrate, and wherein the resistive layer is disposed over a gap between the at least two unconnected conductive traces. 3. The system of claim 1, wherein the resistive layer is formed from piezoresistive material. 4. The system of claim 1, wherein the system further comprises a second force responsive element physically attached to the first force responsive element. 5. The system of claim 1, wherein the property includes at least one of an electrical property, magnetic property, optical property, physical property, and chemical property. 6. The system of claim 5, wherein the property includes electrical resistance. 7. The system of claim 1, wherein the indication of the amount of the force applied by the user includes one or more light emitting diodes. 8. The system of claim 7, wherein the one or more light emitting diodes are configured to indicate that the amount of the force applied on the first force sensitive resistor is greater than the threshold level of force. 9. The system of claim 1, wherein the base unit includes wireless communication circuitry arranged to transmit data including at le... | ANAESTHESIA ASSOCIATES OF MASSACHUSETTS, P.C. | A61B005/00 A61B001/267 A61B005/103 A61M016/04 G01L001/20
US10105067 | B2 | 2018-10-23 | Method of detecting portal and/or hepatic pressure and a portal hypertension monitoring system | 2012-08-31 | The devices and methods generally relate to vibratable sensors for measuring ambient fluid pressure, in particular implantable sensors. The devices and methods are particularly well-suited to implantation within the body of a living animal or human to monitor physiological conditions, such as portal and/or hepatic venous blood pressure, and allow frequent, remote interrogation of venous pressure using the resonance frequency of an implanted sensor. The sensor devices are relatively small compared to conventional devices for measuring fluid pressure and can be implanted in the porto-hepatic venous system, whereas conventional devices are too large. The small size of the device is accomplished by using a thick sensor membrane, compared to conventional devices, and by limiting the size of additional elements of the device relative to the size of the sensor membrane. The thicker sensor member also obviates the need for multiple sensor arrays and maintains the accuracy and robustness of the sensor device. A data capture, processing, and display system provides a pressure measurement reading, and is particularly well-suited for detecting portal hypertension in patients with liver disorders. | 1. An implantable sensor device for measuring fluid pressure, comprising: a vibratable sensor comprising a chamber and a sensor membrane forming a side of the chamber, wherein the sensor membrane has a thickness of at least one micron, and the vibratable sensor has a total volume of less than or equal to 0.3 cubic millimeters;a base plate having a first side and a second side defining a thickness therebetween, and an orifice extending therethrough, wherein the base plate is not in direct contact with the sensor membrane; anda bottom film disposed on the second side of the base plate and separated from the sensor membrane by the base plate, wherein the bottom film is acoustically transparent. 2. The device of claim 1, further comprising a bonding layer which is securedly attached to the vibratable sensor. 3. The device of claim 2, further comprising an anchoring means which is securedly attached to the bonding layer. 4. The device of claim 1, wherein the sensor membrane has a thickness of two microns. 5. The device of claim 1, further comprising: a housing enclosing the vibratable sensor, wherein the housing does not enclose all of the sensor membrane;wherein the base plate is less than or equal to 150 microns in thickness. 6. The device of claim 5, wherein the bottom film is separated from the sensor membrane by an incompressible fluid. 7. The device of claim 6, wherein the bottom film is substantially non-permeable. 8. The device of claim 6, wherein the bottom film is permeable. 9. The device of claim 1, wherein the base plate extends over at least a portion of the chamber. 10. The device of claim 1, wherein the bottom film is formed of one or more of titanium, gold, stainless steel, platinum, tantalum, alloy, shape memory alloy, silicon, glass, quartz, a ceramic material, a composite material, a metallic or non-metallic nitride, boron nitride, a carbide, a metal oxide, a non-metallic oxide, a polymer based material, and a gel. 11. The device of claim 1, wherein the bottom film has a thickness between 1 and 10 microns. 12. The device of claim 1, wherein the sensor membrane and the bottom film are titanium. 13. The device of claim 1, wherein the height of the base plate is less than or equal to 40% of the overall device height. 14. An implantable sensor device for measuring fluid pressure, comprising: a vibratable sensor comprising a sensor membrane, wherein the sensor membrane is at least one micron in thickness;a housing forming a cavity into which the entire vibratable sensor is disposed;a base plate onto which the housing is disposed; anda bottom film disposed on the base plate and enclosing the sensor membrane, wherein the bottom film is separated from the sensor membrane by the base plate. 15. The device of claim 14, wherein the cavity has a height which is greater than or equal to four-fifths of the overall height of the device. 16. The device of claim 14, wherein the bottom film is substantially non-permeable. 17. The devi... | Microtech Medical Technologies Ltd. | A61B005/0215 A61B008/12 A61B005/00
US20130096448 | A1 | 2013-04-18 | METHODS AND APPARATUS FOR ENHANCED FIDUCIAL POINT DETERMINATION AND NON-INVASIVE HEMODYNAMIC PARAMETER DETERMINATION | 2012-10-11 | Methods and apparatus for utilizing multiple sources of physiologic data to enhance measurement robustness and accuracy. In one embodiment, phonocardiography or “heart sounds” data is used in combination with one or more other techniques (for example, impedance cardiography or ICG waveforms, and/or electrocardiography or ECG waveforms) to provide more accurate and robust physiological and/or hemodynamic assessment of living subjects. In one variant, the aforementioned methods and apparatus are used to improve ICG fiducial point (e.g., B, C and X point) detection and identification accuracy. Moreover, the new ICG fiducial points that may be clinically important may be identified using the disclosed methods and apparatus. In a further aspect, the invention discloses methods and apparatus for utilization of ICG and/or ECU waveform information to improve the identification and characterization of heart sounds (such as e.g., S1, S2, S3, or S4 heart sounds), murmurs, and other such artifacts or phenomena. | 1. A sensor apparatus for use in assessing cardiac function of a living subject, comprising: a substantially unitary base element;a plurality of terminals, wherein the plurality of terminals are utilized in the communication of electrocardiographic and impedance cardiographic information of the living subject to a processing device;an acoustic receptor device; anda chamber configured to couple acoustic emissions from the living subject to the acoustic receptor device. 2. The sensor apparatus of claim 1, wherein the substantially unitary base element and the plurality of terminals are of low cost thereby rendering the sensor apparatus disposable. 3. The sensor apparatus of claim 1, wherein the acoustic receptor device comprises a piezoelectric device. 4. The sensor apparatus of claim 1, wherein the acoustic receptor device comprises a piezoresistive device. 5. The sensor apparatus of claim 1, further comprising one or more signal lines, wherein the one or more signal lines electrically couple the plurality of terminals and the acoustic receptor device to the processing device, and wherein the one or more signal lines are configured to simultaneously transmit electrocardiographic, impedance cardiographic, and acoustic information to the processing device. 6. The sensor apparatus of claim 1, wherein the acoustic receptor device is removable and is configured to be received in a reception apparatus within the substantially unitary base element. 7. The sensor apparatus of claim 1, wherein the acoustic receptor device is configured for wireless transmission of acoustic information. 8. The sensor apparatus of claim 1, wherein the acoustic receptor device comprises an electromagnetic diaphragm. 9. The sensor apparatus of claim 8, wherein the electromagnetic diaphragm further comprises: a substantially conductive coating disposed on a surface to form a coated surface; and a voltage-charged conductor located behind the coated surface. 10. The sensor apparatus of claim 1, wherein the plurality of terminals includes a first terminal and a second terminal, wherein the first terminal is a different size than the second terminal. 11. The sensor apparatus of claim 1, further comprising wireless means for transmitting data from the plurality of terminals and the acoustic sensor to the processing device. 12. The sensor apparatus of claim 11, wherein the wireless means includes an RFID device. 13. A disposable sensor apparatus for use in determining the cardiac function of a living subject, comprising: a patch-like substrate;a first terminal and a second terminal, wherein the first terminal and second terminal are spaced a predetermined distance relative to each other;an acoustic receptor device, wherein the acoustic receptor device, the first terminal, and the second terminal are disposed on the patch-like substrate; anda chamber configured to couple acoustic emissions from the living subject to the acoustic receptor. 14. The disposable sensor apparat... | - | A61B007/00 A61B005/00 A61B005/0402
US20130066185 | A1 | 2013-03-14 | APPARATUSES, SYSTEMS AND METHODS FOR REDUCING MOTION ARTIFACTS IN BIOPOTENTIAL ELECTRODES | 2012-09-10 | An assembly for reducing motion artifacts that includes an opening on the face of the assembly, an elastic material at least partially covering the opening for suspending objects above the opening, and a sensor attached to the elastic material wherein the sensor is suspended over the opening so that the sensor may be moved in the direction of the opening so that it at least partially recesses into the opening when the sensor is positioned against a subject. The tension on the elastic material generates a force on the sensor directed towards the subject as the elastic material is stretched. Methods and systems of reducing motion artifacts including methods and systems using the assembly are also claimed. | 1. A sensor assembly for reducing motion artifacts, the assembly comprising: (a) an opening on the face of said assembly;(b) an elastic material at least partially covering said opening for suspending objects above said opening; and(c) a sensor in communication with said elastic material wherein said sensor is suspended over said opening so that said sensor may be moved in the direction of said opening so that it at least partially recesses into said opening when said sensor is positioned against a subject;(d) wherein the tension on said elastic material generates a force on said sensor directed towards said subject as said elastic material is stretched. 2. The sensor assembly of claim 1, wherein said elastic material comprises a substrate joined to one or more stretchable attachments to anchor said substrate to the main body of said assembly for suspending said substrate over said opening. 3. The sensor assembly of claim 1, wherein said elastic material comprises a single sheet of stretchable material sized to at least partially cover said opening for suspending said sheet over said opening. 4. The sensor assembly of claim 3, wherein said single sheet of stretchable material is sized to cover said opening. 5. The sensor assembly of claim 1 wherein said sensor is a biopotential electrode, an optical sensor, a temperature sensor, a pressure sensor, a motion sensor, an acoustic sensor, a chemical sensor or any other sensor that benefits from a reduction in movement artifacts. 6. The sensor assembly of claim 1 wherein said sensor is an electrode comprising of a surface having some curvature. 7. The sensor assembly of claim 1 wherein said sensor is an electrode comprised of a plurality of curved surfaces. 8. The sensor assembly of claim 1 wherein said sensor is an electrode having a changeable thickness for varying the amount of deformation experienced by said elastic material for optimizing the amount of force applied to said subject when said sensor assembly is pressed against said subject. 9. The sensor assembly of claim 1 wherein said sensor may be recessed into different shaped openings. 10. The sensor assembly of claim 1 wherein said sensor is in communication with said membrane. 11. The sensor assembly of claim 10 wherein said sensor is resting on said membrane. 12. The sensor assembly of claim 1 wherein said sensor includes a horizontal component so that it can be positioned in communication with the subject at an angle. 13. The sensor assembly of claim 1 wherein said subject further comprises anything covering or positioned in communication with said subject. 14. The sensor assembly of claim 13 wherein said covering is clothing. 15. A system of reducing artifact noise on an electrode, the system comprising coating the interface between said electrode and a subject of interest with a medium having a non conductive and high-dielectric constant property wherein said electrode's capacitive coupling to said subject is increased. 16... | COGNIONICS, INC. | A61B005/04 B05D005/00 A61B005/11 A61B006/00 A61B005/01
US20130066216 | A1 | 2013-03-14 | DEVICE FOR EXAMINING NERVE FUNCTION | 2011-04-15 | The present invention relates to a device for examining nerve function. In order to examine the function of a nerve of the human body, the device for examining nerve function of the present invention includes: at least one stimulator for stimulating the human body; and a stimulator-fixing member having a form corresponding to the hands or feet of the human body, wherein the stimulator is located at one side of the simulator-fixing member so as to fix the stimulator to the hands or feet of the human body. The device for examining nerve function of the present invention further includes at least one blood-circulation detection sensor fixed at the stimulator-fixing member. According to the present invention, since the degree of hypoesthesia is examined through the stimulation of the stimulator, test accuracy and reliability may be greatly improved and it is possible to systematically and actively determine a diagnosis and course of treatment for a patient having diabetes or spinal nerve damage, e.g. hypoesthesia. | 1. A device for examining nerve function comprising: at least one stimulator for stimulating the human body to examine nerve function of the human body; anda stimulator fixing member formed in the shape corresponding to the hands or feet of the human body, wherein the stimulator is located at one side of the stimulator fixing member so as to fix the stimulator to the hands or feet of the human body. 2. The device according to claim 1, wherein the stimulator comprises at least one of a pressurizer for pressurizing the skin to provide stimulation and a vibrator for applying vibration-type stimulation to the skin. 3. The device according to claim 2, wherein the pressurizer comprises a hollow holder fixed at one side of the stimulator fixing member; and a stimulating pin inserted into a hollow which is formed inside the hollow holder and moving forward and backward in the hollow, wherein the front end portion of the stimulating pin is moved to pressurize the skin to provide stimulation, and the back end portion comprises a pressing unit or an actuator. 4. The device according to claim 3, wherein the pressurizer further comprises a raised portion formed on the stimulating pin and moving together with the stimulating pin; a stopper formed in the hollow, wherein the raised portion is blocked by the stopper. 5. The device according to claim 2, wherein the stimulator comprises a hollow holder fixed at one side of the stimulator fixing member and having a plurality of hollows; and at least one stimulating pin inserted into a hollow which is formed inside the hollow holder and moving forward and backward in the hollow, wherein the front end portion of the stimulation pin is moved to pressurize the skin to provide stimulation, and the back end portion comprises a pressing unit or an actuator. 6. The device according to claim 5, wherein the stimulator further comprises a holder fixing member for rotatably fixing the hollow holder to the stimulator fixing member, wherein the holder fixing member is integrally fixed to the stimulator fixing member and comprises a fixing ring having an inner circumferential surface so as to allow the hollow holder to be fitted to the fixing ring. 7. The device according to claim 1, wherein the stimulator is a toe moving member for moving the position of the toe to stimulate the toe, wherein the toe moving member comprises a lift for lifting the toe of the feet; and an elevator for elevating the lift. 8. The device according to claim 1, wherein the stimulator is an electric heater for applying heat to the skin to stimulate the skin. 9. The device according to claim 1, further comprising at least one blood circulation detecting sensor placed on the stimulator fixing member for detecting blood circulation of the human body. 10. The device according to claim 9, wherein the blood circulation detecting sensor comprises at least one of an oxygen saturation sensor for measuring oxygen saturation in the blood inside the skin and... | - | A61B005/00 A61B005/026 A61B005/0205
US08401645 | B2 | 2013-03-19 | Electrode and lead stability indexes and stability maps based on localization system data | 2009-09-17 | A method includes selecting an electrode located in a patient; acquiring position information with respect to time for the electrode where the acquiring uses the electrode for repeatedly measuring electrical potentials in an electrical localization field established in the patient; calculating a stability metric for the electrode based on the acquired position information with respect to time; and deciding if the selected electrode, as located in the patient, has a stable location for sensing biological electrical activity, for delivering electrical energy or for sensing biological electrical activity and delivering electrical energy. Position information may be acquired during one or both of intrinsic or paced activation of a heart and respective stability indexes calculated for each activation type. | 1. A method comprising: selecting an electrode located in a patient;acquiring position information with respect to time for the electrode wherein the position information comprises physical location measurements in one or more dimensions, and the acquiring further comprises using the electrode for repeatedly measuring electrical potentials in an electrical localization field established in the patient;calculating a stability metric for the electrode based on the acquired position information with respect to time and further based on the electrical potentials;mapping the stability metric to a map that comprises one or more anatomical features; andbased in part on the mapping, deciding if the selected electrode comprises a stable location for sensing biological electrical activity, for delivering electrical energy or for sensing biological electrical activity and delivering electrical energy. 2. The method of claim 1 wherein the sensing biological electrical activity and the delivering electrical energy are associated with a cardiac therapy. 3. The method of claim 1 wherein the sensing biological electrical activity comprises sensing electrical nerve activity. 4. The method of claim 1 wherein the delivering electrical energy comprises delivering electrical energy to one or more nerves. 5. The method of claim 1 wherein the acquiring position information with respect to time for the electrode comprises repeatedly measuring the electrical potentials over multiple cycles. 6. The method of claim 5 wherein the multiple cycles comprise cardiac cycles. 7. The method of claim 5 wherein the multiple cycles comprise respiratory cycles. 8. The method of claim 5 wherein the multiple cycles comprise cycles defined by delivering electrical energy to the patient. 9. The method of claim 5 wherein the multiple cycles comprise cycles defined by sensing biological electrical activity. 10. The method of claim 5 wherein the stability metric comprises a path length metric associated with a cycle and wherein variation in the path length metric over the multiple cycles provides an indication of stability of the selected electrode as located in the patient. 11. The method of claim 5 wherein the stability metric comprises an area metric associated with a cycle and wherein variation in the area metric over the multiple cycles provides an indication of stability of the selected electrode as located in the patient. 12. The method of claim 5 wherein the stability metric comprises a standard deviation metric for the multiple cycles and provides an indication of stability of the selected electrode as located in the patient. 13. The method of claim 5 wherein for each of the multiple cycles, the acquiring acquires position information associated with fiducials. 14. The method of claim 13 wherein the fiducials comprise one or more discrete times or time intervals. 15. The method of claim 13 wherein the stability metric relies on cycle-to-cycle fiducial-associated positi... | Pacesetter, Inc. | A61N001/00 A61B005/04
US08391959 | B2 | 2013-03-05 | Composition for improving efficiency of drug delivery | 2005-09-29 | Method and composition suitable for administering by direct convective interstitial infusion are disclosed. The method comprises: placing at least one direct convective interstitial infusion catheter in contact with the tissue, and pressuring the composition through the catheter. The composition is in a liquefied form having a viscosity above a predetermined value. The predetermined value is selected so as to improve infusion of the compositions into interstitial volumes of the tissue, while minimizing backflow of the compositions along an outer wall of the catheter or leakage into low resistance paths. It is demonstrated that high viscosity results in higher treatment efficiency. | 1. A method of administering a pharmaceutical agent to a tissue by direct convective interstitial infusion, the method comprising: placing at least one direct convective interstitial infusion catheter in contact with the tissue;pressuring said pharmaceutical agent in a liquefied form having a viscosity being X times larger than a viscosity of saline through said at least one direct convective interstitial infusion catheter, wherein said pressuring is characterized by a flow rate selected to induce interstitial convection of said liquefied form, wherein said X is from about 1.04 to about 1.7. 2. The method of claim 1, wherein said pressuring said pharmaceutical agent is characterized by a flow rate larger than 4 microliters per minute, and is executed while substantially minimizing backflow of said pharmaceutical agent along an outer wall of said at least one direct convective interstitial infusion catheter. 3. The method of claim 1, wherein the tissue is a tumor. 4. The method of claim 1, wherein the tissue is a brain tumor. 5. The method of claim 1, wherein the tissue is a brain pathology. 6. The method of claim 1, wherein the tissue is a spine pathology. 7. The method of claim 1, wherein the tissue is a prostate pathology. 8. The method of claim 1, wherein the tissue is a pancreas pathology. 9. The method of claim 1, wherein the tissue is a kidney pathology. 10. The method of claim 1, wherein the tissue is a liver pathology. 11. The method of claim 1, wherein said pharmaceutical agent comprises a therapeutic agent. 12. The method of claim 11, wherein said therapeutic agent has a molecular weight of at least 200 kDa. 13. The method of claim 1, wherein said pharmaceutical agent in said liquefied form comprises a nanoparticle. 14. The method of claim 1, wherein said pharmaceutical agent in said liquefied form comprises a liposome. 15. The method of claim 1, wherein said pharmaceutical agent in said liquefied form comprises stem cells. 16. The method of claim 1, wherein said pharmaceutical agent in said liquefied form comprises macrophages. 17. The method of claim 1, wherein said pharmaceutical agent comprises a diagnostic agent. 18. The method of claim 17, wherein said diagnostic agent comprises an MRI contrast agent. 19. The method of claim 18, wherein said MRI contrast agent has a T1 shortening effect. 20. The method of claim 1, wherein said viscosity value is equal to a viscosity of human serum albumin at a concentration of about 0.2%. 21. The method of claim 1, further comprising imaging a region containing the tissue by MRI thereby providing at least one image of said region. 22. The method of claim 21, further comprising using said at least one image for monitoring the convection of said pharmaceutical composition within the tissue. 23. The method of claim 21, further comprising dissolving or dispersing an MRI contrast agent in said pharmaceutical composition. 24. A method of administering a pharmaceutical composition ... | Tel HaShomer Medical Research Infrastructure and Services Ltd. Medical Research Fund of Tel Aviv Sourasky Medical Center | A61M025/00 A61M005/14 A61B005/055
US08409095 | B1 | 2013-04-02 | Systems and methods for hands free control of medical devices | 2009-09-03 | A medical device includes a control interface for operating the medical device in a hands-free mode. To control the medical device in a hands-free mode, the control interface includes multiple proximity sensors, each sensor associated with a level of adjustment. For example, a sensor located on a top portion of the medical device is used to increase the level of adjustment. And similarly, a sensor located on a bottom portion of the medical device is used to decrease the level of adjustment. The magnitude of the level of adjustment applied to a parameter of the medical device is controlled based at least in part on the length of time an object remains in proximity to a respective sensor. In one embodiment, the longer the object is held over a respective sensor the more adjustment the control interface will make to the parameter. | 1. A sonographic control system comprising: a control interface comprising a first and second sensor positioned at a first location and a second location of the control interface, respectively, wherein the first sensor is configured to detect an object being in proximity to the first sensor and to generate, responsive to detecting the object, a first control signal, the first control signal indicating an increased level of adjustment of a parameter of the sonographic system, andwherein the second sensor is configured to detect the object being in proximity to the second sensor and to generate, responsive to detecting the object, a second control signal, the second control signal indicating a decreased level of adjustment of the parameter of the sonographic system; anda controller coupled to receive the first and second control signals, the controller configured to: initiate a hands-free operation of the sonographic system responsive to receiving the first and second control signals at the same time;generate, during the hands-free operation, an output signal to adjust the parameter of the sonographic system based at least in part on an increased or a decreased level of adjustment associated with the first control signal or the second control signal; andprohibit generation of the output signal to adjust the parameter of the sonographic system during hands-free operation responsive to receiving the first and the second control signal at the same time. 2. The sonographic control system of claim 1, wherein the first sensor is configured to generate the first control signal to increase a magnitude of the increased level of adjustment and the second sensor is configured to generate the second control signal to decrease a magnitude of the decreased level of adjustment, the magnitude of the increased and decreased level of adjustment being a function of length of time the object is within the proximity of the first or second sensor. 3. The sonographic control system of claim 1, wherein the first location is at a top portion of the control interface and the second location is at a bottom portion of the control interface. 4. The sonographic control system of claim 3 further comprising: means for preventing false control signals during hands-free operation of the sonographic system based on simultaneous detection of objects by the first and second sensors. 5. The sonographic control system of claim 1 wherein the sensors are configured to detect the object within a cone of acceptance away from a physical boundary of the control interface. 6. The sonographic control system of claim 5 wherein the sensors are configured such that the cone of acceptance is operator controlled. 7. The sonographic control system of claim 6 wherein each sensor comprises: a transmit infrared LED and a receive infrared detector. 8. The sonographic control system of claim 7 wherein signals applied to each the transmit LED are RF modulated. 9. A method of operating a sonographic... | SonoSite, Inc. | A61B005/00
US09204808 | B2 | 2015-12-08 | Device for monitoring and/or improving the efficiency of physical training | 2012-10-11 | A device for monitoring the efficiency of physical training in a human or animal includes a millimeter wave generator that generates millimeter wave radiation and a millimeter wave antenna that emits millimeter waves generated by the millimeter wave generator in a predetermined direction. The device includes a coupling element that couples the millimeter wave antenna to the millimeter wave generator and that transmits the millimeter wave radiation to the millimeter wave antenna. The device also includes a reference element that intermittently receives millimeter wave radiation from the millimeter wave antenna and a detector that detects millimeter wave radiation and produces a first data stream. The device further includes a processing unit that receives the first data stream and generates a signal indicating development of a body lactate level over time and an output device indicating the development of the body lactate level over time, to a user. | 1. A device for monitoring and/or improving the efficiency of physical training in a human or animal, comprising: at least one millimeter wave generator that generates millimeter wave radiation,at least one millimeter wave antenna that emits said millimeter waves generated by said millimeter wave generator in a predetermined direction,at least one coupling element that couples said at least one millimeter wave antenna to said millimeter wave generator and that transmits said millimeter wave radiation generated by said millimeter wave generator to said at least one millimeter wave antenna,at least one reference element that at least intermittently receives a first portion of said millimeter wave radiation from said at least one millimeter wave antenna,at least one detector that detects said millimeter wave radiation and produces a first data stream,circuitry configured to receive said first data stream from said at least one detector, to calculate from the first data stream a change of a body lactate level over time, to generate a signal indicating the change of the body lactate level over time, and to generate training advice based on the change of the body lactate level over time, andan output device indicating said change of said body lactate level over time and said training advice to a user. 2. The device of claim 1, further comprising one or more complementing sensors for sensing skin temperature, pulse, perfusion, sweat, pressure and/or skin thickness. 3. The device of claim 1, wherein at least one millimeter wave generator, at least one millimeter wave antenna, at least one coupling element, at least one reference element, and at least one detector are combined in one housing to form a sensor unit. 4. The device of claim 3, wherein said sensor unit comprises two millimeter wave generators, two millimeter wave antennas, two coupling elements, one reference element, and two detectors. 5. The device of claim 3, comprising several sensor units. 6. The device of claim 3, wherein said circuitry and said output device are combined in one housing to form a feedback unit, and, wherein said at least one sensor unit and said feedback unit communicate via a wireless data link. 7. The device of claim 1, wherein said circuitry and said output device are combined in one housing to form a feedback unit. 8. The device of claim 7, wherein said feedback unit is designed to be worn on a wrist of said user. 9. The device of claim 1, wherein said output device generates a tactile, visual or acoustic output. 10. The device of claim 9, wherein said output device shows a graph of said change of said body lactate level over time. 11. The device of claim 1, wherein said circuitry is further configured to store data relating to said change of said body lactate level over time. 12. The device of claim 11, further comprising at least one interface for downloading said data relating to said change of said body lactate level over time to an external device. 1... | SONY CORPORATION | A61B005/145 A61B005/0205 A61B005/03 A61B005/1455 A61B005/05 A61B005/00 A61B005/107
US09167988 | B2 | 2015-10-27 | Magnetic resonance imaging apparatus and method for color-coding tissue based on T1 values | 2012-10-11 | A magnetic resonance imaging apparatus according to an exemplary embodiment includes a memory, a specifying unit, and a display controller. The memory stores a corresponding color table representing correspondence relationships between T1 values of which value ranges with respect to each tissue are known and colors to be assigned to pixels with the T1 values. The specifying unit analyzes a T1-valued image and specifies colors to be assigned to each pixel on the basis of T1 values converted from pixel values of each pixel and the corresponding color table. The display controller displays on a display the image color-coded with the specified colors. | 1. A magnetic resonance imaging (MRI) apparatus comprising: MRI gantry components including static and gradient magnetic field generators, at least one radio frequency (RF) coil coupled to an imaging volume, at least one RF transmitter, at least one RF receiver and at least one control computer having at least one processor and memory configured to control said gantry components to collect a plurality of T1-valued images in which signal intensity of a distinct target tissue in each image is increased relative to non-target tissues;the memory configured to store a color table representing correspondence relationships between (A) ranges of known T1 values with respect to each tissue and (B) colors to be assigned to pixels with the known T1 values;the at least one processor configured to analyze the plurality of T1-valued images and to specify colors to be assigned to each pixel of each of the plurality of T1-valued images on the basis of (a) T1 values, converted from pixel values of each pixel, and said color table; andthe at least one processor configured to display on a display the plurality of T1-valued images color-coded with the specified colors. 2. The magnetic resonance imaging apparatus according to claim 1, wherein: the gantry components collect the plurality of T1-valued images in which signal intensity of the distinct target tissue in each image is increased relative to non-target tissues by imaging under different imaging conditions, andthe plurality of T1-valued images are analyzed by the at least one processor by converting pixel values of each pixel to T1 values by calculations using (i) the imaging conditions and (ii) pixel values of the images. 3. The magnetic resonance imaging apparatus according to claim 1, wherein: the memory further stores a value table representing correspondence relationships between (C) pixel values of which value ranges with respect to each tissue are known and (A) T1 values of which value ranges with respect to each tissue are known; andpixel values of each pixel of the plurality of T1-valued images are converted by the at least one processor to T1 values on the basis of (i) the pixel values of each pixel and (ii) said value table. 4. The magnetic resonance imaging apparatus according to claim 1, wherein: the gantry components collect the plurality of T1-valued images in which signal intensity of the distinct target tissue in each image is increased relative to non-target tissues by imaging under different imaging conditions, andeach of said color-coded images are composited together by the at least one processor and displayed as a resulting color-coded composite image on the display. 5. The magnetic resonance imaging apparatus according to claim 1, wherein, in accordance with the plurality of T1-valued images, the at least one processor determines whether a pixel with a T1 value outside of a predetermined range is contained within an area formed of a pixel group with T1 values within the predetermined... | KABUSHIKI KAISHA TOSHIBA TOSHIBA MEDICAL SYSTEMS CORPORATION | A61B005/05 A61B005/055 A61B005/00 A61M005/00 G01R033/56 G01R033/50
US08423115 | B2 | 2013-04-16 | Multi-bend steerable mapping catheter | 2012-07-24 | An electrophysiology catheter introduced through the groin and inferior vena cava into the right side of the heart comprises an elongate flexible shaft having a steerable distal section and a prolapsing section located proximally of the distal section. The distal section is inserted into the coronary sinus and a back-steering force is applied to the catheter to anchor the distal section therein, after which the catheter is further advanced to prolapse the prolapsing section against the high right atrium. Electrical pathways in both the coronary sinus and the high right atrium are mapped using respective electrode pairs carried on the distal and prolapsing sections of the catheter. | 1. An electrophysiology catheter, comprising: an elongate flexible shaft having an inner lumen extending therethrough, the elongate flexible shaft including a steerable distal section and a prolapsing section located proximally of the distal section, with a soft outer tube extending from a proximal end of the prolapsing section to a distal end of the steerable distal section;a resilient center support member positioned in the inner lumen in the distal section;a plurality of steering wires disposed in the inner lumen, wherein distal ends of the wires are secured to the center support member in the distal section, such that the distal section itself may be steered bi-directionally about the resilient center support member;a first plurality of electrodes carried on the steerable distal section; anda second plurality of electrodes carried on the prolapsing section. 2. The catheter of claim 1, wherein the prolapsing section is located immediately proximal of the distal section. 3. The catheter of claim 1, wherein the prolapsing section is configured to prolapse in a prolapse plane that is different from a plane of the distal section when the distal section is positioned in a patient's coronary sinus. 4. The catheter of claim 1, wherein the elongate flexible shaft further has a main body section located proximally of the prolapsing section, and wherein the elongate shaft comprises a reinforcing braid embedded in the soft outer tube. 5. The catheter of claim 4, wherein the elongate flexible shaft has a proximal transition region between the main body section and the prolapsing section, wherein the embedded braid terminates in the proximal transition region. 6. The catheter of claim 4, wherein the prolapsing section has a hardness of about 35D and the main body section has a hardness of about 72D. 7. The catheter of claim 1, further comprising a flexible inner compression coil extending through the inner lumen of the flexible shaft, wherein a distal portion of the compression coil extends at least partially through the prolapsing section. 8. The catheter of claim 7, wherein a cross-sectional shape of the compression coil changes from substantially circular in a main body section proximal of the prolapsing section to substantially oval or flattened in the prolapsing section. 9. The catheter of claim 7, wherein the compression coil extends from a handle at a proximal end of the flexible shaft to the support member in the distal section. 10. The catheter of claim 7, wherein the catheter is a diagnostic catheter, and wherein the first and second pluralities of electrodes each comprise respective mapping electrode pairs, and wherein the second plurality of electrodes overlies the compression coil. 11. A diagnostic mapping catheter, comprising: an elongate flexible shaft having a steerable distal section, a prolapsing section located proximally of the distal section, and a main body section located proximally of the prolapsing section, the shaft comp... | Boston Scientific Scimed, Inc. | A61B005/04
US08827932 | B2 | 2014-09-09 | Orthodontic, dental, and dentofacial deformity indexing system and method | 2012-09-13 | An index for deciding the necessity of surgically operating on the jaw in orthodontic treatment, an index for deciding disharmony of the maxilla and mandible in dental treatment, and an index for deciding dentofacial deformity. The distance (S-A) between S and A, the distance (S-B) between S and B and the distance (Go-Me) between Go and Me are measured by the cephalometric radiography of a patient. By using the distances, P=((S-B)+(Go-Me))/(S-A) is calculated by a processor. P is used as an index for deciding the necessity of surgically operating on the jaw in orthodontic treatment, an index for deciding disharmony of the maxilla and mandible in dental treatment, or an index for deciding dentofacial deformity. Instead of P, Q=(P−[P])×1000 ([ ] denotes Gauss's symbol) (where 2.000≦P | 1. A method of calculating an index related to at least one of orthodontic treatment, dental treatment, and dentofacial deformity, the method comprising: receiving user input through an input device, by a processing device, of points of measurement from a cephalometric radiogram, the points of measurement comprising: “S” representing Sella, a central point of the pot-shaped shaded image of the sella turcica of the sphenoid bone;“A” representing the deepest point on the median sagittal plane between the forefront of the anterior nasal spine, which is on the forefront part of the palatine shelf of maxilla and the Prosthion, which is the most frontal point of an alveolar process between the upper central incisors;“B” representing the deepest point between the infradentale, the most front point of the alveolar process between the lower central incisors and pogonion, the most prominent point of the mandibular mental protuberance for the Frankfort plane;“Go” representing Gonion, a cross point of the angle of the mandible and the bisector of the cross angle between the line connecting the posterior plane of the head of the temporomandibular joint and the posterior part of the angle of the mandible and the mandibular plane; and“Me” representing the menton, the lowest point of the median section image of a chin;measuring, by a processing device, distances comprising: (S-A) representing the distance between points S and A;(S-B) representing the distance between points S and B; and(Go-Me) representing the distance between points Go and Me; andcalculating, by a processing device, P=((S-B)+(Go-Me))/(S-A),wherein the index is for at least one of deciding the necessity of surgically operating on the jaw in orthodontic treatment, deciding disharmony of the maxilla and mandible in dental treatment, and deciding dentofacial deformity. 2. The method of calculating an index according to claim 1, further comprising omitting the figures of the fourth decimal place and under of P and calculating, by a processing device: Q=(P−[P])×1000 ([] denotes Gauss's symbol) (where 2.000≦P&lt;3.000)orQ=(P−([P]+1))×1000 ([] denotes Gauss's symbol) (where P&lt;2.000). 3. A method of deciding at least one of the necessity of surgically operating on the jaw in orthodontic treatment, disharmony of the maxilla and mandible in dental treatment, and dentofacial deformity, the method comprising: receiving user input through an input device, by a processing device, of points of measurement from a cephalometric radiogram, the points of measurement comprising: “S” representing Sella, a central point of the pot-shaped shaded image of the sella turcica of the sphenoid bone;“A” representing the deepest point on the median sagittal plane between the forefront of the anterior nasal spine, which is on the forefront part of the palatine shelf of maxilla and the Prosthion, which is the most frontal point of an alveolar process between the upper central incisors;“B” representing the deepest point bet... | - | A61B005/103 G06K009/00 A61C011/00 G06F019/00 A61B005/00 A61B006/14 A61C007/00 A61B006/00 G06K009/48 A61C019/045 A61B005/107
US20130096410 | A1 | 2013-04-18 | BIOSIGNAL PROCESSING APPARATUS, ELECTROENCEPHALOGRAPH, AND BIOSIGNAL PROCESSING METHOD | 2012-09-13 | A biosignal processing apparatus includes a signal acquisition unit and a determination unit. The signal acquisition unit is configured to acquire an output signal of an electrode that is placed on a biological surface. The determination unit is connected to the signal acquisition unit to determine, based on first frequency characteristics being frequency characteristics of the output signal, whether the electrode is in a first state in which the electrode is electrically connected to a measurement site of the biological surface or in a second state in which the electrode is electrically disconnected to the measurement site. | 1. A biosignal processing apparatus, comprising: a signal acquisition unit configured to acquire an output signal of an electrode that is placed on a biological surface; anda determination unit that is connected to the signal acquisition unit to determine, based on first frequency characteristics being frequency characteristics of the output signal, whether the electrode is in a first state in which the electrode is electrically connected to a measurement site of the biological surface or in a second state in which the electrode is electrically disconnected to the measurement site. 2. The biosignal processing apparatus according to claim 1, wherein the determination unit is configured to compare the first frequency characteristics with second frequency characteristics being frequency characteristics of one of colored noise and white noise and to determine, when the first frequency characteristics are different from the second frequency characteristics, that the electrode is in the first state and determine, when the first frequency characteristics are similar to the second frequency characteristics, that the electrode is in the second state. 3. The biosignal processing apparatus according to claim 1, wherein the determination unit is configured to detect intensity with respect to a specific frequency and to determine, when the intensity is smaller than a predetermined threshold, that the electrode is in the first state and determine, when the intensity is equal to or larger than the threshold, that the electrode is in the second state. 4. The biosignal processing apparatus according to claim 1, further comprising an output unit that is connected to the determination unit to be capable of outputting a determination result of the determination unit. 5. The biosignal processing apparatus according to claim 1, further comprising a warning unit that is connected to the determination unit to be activated when the determination result is that the electrode is in the second state. 6. The biosignal processing apparatus according to claim 1, further comprising a measurement unit configured to monitor, when the determination unit determines that the electrode is in the first state, the output signal as a biosignal over time. 7. The biosignal processing apparatus according to claim 1, wherein the determination unit is configured to perform Fourier transform on the output signal, to thereby acquire the first frequency characteristics. 8. A biosignal processing apparatus, comprising: an electrode that is placed on a biological surface;a signal acquisition unit configured to acquire an output signal of the electrode; anda determination unit that is connected to the signal acquisition unit to determine, based on first frequency characteristics being frequency characteristics of the output signal, whether the electrode is in a first state in which the electrode is electrically connected to a measurement site of the biological surface or in a second state i... | Sony Corporation | A61B005/0478 A61B005/0476
US20130102855 | A1 | 2013-04-25 | BODE INDEX MEASUREMENT | 2010-11-17 | A computer-implemented system and method for determining a BODE index value for a patient is provided. The method includes using a Body Mass Index (BMI) measuring device to obtain BMI data. An airway obstruction measuring device measures airway obstruction of the patient to obtain airway obstruction data. A respiration rate sensor measures a respiration rate of the patient and to obtain respiration rate data. An activity monitor measures physical activity of the patient and to obtain physical activity data. A processor executes a computer program module to determine the BODE index value for the patient based on the Body Mass Index data, the airway obstruction data, the respiration rate data, and the physical activity data. | 1. A computer-implemented method for determining a BODE index value for a patient, the method comprising: using a Body Mass Index measuring device to measure Body Mass Index of the patient to obtain Body Mass Index data;using an airway obstruction measuring device to measure airway obstruction of the patient to obtain airway obstruction data;using a respiration rate sensor to measure a respiration rate of the patient and to obtain respiration rate data;correlating the respiration rate data to a score on a dyspnea scale;using an activity monitor to measure physical activity of the patient and to obtain physical activity data; andexecuting, on one or more computer processors, one or more computer program modules to determine the BODE index value for the patient based on the Body Mass Index data, the airway obstruction data, the score on the dyspnea scale that is correlated to the respiration rate data, and the physical activity data. 2. The method of claim 1, wherein respiration rates between 14 and 17 breaths per minute correlate to a score of 0 on the dyspnea scale, wherein respiration rates between 18 and 21 breaths per minute correlate to a score of 1 on the dyspnea scale, wherein respiration rates between 22 and 25 breaths per minute correlate to a score of 2 on the dyspnea scale, and wherein respiration rates over 25 breaths per minute correlate to a score of 3 on the dyspnea scale. 3. The method of claim 1, wherein the respiration rate data from the respiration rate sensor is automatically input into the one or more computer program modules to determine the BODE index value for the patient. 4. The method of claim 1, wherein the airway obstruction data from the airway obstruction measuring device is automatically input into the one or more computer program modules to determine the BODE index value for the patient. 5. The method of claim 1, wherein determinations of the BODE index value for the patient are performed continuously in a home environment of the patient. 6. The method of claim 1, wherein the activity monitor comprises an accelerometer, wherein the respiration rate sensor comprises the accelerometer, and wherein the accelerometer is part of a wearable band or a wearable garment. 7. A system for determining a BODE index value for a patient, the system comprising: (a) a Body Mass Index measuring device configured to measure Body Mass Index of the patient to obtain Body Mass Index data;(b) an airway obstruction measuring device configured to measure airway obstruction of the patient to obtain airway obstruction data;(c) a sensor configured to measure: 1) a respiration rate of the patient to obtain respiration rate data,2) physical activity of the patient to obtain physical activity data, or3) both respiration rate and physical activity; and(d) at least one processor configured to 1) process the respiration rate data to determine a score on a dyspnea scale that correlates to the respiration rate data; and2) process the Body Mass I... | KONINKLIJKE PHILIPS ELECTRONICS N.V. | A61B005/08 A61B005/11 A61B005/00
US20130096454 | A1 | 2013-04-18 | IMAGE REPRODUCING APPARATUS AND METHOD FOR REPRODUCING REALTIME IMAGE THEREOF | 2012-06-21 | Disclosed is an image reproducing device which includes an image playback unit configured to play an image; a brain signal measuring unit configured to measure a brain signal from the human perceiving the played image; a brain signal analyzing unit configured to analyze the brain signal; a feature extracting unit configured to extract a feature from the analyzed brain signal; an image selecting unit configured to select images, corresponding to the feature from among the played images; and a brain image reproducing unit configured to obtain an average of the selected images to reproduce an image perceived through the brain. | 1. An image reproducing device comprising: an image playback unit configured to play an image;a brain signal measuring unit configured to measure a brain signal from the human perceiving the played image;a brain signal analyzing unit configured to analyze the brain signal;a feature extracting unit configured to extract a feature from the analyzed brain signal;an image selecting unit configured to select images, corresponding to the feature from among the played images; anda brain image reproducing unit configured to obtain an average of the selected images to reproduce an image perceived through the brain. 2. The image reproducing device of claim 1, wherein the brain signal measuring unit measures a brain signal using at least one of fMRI (functional Magnetic Resonance Imaging), fNIR (functional Near Infra-Red), PET (Positron Emission Tomography), and EEG (Electroencephalography). 3. The image reproducing device of claim 1, wherein the feature extracting unit extracts a feature using a difference between brain signals according to an image feature. 4. The image reproducing device of claim 1, further comprising: an image comparing and analyzing unit configured to compare and analyze the played image and the reproduced image. 5. A method of reproducing an image, comprising: playing an image;measuring a brain signal from the human perceiving the played image;analyzing the brain signal;extracting a feature from the analyzed brain signal;selecting images, corresponding to the feature from among the played images; andobtaining an average of the selected images to reproduce an image perceived through the brain. 6. The method of claim 5, further comprising: comparing and analyzing the played image and the reproduced image. 7. The method of claim 5, wherein the feature is extracted using a difference between brain signals according to an image feature. | Electronics and Telecommunications Research Institute | A61B005/0484
US20130090546 | A1 | 2013-04-11 | SPINAL CORD FUNCTION ASSESSMENT | 2011-10-07 | A device, system and methods are described for stimulating multiple dermatones on a body in accordance with a stimulation pattern. Magnetic resonance images are captured during the application of the stimulation pattern and the captured images are processed. The images are processed using information about the applied stimulation pattern to assess spinal cord function. | 1. A method of assessing spinal cord function comprising: applying a plurality of linearly independent stimulation patterns to a plurality of stimulation devices, each of the stimulation patterns applied to a respective stimulation device attached to a respective dermatome of a patient;capturing a plurality of functional magnetic resonance (MR) images during the application of the plurality of linearly independent stimulation patterns; andanalyzing the plurality of captured functional MR images based on the applied linearly independent stimulation patterns to assess spinal cord function. 2. The method of claim 1, wherein analyzing the plurality of functional MR images comprises processing the functional MR images to identify neural activity from dermatones stimulated in accordance with the stimulation pattern. 3. The method of claim 1, wherein analyzing the plurality of functional MR images further comprises pre-processing the images to compensate for motion between captured functional MR images. 4. The method of claim 1, wherein analyzing the plurality of functional MR images further comprises defining features in the captured functional MR images corresponding to anatomical features. 5. The method of claim 1, wherein analyzing the plurality of functional MR images further comprises confound modelling to model signal intensity changes not of interest. 6. The method of claim 1, wherein the stimulation devices comprise thermodes and wherein applying the stimulation pattern comprises heating and cooling each thermode. 7. The method of claim 1, wherein applying the stimulation pattern to the plurality of stimulation devices comprises applying a base stimulation pattern to each stimulation device. 8. The method of claim 7, the base stimulation pattern comprises an on period, during which the thermode is heated and maintained at a specific temperature, followed by an off period, during which the thermode is cooled. 9. The method of claim 8, wherein the on period lasts for in the range of 45 seconds and the off period lasts for in the range of 105 seconds. 10. A system for assessing spinal cord function comprising: a plurality of stimulation devices for attachment to respective dermatomes of a patient;a control device for applying a plurality of linearly independent stimulation patterns to a plurality of stimulation devices, each of the stimulation patterns applied to a respective stimulation device andan analysis device for analyzing a plurality of functional magnetic resonance (MR) images of the patient captured during the application of the stimulation patterns to assess spinal cord function, the analysis of the plurality of functional MR images based on the applied linearly independent stimulation patterns. 11. The system of claim 10, wherein at least one of the stimulation devices comprises a thermode having a heating element and a temperature sensing element. 12. The system of claim 11, wherein the heating element comprises one or more... | - | A61B005/055 A61B005/103
US08428699 | B2 | 2013-04-23 | Apparatus, method and computer program for measuring properties of an object | 2008-12-16 | An apparatus measures properties of an object such as a heart in a patient (2). The apparatus includes an antenna (3, 4) for sending and/or receiving electromagnetic waves to and/or from the object (2) for measuring a property of the object. The antenna (3, 4) includes an electrically conductive element for functioning as an electrode for measuring a further property of the object. The electromagnetic waves are reflected by the object, causing a Doppler shift. The apparatus uses this shift to provide mechanical information about the object and uses the electrode to provide electrical information about the object, such as an electrocardiogram. | 1. An apparatus for measuring properties of a moving object in a patient, wherein the apparatus comprises: one or more antennas configured to send electromagnetic waves to the moving object and which receive Doppler shifted electromagnetic waves reflected from the moving object; anda movement determination unit configured to determine movement information correlated to a movement of the object based on the Doppler shifted electromagnetic waves, wherein the one or more antennas comprise an electrically conductive element configured to detect an electrical signal having a frequency which differs from a frequency of the electromagnetic waves sent by the antenna and the Doppler shifted electromagnetic waves received from the moving object, wherein the one or more antennas are configured to function as an electrode to measure a second property of the object. 2. The apparatus as defined in claim 1, wherein the electrically conductive element is a metal plate. 3. The apparatus as defined in claim 1, wherein the electrically conductive element is adapted for an electrocardiogram measurement. 4. The apparatus as defined in claim 1, wherein the apparatus comprises a plurality of the antennas, wherein at least one of the plurality of the antennas is configured for at least one of sending and receiving electromagnetic waves at a frequency, which differs from a frequency of electromagnetic waves of another of the plurality of antennas. 5. The apparatus as defined in claim 1, wherein the apparatus comprises a plurality of antennas which are adapted for forming a beam of the electromagnetic waves by using a phased array of the antennas. 6. The apparatus as defined in claim 1 wherein the antenna is configured to be attached to a surface of the patient for preventing a relative movement between the surface and the antenna. 7. The apparatus as defined in claim 1, wherein the second property of the object which is measurable by detecting the electrical signal by the electrically conductive element is an electrocardiac signal. 8. The apparatus as defined in claim 1 wherein the object is a heart of the patient, wherein the apparatus comprises a property determination unit for determining at least one of a blood pressure and an arterial stiffness based on an electrocardiac signal measured by the electrically conductive element functioning as an electrode of at least two of the antennas and based on a mechanical activity of the heart determined from the electromagnetic waves sent to and received from the object by the at least two of the antennas. 9. The apparatus as defined in claim 1 further comprising an electromagnetic wave generating and signal processing unit electrically connected to at least one of the one or more antennas and comprising a capacitor, a low-pass filter, and an amplifier, the low-pass filter connected between and electrically connected to the antenna and amplifier. 10. The apparatus as defined in claim 9, wherein the second property of t... | Koninklijke Philips Electronics N.V. | A61B005/04
US08409110 | B2 | 2013-04-02 | Thermal monitoring | 2008-09-26 | A rectal thermal monitor for transrectal prostate temperature measurement includes a handle arranged in a proximal end portion of the monitor for gripping by a user, an elongate shaft extending from the handle, and a probe portion arranged on a distal end portion of the shaft. The probe portion is arranged at a position opposite the handle portion, and is shaped to facilitate insertion through an anal sphincter and into a rectum of a patient. A temperature sensing element is arranged within the distal probe portion and is adapted and configured to sense a temperature of the prostate of the patient through the rectum wall of the patient. The probe portion can include one or more compliant materials and/or be shaped so as to compress during insertion through the anal sphincter of the patient. | 1. A rectal thermal monitor for transrectal prostate temperature measurement, comprising: (a) a handle arranged in a proximal end portion of the monitor for gripping by a user;(b) an elongate shaft extending from the handle, the elongate shaft capable of being bent into a shape by the user and of retaining the shape prior to insertion into a patient;(c) a probe portion having a first diameter arranged on a distal end portion of the shaft, at a position opposite the handle portion, shaped to facilitate insertion through an anal sphincter and into a rectum of the patient, the probe portion including a plurality of channels radially disposed along an outer surface of the probe portion and extending between a proximal end and a distal end of the probe portion, the channels configured to cause compression of the probe portion to a second smaller diameter when the probe portion passes through the anal sphincter; and(d) a temperature sensing element arranged within the distal probe portion, adapted and configured to sense a temperature of the prostate of the patient through the rectum wall of the patient, the temperature sensing element being supported by the shaft of the monitor by a support extending between the shaft and the temperature sensor. 2. The monitor of claim 1 further comprising a cover element covering at least a portion of the distal probe portion, the cover element comprising a resilient material, the temperature sensing element being arranged beneath the cover element. 3. The monitor of claim 1 wherein the probe portion is overmolded onto the shaft. 4. The monitor of claim 1 wherein the probe portion comprises a material having a hardness between about 10 and 70 on the Shore A scale. 5. The monitor of claim 1 further comprising a tip portion arranged at a distal end of the probe portion to facilitate initial insertion of the monitor into the patient. 6. The monitor of claim 5 wherein the tip portion is substantially rigid. 7. The monitor of claim 5 wherein the tip portion includes a complaint material. 8. The monitor of claim 5 wherein an average diameter of the tip portion is substantially less than an average diameter of the probe portion. 9. The monitor of claim 5 wherein the tip portion includes a non-compressible material. 10. The monitor of claim 1 wherein the temperature sensing element is attached to a heat sink to facilitate temperature measurement of an increased area, and wherein the heat sink is insert molded into the distal probe portion. 11. The monitor of claim 10 wherein the heat sink is supported by the shaft of the monitor by a rigid component extending between the shaft and the heat sink. 12. The monitor of claim 1 further comprising a stop, adapted and configured to be secured to the monitor, for preventing insertion of the monitor into the rectum of the patient beyond a predetermined point. 13. The monitor of claim 12 wherein the stop is adjustably secured to the shaft. 14. The monitor of claim 1 wherei... | Medifocus, Inc. | A61B005/00 G01K001/00 G01K013/12 G01K001/08
US08428683 | B2 | 2013-04-23 | Wearable monitoring apparatus and driving method thereof | 2010-02-08 | Disclosed are a wearable monitoring apparatus and a driving method thereof. The wearable monitoring apparatus comprises: a sensor unit for measuring a biological signal from a human body, wherein the sensor unit is adhered to a skin; and a control unit for searching a location of the sensor unit, supplying power to the sensor unit, and receiving and processing the biological signal from the sensor unit, wherein the control unit is formed to be wearable. | 1. A wearable monitoring apparatus for continuously monitoring a biological signal, comprising: a sensor unit for measuring a biological signal from a human body, wherein the sensor unit is configured to be adhered to a skin;a control unit that transmits a searching signal for searching a location of the sensor unit;wherein upon receiving the searching signal, the sensor unit transmits a response signal to the control unit, the response signal containing information corresponding to a type of the sensor unit;wherein after the sensor unit transmits the response signal, the control unit supplies power to the sensor unit, and the sensor unit measures the biological signal and transmits the biological signal to the control unit; andwherein the control unit is formed to be wearable. 2. The wearable monitoring apparatus according to claim 1, wherein the sensor unit comprises: an adhesive layer having adhesion and flexibility;an inductor that operably connects the sensor unit to the control unit by wireless means using near field coupling;a sensing electrode for sensing the biological signal;a sensor chip for transmitting the response signal containing the information corresponding to the type of the sensor unit to the control unit in response to receiving the searching signal from the control unit, measuring the biological signal using the sensing electrode, and transmitting the measured biological signal to the control unit; anda molding portion formed to cover the sensor chip to prevent the sensor chip from being damaged,wherein at least one of the inductor and the sensing electrode is formed by printing a conductive material on a fiber. 3. The wearable monitoring apparatus according to claim 2, wherein the control unit comprises: a plurality of inductors that operably connect the control unit to the sensor unit by wireless means using near field coupling, wherein the plurality of inductors are arrayed in a coordinate matrix pattern;a power supply for transmitting the searching signal and supplying the power to the sensor unit; anda network controller that; (1) transmits the searching signal in a set coordinate order using the plurality of inductors, (2) receives the response signal from the sensor unit, (3) stores the information corresponding to the type of the sensor unit, (4) stores coordinate information of one inductor of the plurality of inductors that received the response signal, (5) supplies the power to the sensor unit in an amount that meets a set sensing cycle and power transmission strength based on the type of the sensor unit using the one inductor having received the response signal, (6) receives the biological signal measured by the sensor unit, and (7) stores the received biological signal;wherein the network controller is connected to the plurality of inductors; andwherein the plurality of inductors are formed by printing a conductive material on a fiber. 4. The wearable monitoring apparatus according to claim 1, wherein the sen... | Korea Advanced Institute of Science and Technology | A61B005/04
US08392219 | B1 | 2013-03-05 | Systems and methods for streamlined patient enrollment for one or more healthcare programs | 2010-05-10 | Systems and methods are provided for supporting and validating patient enrollment in one or more healthcare programs. The systems and methods may include receiving a prescription claim request from a pharmacy computer, where the prescription claim request includes at least (i) a first product identifier identifying with a prescribed product for a patient, and (ii) patient information associated with the patient; determining, based at least in part upon the first identifier, that patient is subject to a requirement to enroll in one or more required healthcare programs prior to the prescription product being released to the patient; extracting enrollment information from the prescription claim request, the extracted enrollment information including at least a portion of the patient information from the prescription claim request; and automatically utilizing the extracted enrollment information to complete at least a portion of an enrollment process for the one or more required healthcare programs. | 1. A method, comprising: receiving a prescription claim request from a pharmacy computer, wherein the prescription claim request includes at least (i) a first product identifier identifying a prescribed product for a patient, and (ii) patient information associated with the patient;automatically determining, based at least in part upon the first product identifier, that the patient is subject to a requirement to enroll in one or more required healthcare programs based on the prescription product as part of a Risk Evaluation and Mitigation Strategy (REMS) prior to the prescription product being released to the patient;automatically extracting enrollment information from the prescription claim request, the extracted enrollment information including at least a portion of the patient information from the prescription claim request; andautomatically utilizing the extracted enrollment information to complete at least a portion of an enrollment process for the one or more required healthcare programs, wherein the prior steps are performed by one or more computers associated with a service provider. 2. The method of claim 1, wherein the one or more required healthcare programs includes at least one medication therapy management (MTM) program for the prescribed product, or at least one Disease/Condition Management service. 3. The method of claim 1, wherein prior to extracting the enrollment information from the prescription claim request, the method further comprises: determining that the patient is not currently enrolled in the one or more required healthcare programs,wherein the prior step is performed by one or more computers associated with the service provider. 4. The method of claim 3, wherein the extracted enrollment information is utilized to complete all of the enrollment process for the one or more required healthcare programs, and further comprising: responsive to the completion of all of the enrollment process, facilitating adjudication of the prescription claim request with at least one claims processor computer; anddelivering a response to the pharmacy computer with a result of the adjudication of the prescription claim request,wherein the prior steps are performed by one or more computers associated with the service provider. 5. The method of claim 3, wherein the extracted enrollment information is utilized to complete only a portion of the enrollment process for the one or more required healthcare programs, and further comprising: responsive to completing only the portion of the enrollment process, delivering a rejection response for the prescription claim request to the pharmacy computer,wherein the prior step is performed by one or more computers associated with the service provider. 6. The method of claim 5, wherein the rejection response requests completion of the enrollment process for the one or more required healthcare programs. 7. The method of claim 5, wherein the enrollment process is completed by receiving additional patie... | McKesson Financial Holdings Limited | A61B005/00
US08419650 | B2 | 2013-04-16 | Downloadable datasets for a patient monitoring system | 2009-02-12 | In general, this disclosure describes techniques for remotely monitoring the health of an ambulatory patient. As described herein, an ambulatory patient may interact with a monitoring device that is located at the patient's home. The monitoring device may prompt the patient to provide responses to health-related questions or requests for physiological characteristics and may upload the responses. A health care professional may then use the responses to evaluate the health of the patient. A set of firmware instructions stored on the monitoring device may cause the monitoring device to perform these functions. These firmware instructions remain the same even when the monitoring device downloads new prompts. | 1. A method comprising: pre-programming a patient monitoring device with a set of firmware instructions;storing the set of firmware instructions in a memory of the patient monitoring device;repeatedly executing, on the patient monitoring device, instructions in the stored set of firmware instructions that cause the patient monitoring device to: download a prompt from a monitoring server via a communications network;store the prompt in the memory of the patient monitoring device, wherein the prompt is associated with at least one instruction in the set of firmware instructions, and wherein the prompt causes the patient monitoring device to execute the at least one instruction in the set of firmware instructions to gather information relating to a patient;receive information relating to the patient;upload the information, the information being uploaded to the monitoring server;wherein, after the patient monitoring device finishes executing instructions in the stored set of firmware instructions, the stored set of firmware instructions is the same as before the patient monitoring device executed the instructions in the stored set of firmware instructions, and wherein repeatedly executing instructions in the stored set of firmware instructions comprises:executing, on the patient monitoring device, a first subset of the stored set of firmware instructions that cause the patient monitoring device to download a first prompt;after executing the first subset of the stored set of firmware instructions, executing, on the patient monitoring device, a second subset of the stored set of firmware instructions that cause the patient monitoring device to store the first prompt in the memory of the patient monitoring device, wherein the first prompt is associated with a third subset of the stored set of firmware instructions, and wherein the first prompt causes the patient monitoring device to execute the third subset of the stored set of firmware instructions to gather information relating to a patient;after executing the second subset of the stored set of firmware instructions, executing, on the patient monitoring device, the third subset of the stored set of firmware instructions that cause the patient monitoring device to gather information relating to the patient;after executing the third subset of the stored set of firmware instructions, executing, on the patient monitoring device, a fourth subset of the stored set of firmware instructions that cause the patient monitoring device to upload the information;after executing the fourth subset of the stored set of firmware instructions, executing, on the patient monitoring device, the first subset of the stored set of firmware instructions a second time, thereby causing the patient monitoring device to download a second prompt;after executing the first subset of the stored set of firmware instructions the second time, executing the second subset of the stored set of firmware instructions a second time, thereby ca... | Cariocom, LLC | A61B005/04
US08406852 | B2 | 2013-03-26 | MRI involving forwardly and reversely polarised RF excitation | 2008-10-02 | A system for MR imaging of a body placed in an examination volume including main coils for establishing a substantially homogeneous main magnetic field in the examination volume, gradient coils for generating switched magnetic field gradients superimposed upon the main magnetic field, RF coils for radiating RF signals towards the body, a controller for controlling the generation of the magnetic field gradients and the RF signals, a processor for forming MR images from received MR signal samples, and an object having an RF antenna for receiving RF signals generated by the RF coils which are configured to generate circularly polarized RF signals having a selectable sense of rotation. | 1. A system for Magnetic Resonance (MR) imaging of a body placed in an examination volume, the system comprising: a first coil configured to establish a substantially homogeneous main magnetic field in the examination volume;a second coil configured to generate switched magnetic field gradients superimposed upon the main magnetic field;a third coil configured to radiate circularly polarized RF signals towards the body;a controller coupled to the first, second and third coils and configured to control the generation of the magnetic field gradients and a direction of circular polarization of the RF signals generated by the third coil to be selectable between forward polarization and reverse polarization;a receiver configured to receive and sample MR signals;a processor configured to form MR images from the MR signal samples; andan object having an RF antenna configured to receive RF signals generated by the third coil. 2. The system of claim 1, wherein the controller is configured to generate a series of first RF signals having a forward circular polarization for exciting nuclear magnetization within the body. 3. The system of claim 1, wherein the controller is configured to generate at least one second RF signal having a reverse circular polarization for inducing a voltage within the RF antenna of the object without exciting nuclear magnetization within the body. 4. The system of claim 3, wherein the processor is configured to acquire a localization signal generated by the object as a response to the second RF signal and to compute the position of the object from the localization signal. 5. The system of claim 1, wherein the object is an interventional instrument comprising a solenoid coil and a capacitor forming a resonant RF as the RF antenna. 6. The system of claim 1, wherein the object is an MR surface coil. 7. The system of claim 1 wherein the third coil comprises a plurality of RF coils forming a multi-coil array, each RF coil being driven by at least one of an individual RF amplifier and an individual RF waveform generator. 8. A method for Magnetic Resonance (MR) imaging of at least a portion of a body placed in an examination volume of an MR system, the method comprising acts of: exciting nuclear magnetization within the body by generating with a first coil a first RF signal, the first RF signal having a forward circular polarization,switching the first coil to generate at least one second RF signal having a reverse circular polarization inducing a voltage within an RF antenna of an auxiliary equipment of the MR system without exciting nuclear magnetization within the body,acquiring MR signals from the body, andreconstructing an MR image from the acquired MR signals. 9. The method of claim 8, wherein the method comprises acts of acquiring a localization signal generated by the auxiliary equipment as a response to the second RF signal and computing the position of the auxiliary equipment within the examination volume from the locali... | Koninklijke Philips Electronics N.V. | A61B005/055
US08412301 | B2 | 2013-04-02 | Systems and methods for replacing signal artifacts in a glucose sensor data stream | 2011-02-09 | Systems and methods for minimizing or eliminating transient non-glucose related signal noise due to non-glucose rate limiting phenomenon such as ischemia, pH changes, temperatures changes, and the like. The system monitors a data stream from a glucose sensor and detects signal artifacts that have higher amplitude than electronic or diffusion-related system noise. The system replaces some or the entire data stream continually or intermittently including signal estimation methods that particularly address transient signal artifacts. The system is also capable of detecting the severity of the signal artifacts and selectively applying one or more signal estimation algorithm factors responsive to the severity of the signal artifacts, which includes selectively applying distinct sets of parameters to a signal estimation algorithm or selectively applying distinct signal estimation algorithms. | 1. A method for processing data from a glucose sensor, comprising: monitoring a data stream from a glucose sensor;monitoring a pressure within the glucose sensor using a pressure detector;evaluating, using a processor module, the data stream and the monitored pressure; andoutputting or displaying, using an output module, information responsive to the evaluation of the data stream and the monitored pressure. 2. The method of claim 1, further comprising detecting transient non-glucose related signal artifacts in the data stream based at least in part on the evaluation, determining a severity of the signal artifacts, and replacing with an electronic device at least some of the signal artifacts with one or more estimated glucose values in response to the detection, wherein replacing transient non-glucose related signal artifacts further comprises selectively applying one of a plurality of signal estimation algorithm factors in response to the determined severity of the signal artifacts. 3. The method of claim 2, wherein the plurality of signal estimation algorithm factors comprise a single algorithm with a plurality of parameters that are selectively applied to the algorithm. 4. The method of claim 2, wherein the plurality of signal estimation algorithm factors comprise a plurality of distinct algorithms. 5. The method of claim 2, wherein selectively applying one of a plurality of signal estimation algorithm factors comprises selectively applying a predetermined algorithm that comprises a set of parameters whose values depend on the determined severity of the signal artifacts. 6. The method of claim 2, wherein detecting transient non-glucose related signal artifacts further comprises at least one of: testing for ischemia within or proximal to the glucose sensor; monitoring a level of pH proximal to the sensor; monitoring a temperature proximal to the sensor; comparing a level of pH proximal to and distal to the sensor; comparing a temperature proximal to and distal to the sensor; evaluating historical data for high amplitude noise above a predetermined threshold; performing a Cone of Possibility Detection Method; evaluating the data stream for a non-physiological rate-of-change; monitoring a frequency content of the data stream; performing an orthogonal basis function-based transform; performing a Fourier Transform; or performing a wavelet transform. 7. The method of claim 2, wherein replacing at least some of the signal artifacts comprises at least one of: performing linear or non-linear regression; performing a trimmed mean; filtering using a non-recursive filter; filtering using a finite impulse response filter; filtering using a recursive filter; filtering using an infinite impulse response filter; performing a maximum average algorithm; or performing a Cone of Possibility Replacement Method. 8. The method of claim 2, wherein replacing at least some of the signal artifacts is substantially continual. 9. The method of claim 2, further comp... | DexCom, Inc. | A61B005/05 A61B005/00
US08422749 | B2 | 2013-04-16 | Method and system for myocardial region of interest definition | 2007-06-19 | A method of identifying a myocardial region of interest in cardiac medical image data is disclosed. The method includes identifying myocardial tissue (200) in first (204) and second (206) views of the medical imaging data and constructing a myocardial surface (502). In one embodiment, the myocardial surface is modeled as a plurality of elliptical arc segments (502) and a half ellipsoid. | 1. A method comprising: identifying, in a first cross-sectional cardiac long axis view of nuclear medicine image data containing a region which corresponds to myocardial tissue, a first location within the myocardial region of the first cardiac long axis view;determining an intersection of the first location and a second cross-sectional view of the image data; andusing the determined intersection of the first location and the second cross-sectional view to generate a myocardial region of interest in the second cross-sectional view. 2. The method of claim 1 wherein the second cross-sectional view is substantially orthogonal to the first cardiac long axis view. 3. The method of claim 1 wherein the second cross-sectional view is a cardiac short axis view. 4. The method of claim 1, further comprising: identifying a second location of myocardial tissue in the myocardial region of the first cardiac long axis view;determining an intersection of the second location and the second cross-sectional view; andusing the determined intersection of the second location and the second cross-sectional view to generate the myocardial region of interest in the second cross-sectional view. 5. The method of claim 4 wherein identifying the first location of myocardial tissue includes: displaying the first cardiac long axis view in a human readable form; andreceiving a human input indicative of the first location of myocardial tissue. 6. The method of claim 1, further comprising: identifying a plurality of locations within the myocardial region of the first cardiac long axis view; anddetermining an intersection of the plurality of locations and a plurality of views of the image data, wherein the plurality of views are substantially orthogonal to the first cardiac long axis view. 7. The method of claim 1 further comprising using a mathematical model to generate a myocardial surface in the second cross-sectional view. 8. The method of claim 7 wherein using a mathematical model includes generating an elliptical arc. 9. The method of claim 7, further comprising: using a first mathematical model to generate a myocardial surface in a basal region of the myocardium and a second mathematical model to generate a myocardial surface in an apical region of the myocardium. 10. The method of claim 7 further including increasing a thickness of the myocardial surface. 11. A method comprising: identifying, in a first cardiac long axis view of nuclear medicine image data containing a region which corresponds to myocardial tissue, a first location within the myocardial region of the first cardiac long axis view;determining an intersection of the first location and a second view of the image data;using the determined intersection of the first location and the second view to generate a myocardial region of interest in the second view;identifying a second location of myocardial tissue in the myocardial region of the first cardiac long axis view;determining an intersection of the sec... | Koninklijke Philips Electronics N.V. | G06K009/00 G06K009/36 A61B005/02
US09826955 | B2 | 2017-11-28 | Air conduction sensor and a system and a method for monitoring a health condition | 2011-03-31 | According to embodiments of the present invention, an air conduction sensor for detecting a sound from a user is provided. The air conduction sensor includes a housing comprising an opening, wherein a rim of the opening is configured to at least substantially attach to a skin or a clothing of the user; a microphone coupled to the housing such that there is an air gap between the microphone and the skin or the clothing, and wherein the microphone is configured to detect the sound. A system and a method for monitoring a health condition of a user are also provided. | 1. A system for monitoring a health condition of a user, comprising: an air conduction sensor for detecting a sound from the user, comprising: a housing comprising an opening, wherein a rim of the opening is configured to be disposed on a skin or a clothing of the user; anda microphone coupled to the housing such that there is an air gap between the microphone and the skin or the clothing, wherein the microphone is configured to detect the sound,a filter and an amplifier in electrical communication with the microphone, the filter and the amplifier configured to process the sound;an analogue-to-digital converter configured to convert the sound detected into a digital signal;a selection circuit configured to select a predetermined number of samples from the digital signal;a transformation circuit configured to transform the selected predetermined number of samples into a plurality of frequency components;an entropy determination circuit configured to determine at least one entropy-based parameter value based on the plurality of frequency components; andan entropy comparator circuit configured to compare the at least one entropy-based parameter value determined with a predetermined threshold value to detect a health signal for monitoring the health condition. 2. The system as claimed in claim 1, wherein the microphone is configured to detect the sound in a frequency ranging from 20 Hz to 20 kHz. 3. The system as claimed in claim 1, wherein the microphone is configured to convert the sound into an electrical signal. 4. The system as claimed in claim 1, wherein the air gap is in a range from 0.1 cm to 3 cm. 5. The system as claimed in claim 1, wherein the rim of the housing is configured to cover an area on the skin or the clothing in a range from 0.19 cm2 to 30 cm2. 6. The system as claimed in claim 1, wherein the housing has a shape of a hemisphere. 7. The system as claimed in claim 1, wherein the microphone is configured to detect the sound from at least one of a lung and a heart of the user. 8. A method for monitoring a health condition of a user, comprising: detecting a sound from the user using an air conduction sensor the air conduction sensor comprising: a housing comprising an opening, wherein a rim of the opening is configured to be disposed on a skin or a clothing of the user; anda microphone coupled to the housing such that there is an air gap between the microphone and the skin or the clothing, wherein the microphone is configured to detect the sound;processing the sound using a filter and an amplifier in electrical communication with the microphone;converting the sound detected into a digital signal;selecting a predetermined number of samples from the digital signal;transforming the selected predetermined number of samples into a plurality of frequency components;determining at least one entropy-based parameter value based on the plurality of frequency components; andcomparing the at least one entropy-based parameter value determi... | Nanyang Technological University | A61B005/02 A61B007/00 A61B007/04 H04R001/46 A61B005/0205 H04R001/40
US20130085418 | A1 | 2013-04-04 | Device and Method for Monitoring a Patient Position | 2012-09-28 | A portable position safety device and method for the monitoring of a patient's position in a number of different situations are disclosed. The device comprises a gyroscope module, a processing unit and an alarm system. The device and method are designed to monitor the patient movement. As such, a movement of the patient's leg beyond a certain preset angle limit will trigger the device alarm system and alert the attendant. The monitoring of the patient's position is achieved using the gyroscope function. | 1. A patient position monitoring device comprising: a housing box;a securing means;an alarm system;an electronic circuit;wherein the electronic circuit comprises a gyroscope function and a (processing, unit configured to detect the position of a patient. 2. A patient position monitoring device as claimed in claim 1 wherein the gyroscope is an accelerometer module. 3. A patient position monitoring device as claimed in claim 1 wherein the alarm system is a sound speaker. 4. A patient position monitoring device as claimed in claim 1 wherein the alarm system is a radio transmitter, the transmitter generating a binary signal for indicating whether the patient has triggered the alert. 5. A patient position monitoring device as claimed in claim 1 wherein the alarm system further comprises a radio transmitter. 6. A patient position monitoring device as claimed in claim 1 wherein the electronic circuit further comprises at least one potentiometer for controlling the sensitivity of the gyroscope module. 7. A patient position monitoring device as claimed in claim 1 wherein the device further comprises a reset function for disabling the alarm system. 8. A patient position monitoring device as claimed in claim 7 wherein the reset function is activated by a lock and key mechanism. 9. A patient position monitoring device as claimed in claim 1 further comprising a touch screen. 10. A patient position monitoring device as claimed in claim 1 wherein the gyroscope module is configured to allow the presetting of threshold angular values. 11. A patient position monitoring device as claimed in claim 2 wherein the accelerometer module is configured to allow the presetting of threshold shock values. 12. A patient position monitoring device as claimed in claim 1 wherein the power supply is mediated by the gyroscope module and configured to allow the power upon detection of an angle variation. 13. A patient position monitoring device as claimed in claim 2 wherein the power supply is mediated by the accelerometer module and configured to allow the power upon detection of impacts. 14. A patient monitoring device as claimed in claim 1 further comprising a buckle securing means. 15. A method for monitoring a patient position comprising: mounting a monitoring device to a patient leg;starting the device;monitoring angular values of a gyroscope module of the device;comparing the angular values with preset angular values;triggering an alarm when the angular values have reached the preset angular values. 16. A method for monitoring a patient position as claimed in claim 15, the method further comprising: monitoring accelerometer values of an accelerometer module of the device;comparing impact values with preset accelerometer values;triggering an alarm when the impact values have reached the preset accelerometer values. 17. A method for monitoring a patient position as claimed in claim 15 wherein the alarm will result in a transmission of a radio signal indicating t... | - | A61B005/11 A61B005/00
US20130096390 | A1 | 2013-04-18 | BioProbe Sheath and Method of Use | 2012-10-02 | This invention relates to a medical device comprising at least one bioprobe for collecting data, a single-use protective cover mechanically attached to said at least one bioprobe, a control module, and a sheath removal system comprising a receiving port for said at least one bioprobe with said attached single-use protective cover, a single-use protective cover locking mechanism for retaining said single-use protective cover, and a single-use protective cover removal feedback mechanism in communication with said control module. | 1. A medical device comprising: at least one bioprobe for collecting data;a single-use protective cover mechanically attached to said at least one bioprobe;a control module; anda sheath removal system comprising: a receiving port for said at least one bioprobe with said attached single-use protective cover;a single-use protective cover locking mechanism for retaining said single-use protective cover; anda single-use protective cover removal feedback mechanism in communication with said control module. 2. The medical device of claim 1 wherein said sheath removal system causes the collected data from said at least one bioprobe to be locked so that the user cannot access these data until the single-use protective cover has been captured and retained by the single-use protective cover locking mechanism of the sheath removal system. 3. The medical device of claim 1 wherein the sheath removal system causes the collected data from at least one bioprobe to be locked by the control module so that the user cannot use the bioprobe with a new patient until the single-use protective cover has been captured and retained by the single-use protective cover locking mechanism of the sheath removal system. 4. The medical device of claim 1 wherein said at least one bioprobe comprises at least one detector. 5. The medical device of claim 1 wherein said at least one bioprobe comprises an illuminator. 6. The medical device of claim 1 wherein said single-use protective cover is mechanically attached to said at least one bioprobe by a bayonet attachment. 7. The medical device of claim 1 wherein said the mechanical attachment of said single-use protective cover to said at least one bioprobe is adjustably positionable. 8. The medical device of claim 1 further comprising a disposal unit for said single-use protective cover after capture and retention by the sheath removal system. 9. A medical device comprising: at least one bioprobe for collecting data;a single-use protective cover mechanically attached to said at least one bioprobe;a control module; anda destructive sheath removal system comprising: a receiving port for said at least one bioprobe with said attached single-use protective cover;a single-use protective cover locking mechanism for retaining said single-use protective cover;a single-use protective cover removal feedback mechanism in communication with said control module; anda single-use protective cover destruction mechanism. 10. The medical device of claim 9 wherein said destructive sheath removal system causes the collected data from said at least one bioprobe to be locked so that the user cannot save these data until the single-use protective cover has been captured and retained by the single-use protective cover locking mechanism of the destructive sheath removal system. 11. The medical device of claim 9 wherein said at least one bioprobe comprises at least one detector. 12. The medical device of claim 9 wherein said at least one bioprobe compri... | - | A61B005/00
US08396531 | B2 | 2013-03-12 | System and method for quasi-real-time ventricular measurements from M-mode echocardiogram | 2008-03-24 | A method for measuring ventricular dimensions from M-mode echocardiograms, includes providing a digitized M-mode echocardiogram image, running a plurality of local classifiers, where each local classifier trained to detect a landmark on either an end-diastole (ED) line or an end-systole (ES) line in the image, recording all possible landmarks detected by the classifiers, where a search range in an N-dimensional parameter space defined by the landmarks for each dimension is reduced to a union of subsets, where each dimension of the parameter space corresponds a landmark, for each combination of possible landmarks, checking if an order of the landmarks is consistent with a known ordering of the landmarks, and if the order is consistent, running a global detector on each consistent combination of landmarks to find a landmark combination with a highest detection probability as a confirmed landmark detection, where the landmarks are used for measuring ventricular dimensions. | 1. A computer implemented method for measuring ventricular dimensions from M-mode echocardiograms, the method performed by the computer comprising the steps of: providing to a computer a digitized M-mode echocardiogram image comprising a plurality of intensities associated with a 2-dimensional grid;running a plurality of local classifiers, wherein each local classifier trained to detect a landmark on either an end-diastole (ED) line or an end-systole (ES) line in said image, and recording all possible landmarks detected by said classifiers, wherein a search range in an N-dimensional parameter space defined by said landmarks for each dimension is reduced into a union of subsets containing said possible landmark detection, wherein each dimension of said parameter space corresponds to one of the plurality of landmarks;for each combination of possible landmarks, checking if an order of the possible landmarks is consistent with a known ordering of said landmarks; andif said order is consistent, running a global detector on each consistent combination of possible landmarks to find a possible landmark combination with a highest detection probability as a confirmed landmark detection, wherein said landmarks are used for measuring ventricular dimensions. 2. The method of claim 1, wherein there are 5 landmarks on the ED line and 4 landmarks on the ES line. 3. The method of claim 1, further comprising: smoothing a landmark probability response line output by a local classifier to find all local maxima;ranking the local maxima based on their response magnitudes; andfor each local maxima, if a minimum distance of a local maximum with respect to another local maximum in a mode point set is greater than a pre-determined threshold, then said local maximum is added to the mode point set, wherein said mode point set forms a combination of possible landmarks, and wherein said mode point set is initialized to local maximum having a highest response from said local classifiers. 4. The method of claim 1, further comprising: warping locations {y1, . . . , yN} of said possible landmarks along a line to coincide with canonical locations {z1, . . . , zN} of known landmarks by solving for a functionf⁡(z)=∑n=1,⁢…⁢,N⁢cn⁢ϕ⁡(z-zn)+z·d,where φ(r)=r2 log(r) and {c1, c2, . . . , cN, d} are coefficients, wherein yn=f(zn). 5. The method of claim 4, wherein the coefficients {c1, c2, . . . , cN, d} are determined by solving[y1y2⋮yNd]=[0ϕ⁡(z1-z2)…ϕ⁡(z1-zN)z1ϕ⁡(z2-z1)0…ϕ⁡(z2-zN)z2⋮⋮⋮⋮⁢⋮ϕ⁡(zN-z1)ϕ⁡(zN-z2)…⁢0⁢zN00…0⁢1]⁡[c1c2⋮cNd]. 6. The method of claim 1, wherein each of said local classifiers and said global classifier are binary decision trees trained as probabilistic boosting trees wherein each tree node is a strong classifier that combines multiple weak classifiers trained on images with pre-identified landmarks. 7. The method of claim 6, wherein said weak classifiers are modeled by Haar wavelet features that represent image features. 8. A computer implemented m... | Siemens Medical Solutions USA, Inc. | A61B005/00
US08428703 | B2 | 2013-04-23 | Acute ischemia detection based on parameter value range analysis | 2010-08-25 | A heart monitor is disclosed. The monitor computes ST segment deviations and stores the results in heart rate based histograms. Periodically, the monitor analyzes the histogram data to determine a normal range of ST deviation for a particular heart rate range. The monitor computes heart rate dependent ischemia detection thresholds based on the upper and lower boundaries of the normal range. | 1. A cardiac monitor comprising: (a) a sensor adapted to sense an analog signal from a heart;(b) a device coupled to the sensor, the device having an analog-to-digital circuit system contained therein for digitizing the analog signal to produce a digitized waveform;(c) a processor electrically coupled to the analog-to-digital circuit system, said processor configured to: (i) compute a plurality of ST deviations from the digitized waveform, the plurality of ST deviations being characterized by a statistical distribution characterized by an upper boundary, a lower boundary, and a measure of dispersion;(ii) storing data pertaining to the plurality of ST deviations in a form that enables characteristics of the statistical distribution to be computed;(iii) form an upper detection threshold based on the upper boundary and the dispersion;(iv) compute a subsequent ST deviation from the digitized waveform; and(v) apply a test to detect a cardiac event, wherein the test is based on the subsequent ST deviation and the upper detection threshold;wherein the plurality of ST deviations are associated with a particular heart rate range;wherein the processor is further configured to store data pertaining to the plurality of ST deviations according to heart rate, thereby generating a corresponding plurality of values correlated with heart rate, and thereby generating set of statistical distributions, and for each member of the set, to form an upper detection threshold based on the upper boundary and the dispersion associated with the set;wherein both the plurality of ST deviations and the corresponding plurality of values correlated with heart rate each were generated at least in part with a corresponding one of two low pass filters;wherein each of the low pass filters is an exponential average filter. 2. The system of claim 1 wherein the measure of dispersion is based on the upper boundary. 3. The system of claim 2 wherein the statistical distribution is further characterized by a median, and wherein the measure of dispersion is the difference between the upper boundary and the median. 4. The system of claim 1 wherein the data pertaining to the plurality of ST deviations is stored in histogram format. 5. The system of claim 1 wherein the upper boundary is determined by searching for an ST deviation value above which there are less than a specified number of ST deviation values. 6. The system of claim 5 wherein the specified number of ST deviation values increases over time as the amount of stored data pertaining to the plurality of ST deviations increases. 7. The system of claim 1 wherein the processor is further configured to process digitized waveform data in the form of segments, and wherein each of the plurality of ST deviations corresponds to a measure of average ST deviation within each of a corresponding plurality of segments. 8. The system of claim 1 wherein the processor is further configured to form a lower detection threshold based on the upper ... | Angel Medical Systems, Inc. | A61B005/0456
US08419646 | B2 | 2013-04-16 | Blood pressure estimation apparatus and blood pressure estimation method | 2009-04-09 | To provide a non-invasive blood pressure estimation apparatus, which can accurately estimate systolic blood pressure from blood flow sound of a dialysis patient and continuously estimate systolic blood pressure by continuously picking up the blood flow sound. A blood pressure estimation apparatus creates a standard pulse curve by relating a start point and end point of a rising phase of a pulse wave to diastolic blood pressure and systolic blood pressure, respectively, creates a correspondence curve between blood flow sound power and estimated blood pressure by contrasting the standard pulse curve with the blood flow sound power curve obtained from blood flow sound at a shut site, with the two curves plotted on the same time axis, derives a systolic blood pressure estimation linear function from the correspondence curve, inputs a measured maximum value of the blood flow sound power into the linear function, and thereby estimates systolic blood pressure. | 1. A blood pressure estimation apparatus which estimates blood pressure of a subject using a standardization mode and an estimation mode, comprising: blood flow sound power waveform calculation means for determining a blood flow sound power waveform from blood flow sound of the subject in the standardization mode;blood pressure measuring means for measuring reference systolic blood pressure and reference diastolic blood pressure of the subject in the standardization mode;standard pulse curve storing means for storing a standard pulse curve whose time axis and pulse pressure axis have been standardized such that times and pulse pressures at a start point and an end point of a rising phase of a pulse wave measured in advance will be constant, in the standardization mode;first computing means for determining a correspondence curve which represents a relationship between blood flow sound power and estimated blood pressure from relationships among the blood flow sound power waveform, the reference systolic blood pressure, the reference diastolic blood pressure, and the standard pulse curve, in the standardization mode;blood flow sound power measuring means for continuously measuring the blood flow sound of the subject and the blood flow sound power in the estimation mode; andsecond computing means for continuously estimating blood pressure from the blood flow sound power measured continuously, using the correspondence curve in the estimation mode. 2. The blood pressure estimation apparatus according to claim 1, wherein the first computing means comprises: third computing means for creating a reference blood pressure curve which represents a relationship of blood pressure values to standardized time based on the standard pulse curve by bringing the reference diastolic blood pressure value and the reference systolic blood pressure value measured by the blood pressure measuring means into correspondence with a minimum value and a maximum value of standardized pulse pressure values of the standard pulse curve, respectively;fourth computing means for standardizing a time axis in a rising phase of the blood flow sound power waveform at the time corresponding to the time of measurement of the reference diastolic blood pressure value and the reference systolic blood pressure value and creating a reference blood flow sound power curve which represents a relationship of the blood flow sound power to the standardized time; andfifth computing means for creating the correspondence curve which represents a relationship between the blood flow sound power and the estimated blood pressure in a period of common standardized time based on a relationship between the reference blood pressure curve and the reference blood flow sound power curve in the period of common standardized time. 3. The blood pressure estimation apparatus according to claim 2, wherein the first computing means comprises sixth computing means for calculating a systolic blood pressure estimation lin... | Asahi Kasei Kabushiki Kaisha Nextier Corporation | A61B005/02
US08905929 | B2 | 2014-12-09 | Remote sleep quality detecting method | 2012-12-12 | A remote sleep quality detecting system and its method provide a portable detecting device for detecting an examinee's physical activity while the examinee is sleeping, analyzing a detected activity signal by a signal processing module to generate a statistical value, and comparing a result of the computed statistical value with a sleep state index to obtain sleep quality information, and then storing the activity signal and the sleep quality information in a storage unit. The system and method also provide a remote monitoring device including a sleep information reading module for providing a user interface, connecting the portable detecting device via the Internet and receiving the sleep quality information produced by the portable detecting device after a command from the portable detecting device is received, such that the examinee's sleep quality information can be examined from a remote location for a long term without disturbing the examinee's sleep. | 1. A remote sleep quality detecting method, comprising the steps of: providing a signal detector for continuously detecting a physical activity of an examinee while the examinee is sleeping, and generating an activity signal;analyzing changes of the activity signal varied with time, and producing a statistical value according to variation classification and statistics of the activity signal;computing the statistical value, and comparing a computed result with at least one sleep state index to produce sleep quality information;recording the sleep quality information in a storage unit;providing a remote monitoring device, and displaying the sleep quality information read via a network at a user interface;recording the activity signal in the storage unit; andproviding a memory unit for storing a variation threshold, at least one computation equation and the sleep state index, classifying the activity signal according to the classification of the variation threshold, and computing the statistical value according to the computation equation;whereby the sleep quality information of the examinee can be observed at a remote location for a long term, and the sleep quality of the examinee can be analyzed further according to the sleep quality information;wherein the computation equation is a weighted computation equation according to the level of significance of the activity signal decreasing with time after the detection takes place. 2. The remote sleep quality detecting method of claim 1, further comprising a procedure before the step of analyzing the activity signal, and the procedure comprising the steps of: digitizing and filtering the activity signal; andsampling the activity signal. 3. The remote sleep quality detecting method of claim 1, further comprising a procedure during the step of detecting a physical activity by the signal detector while the examinee is sleeping, and the procedure comprising the steps of: the signal detector detecting body activity while the examinee is sleeping; andgenerating a body activity signal. 4. The remote sleep quality detecting method of claim 3, wherein the signal detector is a body activity detection pad, and the body activity signal is an upper arm activity signal, a body activity signal or a leg activity signal. 5. The remote sleep quality detecting method of claim 1, further comprising a procedure during the step of reading the sleep quality information by the sleep quality reading module, consisting of: accessing an application server system from a browse unit for providing the user interface. 6. The remote sleep quality detecting method of claim 1, further comprising the step of providing an alarm receiving unit for receiving an alarm notice when an occurrence of an abnormal activity signal is detected. 7. The remote sleep quality detecting method of claim 6, wherein the alarm receiving unit is a mobile communication device or email. | Yuan Ze University | A61B005/00 A61B005/11 G06F019/00 A61N001/36 A61N001/372
US09005133 | B2 | 2015-04-14 | Apparatus for use in diagnosing and/or treating neurological disorder | 2011-05-11 | An apparatus (2) for use in diagnosing and/or treating a neurological disorder is disclosed. The apparatus comprises a sensor device (4) designed to resemble a pen to provide a first signal containing first data representing a force applied by at least one finger of the subject, an integrated writable surface (10) to (i) provide at least one second signal containing second data representing a position of the sensor device (4) relative to the writable surface (10) and/or (ii) provide at least one third signal containing third data representing an engaging force of the sensor device on the writable surface, and a camera (20) to provide at least one fourth signal containing fourth data representing a position of at least one part of an arm of the subject holding the sensor device (4). | 1. An apparatus for use in diagnosing at least one neurological disorder in a subject, the apparatus comprising: (a) at least one first detector device adapted to be held by a hand of the subject and to provide at least one respective first signal containing first data representing a respective force applied to said first detector device by at least one finger of the subject;(b) at least one second detector device adapted to be engaged by said at least one said first detector device when held by the subject, wherein said first or said second detector device is adapted to (i) provide at least one respective second signal containing second data representing a position of said first detector device relative to a respective said second detector device and (ii) provide at least one respective third signal containing third data representing an engaging force of said first detector device on said second detector device;(c) at least one third detector device configured to directly measure the position of part of an arm of the subject other than the hand, and adapted to provide at least one respective fourth signal containing fourth data representing a position of at least said part of said arm of the subject holding said at least one first detector device; and(d) at least one processor device for processing and comparing (i) said first data, (ii) said second data, said third data, and (iii) said fourth data, to stored values to determine potential presence of at least one neurological disorder in the subject. 2. An apparatus according to claim 1, wherein at least one said first detector device comprises at least one respective first force transducer for providing at least one respective said first signal. 3. An apparatus according to claim 1, wherein said first detector device comprises at least one second force transducer for providing at least one respective said third signal. 4. An apparatus according to claim 1, wherein at least one said second detector device has a respective engagement area having at least one position detector for providing at least one said second signal. 5. An apparatus according to claim 1, wherein at least one said third detector device comprises at least one camera. 6. An apparatus according to claim 1, further comprising at least one fourth detector device for providing at least one fifth signal containing fifth data representing an orientation of said first detector means. 7. An apparatus according to claim 1, wherein at least one said processor device is adapted to determine frequency components and/or phase of said first and/or second and/or third and/or fourth data. 8. An apparatus according to claim 1, wherein the apparatus is adapted to display a trace to be followed by the subject using said first detector device. | Rutger Christiaan Zietsma | A61B005/00 A61B005/11 A61B005/22 G06F003/0354 G06F003/041
US08634901 | B2 | 2014-01-21 | ECG leadwire system with noise suppression and related methods | 2011-09-30 | A noise-suppressing electrocardiograph (ECG) adapter having a first end, a second end, and a noise-suppression element is presented, together with an ECG noise-suppressing system and related methods. In an embodiment, the noise-suppressing ECG adapter includes a housing having at least one first connector disposed at a first end of the housing adapted to electrically couple with an ECG lead set, and at least one second connector adapted for coupling to an input of an ECG device. The adapter includes a noise suppression element. The noise suppression element includes a ferromagnetic element having an opening defined therein. In an embodiment the noise suppression element is internal to the adapter. In another embodiment, the noise suppression element is tethered externally to the adapter and configured to clamp around at least a portion of an ECG leadwire. | 1. A noise-suppressing ECG adapter, comprising: a housing having a first end and a second end; at least one first connector disposed at the first end of the housing, the at least one first connector adapted for operably coupling to a proximal end of ECG lead set;at least one second connector disposed at the second end of the housing, the at least one second connector adapted for coupling to an input of an ECG device; a noise suppression collar annexed to the housing and having an open position and a closed position, comprising: a semi-cylindrical collar top portion;a semi-cylindrical collar bottom portion;a hinge joining the collar top portion and the collar bottom portion along a common edge thereof;wherein the collar forms a cylinder having an inner diameter configured to accommodate the lead set when in the closed position. 2. The noise-suppressing ECG adapter in accordance with claim 1, wherein the noise suppression collar includes a clasp configured to retain the collar top portion in a closed configuration. 3. The noise-suppressing ECG adapter in accordance with claim 1, wherein the noise suppression collar when in the closed position defines an opening therethrough configured to accommodate one or more ECG leadwires. 4. The noise-suppressing ECG adapter in accordance with claim 1, wherein the noise suppression collar is annexed to the housing by a tether. 5. The noise-suppressing ECG adapter in accordance with claim 1, further comprising a placard annexed to the housing. 6. The noise-suppressing ECG adapter in accordance with claim 5, wherein the placard is annexed to the housing by a tether. 7. The noise-suppressing ECG adapter according to claim 1, wherein the noise suppression collar is formed at least in part from material selected from the group consisting of ferrite and laminated iron. 8. The noise-suppressing ECG adapter according to claim 1, wherein the noise suppression collar includes a jacket covering at least one of a surface of the collar top portion and the collar bottom portion. 9. The noise-suppressing ECG adapter according to claim 8, wherein the jacket is formed from polymeric material. 10. The noise-suppressing ECG adapter according to claim 8, wherein the jacket is formed from material selected from the group consisting of high density polyethylene, polyurethane, polypropylene, or acrylonitrile butadiene styrene. 11. A noise-suppressing ECG system, comprising: a noise-suppressing ECG adapter, comprising: a housing having a first end and a second end;at least one first connector disposed at the first end of the housing, the at least one first connector adapted for operably coupling to a proximal end of ECG lead set;at least one second connector disposed at the second end of the housing, the at least one second connector adapted for coupling to an input of an ECG device;a noise suppression collar annexed to the housing and having an open position and a closed position, the noise suppression collar comprising: a ... | Covidien LP | A61B005/0402
US08428678 | B2 | 2013-04-23 | Calibration techniques for a continuous analyte sensor | 2012-05-16 | Disclosed herein are systems and methods for calibrating a continuous analyte sensor, such as a continuous glucose sensor. One such system utilizes one or more electrodes to measure an additional analyte. Such measurements may provide a baseline or sensitivity measurement for use in calibrating the sensor. Furthermore, baseline and/or sensitivity measurements may be used to trigger events such as digital filtering of data or suspending display of data. | 1. A method for continuous glucose sensing, the method comprising: generating a glucose signal associated with a glucose concentration in a host using a continuous glucose sensor;measuring a sensitivity change of the continuous glucose sensor over a time period, wherein the measured sensitivity change is not based on a reference glucose measurement from a reference glucose monitor; anddetermining, using electronic circuitry, a stability of the continuous glucose sensor based on the measured sensitivity change; andcalibrating the glucose signal using the measured sensitivity change. 2. The method of claim 1, wherein measuring a sensitivity change comprises measuring a change in glucose transport through a membrane. 3. The method of claim 1, wherein measuring a sensitivity change comprises measuring an analyte other than glucose. 4. The method of claim 1, wherein measuring a sensitivity change comprises measuring a change in oxygen transport through a membrane. 5. The method of claim 1, wherein measuring a sensitivity change comprises switching, cycling, or pulsing a voltage and evaluating the voltage response. 6. The method of claim 1, wherein measuring a sensitivity change comprises measuring a change in baseline over time. 7. The method of claim 1, wherein measuring a sensitivity change comprises measuring an auxiliary signal. 8. The method of claim 7, wherein the auxiliary signal is indicative of a change in solute transport through a membrane. 9. The method of claim 7, wherein the auxiliary signal is indicative of a change a biointerface of the sensor. 10. A system for continuous glucose sensing, the system comprising: a continuous glucose sensor configured to generate a glucose signal associated with a glucose concentration in a host; andelectronic circuitry configured to determine a stability of the continuous glucose sensor by measuring a sensitivity change over a time period and to calibrate the glucose signal using the measured sensitivity change, wherein the electronic circuitry is configured to measure the sensitivity change without a reference glucose measurement from a reference glucose monitor. 11. The system of claim 10, wherein the electronic circuitry is configured to measure a sensitivity change by measuring a change in glucose transport through a membrane. 12. The system of claim 10, wherein the electronic circuitry is configured to measure a sensitivity change by measuring an analyte other than glucose. 13. The system of claim 10, wherein the electronic circuitry is configured to measure a sensitivity change by measuring a change in oxygen transport through a membrane. 14. The system of claim 10, wherein the electronic circuitry is configured to measure a sensitivity change by switching, cycling, or pulsing a voltage and evaluating the voltage response. 15. The system of claim 10, wherein the electronic circuitry is configured to measure a sensitivity change by measuring a change in baseline over time. 16. The sy... | DexCom, Inc. | A61B005/05
US08855387 | B2 | 2014-10-07 | System for detecting bone cancer metastases | 2008-12-23 | The invention relates to a detection system for automatic detection of bone cancer metastases from a set of isotope bone scan images of a patients skeleton, the system comprising a shape identifier unit, a hotspot detection unit, a hotspot feature extraction unit, a first artificial neural network unit, a patient feature extraction unit, and a second artificial neural network unit. | 1. A detection system for automatic detection of bone cancer metastases from a set of isotope bone scan images of a patients skeleton, the system comprising: a shape identifier unit for identifying anatomical structures of the skeleton pictured in the set of bone scan images, forming an annotated set of images;a hotspot detection unit for detecting areas of high intensity in the annotated set of images based on information from the shape identifier regarding the anatomical structures corresponding to different portions of the skeleton of the images;a hotspot feature extraction unit for extracting a set of hotspot features for each hot spot detected by the hotspot detection unit;a first artificial neural network unit arranged to calculate a likelihood for each hot spot of the hotspot set being a metastasis based on the set of hotspot features extracted by the hotspot feature extraction unit;a patient feature extraction unit arranged to extract a set of patient features based on the hotspots detected by the hotspot detection unit and on the likelihood outputs from the first artificial neural network unit; anda second artificial neural network unit arranged to calculate a likelihood that the patient has one or more cancer metastases, based on the set of patient features extracted by the patient feature extraction unit. 2. The detection system as recited in claim 1, wherein the shape identifier unit comprises a predefined skeleton model of a skeleton, the skeleton model comprising one or more anatomical regions, each region representing an anatomical portion of a general skeleton. 3. The detection system as recited in claim 1, wherein the predefined skeleton model is adjusted to match the skeleton of the set of bone scan images of the patient, forming a working skeleton model. 4. The detection system as recited in claim 1, wherein the hotspot detection unit comprises a threshold scanner unit for scanning the set of bone scan images and identifying pixels above a certain threshold level. 5. The detection system as recited in claim 4, wherein the hotspot detection unit comprises different threshold levels for the different anatomical regions that are defined by the shape identifier unit. 6. The detection system as recited in claim 1, wherein the hotspot feature extraction unit for extracting one or more hotspot features for each hot spot, comprises means for determining the shape and position of each hotspot. 7. The detection system as recited in claim 1, wherein the first artificial neural network unit are fed with the features of each hotspot of the hotspot set produced by the hotspot feature extraction unit. 8. The detection system as recited in claim 1, wherein the patient feature extraction unit are provided with means to perform calculations that make use of both data from the hotspot feature extraction unit and of the outputs of the first artificial neural network unit. 9. The detection system as recited in claim 1, wherein the second ar... | Exini Diagnostics AB | G06K009/00 G06K009/46 G06K009/62 G06T007/00 A61B005/107 G06N003/02 A61B006/00 A61B005/00 A61B006/12
US20130060107 | A1 | 2013-03-07 | SUBCUTANEOUS GLUCOSE SENSOR | 2011-02-15 | A glucose sensor for measurement of glucose in subcutaneous tissue, the sensor comprising: a probe for subcutaneous insertion, the probe containing an indicator system comprising a receptor for selectively binding to glucose and a fluorophore associated with said receptor, wherein the fluorophore has a fluorescence lifetime of less than 100 ns; a detector head which is optically connected to the probe and which is for location outside the body; a light source; and a detector arranged to receive fluorescent light emitted from the indicator system, wherein the light source and detector are optionally located within the detector head; wherein the sensor is arranged to measure glucose concentration in subcutaneous tissue by monitoring the fluorescence lifetime of the fluorophore. | 1. A glucose sensor for measurement of glucose in subcutaneous tissue, the sensor comprising: a probe for subcutaneous insertion, the probe containing an indicator system comprising a receptor for selectively binding to glucose and a fluorophore associated with said receptor, wherein the fluorophore has a fluorescence lifetime of less than 100 ns;a detector head which is optically connected to the probe and which is for location outside the body;a light source; anda detector arranged to receive fluorescent light emitted from the indicator system,wherein the light source and detector are optionally located within the detector head;wherein the sensor is arranged to measure glucose concentration in subcutaneous tissue by monitoring the fluorescence lifetime of the fluorophore. 2. A sensor according to claim 1, wherein the detector is a single photon avalanche diode. 3. A sensor according to claim 2, further comprising: a driver arranged to modulate the light source intensity at a first frequency;a bias voltage source arranged to apply a bias voltage to the single photon avalanche diode, wherein the bias voltage is modulated at a second frequency, different from the first frequency, and wherein the bias voltage is above the breakdown voltage of the single photon avalanche diode; anda signal processor arranged to determine information related to a fluorescence lifetime of the fluorophore based on at least the output signal of the single photon avalanche diode. 4. A sensor according to claim 1 wherein the receptor is an enzyme or a compound containing one or more boronic acid groups. 5. A sensor according to claim 1, wherein the fluorophore has a fluorescence lifetime of 30 ns or less. 6. A sensor according to claim 1, wherein the fluorophore has a fluorescence lifetime of 20 ns or more. 7. A sensor according to claim 1, wherein the fluorophore is a non-metallic fluorophore. 8. A sensor according to claim 1, wherein the indicator system comprises a fluorophore-receptor construct which is bound to a hydrogel. 9. A sensor according to claim 8, wherein the hydrogel is a fluid hydrogel having a water content of at least 30% w/w. 10. A sensor according to claim 1, wherein the indicator system is provided as an aqueous solution. 11. A sensor according to claim 1, comprising (a) a non-disposable detector head and (b) a disposable probe unit comprising the probe and a connector arranged to connect the probe to the detector head. 12. A sensor according to claim 1, further comprising a reader unit arranged to connect to, or receive data from, the detector head, wherein the light source and detector are optionally located within the reader unit. 13. A sensor according to claim 12, wherein the detector head comprises the light source and detector and additionally comprises a power supply and a transmitter arranged to wirelessly transmit data relating to the output of the detector to a receiver, and wherein the reader unit comprises a receiver arranged ... | - | A61B005/1459
US20130079660 | A1 | 2013-03-28 | METHOD UTILIZING THERMOGRAPH OF A TEAR FILM FOR GENERATING A QUANTIFIED INDEX | 2011-09-23 | A method utilizing thermograph of a tear film for generating a quantified index includes steps of: capturing a set of tear film thermograph data, deriving parameters from the set of tear film thermograph data, and executing a synthesis calculation based on the derived parameters. The parameters include a temperature distribution of each tear film thermograph, a temperature fall tendency of an open-eye tear film during time variation, a type of a tear film break-up and an occurring time of the tear film break-up, and an upward drifting speed of a temperature color block in the tear film thermograph. The parameters represent the quantity of the aqueous volume of the tear and the stability of the tear film for establishing a reliability of an examination of a diagnosis of a dry eye disease without intruding into a testee's eye. | 1. A method utilizing thermograph of a tear film for generating a quantified index, comprising steps of: capturing a set of tear film thermograph data;deriving parameters from the set of tear film thermograph data, the parameters including a temperature distribution of each tear film thermograph;a temperature fall tendency of an open-eye tear film during time variation;a type of a tear film break-up and an occurring time of the tear film break-up; andan upward drifting speed of a temperature color block in the tear film thermograph; andexecuting a synthesis calculation based on the derived parameters for generating an aqueous volume index of the tear and a stability index of the tear film. 2. The method utilizing thermograph of a tear film for generating a quantified index as claimed in claim 1, wherein the parameter of the temperature distribution of each tear film thermograph is based on a quantity and a distribution of the temperature color blocks in the tear film thermograph; if the temperature color blocks are equally distributed, an aqueous volume of the tear is determined as adequate; andif a number of the temperature color blocks is few and the temperature color blocks are represented in a high temperature range, the aqueous volume of the tear is determined as deficient. 3. The method utilizing thermograph of a tear film for generating a quantified index as claimed in claim 1, wherein the parameter of the temperature fall tendency of an open-eye tear film during time variation is based on: if the temperature fall tendency of an open-eye tear film during time variation is conspicuous and a slope of the temperature fall tendency is steep, the tear film is determined as break-up; andif the temperature fall tendency of an open-eye tear film during time variation is not conspicuous and the slope of the temperature fall tendency is flat, the aqueous volume of the tear is determined as deficient. 4. The method utilizing thermograph of a tear film for generating a quantified index as claimed in claim 1, wherein the parameters of the type of the tear film break-up and the occurring time of the tear film break-up are based on: if the type of the tear film break-up shows the temperature color blocks on the tear film thermograph are distributed in a shape of concentric circles or a shape of ellipses the tear film is determined as stable;if the type of the tear film break-up shows the temperature color blocks on the tear film thermograph are distributed in neither the shape of concentric circles nor the shape of ellipses, the tear film is determined as unstable; andif the occurring time of the tear break-up is short, the tear film is determined as instability. 5. The method utilizing thermograph of a tear film for generating a quantified index as claimed in claim 1, wherein the parameter of the upward drifting speed of the temperature color block in the tear film thermograph is based on a speed of a lower temperature color and flat-shaped block in... | - | A61B005/01
US20130102921 | A1 | 2013-04-25 | METHOD AND DEVICE FOR MONITORING BIOMECHANICAL PROPERTIES OF THE EYE | 2011-10-20 | A contact lens shaped measuring device (1) includes sensor (3) having a protrusion (14) towards the cornea (22). The measuring device (1) is flexible to a degree that it is flattened by a closing eye lid and the protrusion creates an indentation of the cornea. The occurring force on the protrusion is measured by the sensor. Applying a constant lid acceleration/deceleration model to the movement of the lid and a mechanical model to the cornea, the tension of the cornea is determined and deduced from the force measured with the lid closed, yielding the true intraocular pressure. In an alternative, the protrusion is characterized by a discontinuity in its shape, or the sensor is subdivided, each subsensor being characterized by a protrusion of different shape. With the values obtained as extrema and at the discontinuity or with different protrusions, the cornea tension can be obtained by a (linear) extrapolation. | 1. A method for monitoring biomechanical properties of the eye, using a measuring arrangement which comprises a measuring device designed to be born in the manner of a contact lens, the measuring device comprising a force detector in operative engagement with a protrusion directed towards the cornea of an eye once the measuring device is applied to the eye, the measuring device being flexible in order to be pressed against the cornea by a lid of the eye moving over the measuring device, wherein the method comprises the following steps: measuring and storing force values and indication of time when the force values occurred;determining the time tstart when the force values start to be significantly greater than zero, time tstop at which the force values after tstart are no more substantially greater than zero, equivalent to the times when the protrusion first gets in contact with the cornea respectively disconnects therefrom;determining a maximum force value between tstart and tstop in order to determine the phases of eye closing, eye being closed, and eye opening;deriving from the force values and the corresponding time values between tstart and tEnd a value indicative of the tension of the cornea. 2. The method of claim 1, wherein the indentation of the cornea by the protrusion is derived from the position of the eye lid while closing or opening. 3. The method of claim 2, wherein the position of the lid is determined in applying a movement of constant acceleration or deceleration, the acceleration and deceleration values being selected in a set of predetermined values with the length of the time between either tstart or tEnd and the time where the maximum force occurs used as the selection criterion. 4. The method of claim 1, wherein a maximum force occurring between tstart and tstop is determined, a period of time tIOP0 to tIOP1 comprising the maximum force value is determined, in which the force values do not deviate more than 10%, preferably not more than 5% and even more preferably not more than 2% from the average of the force values in the period, and to determine an uncompensated intraocular pressure as the average of force values in the period, and to determine the cornea tension value using the measured force-time values with the values of the period tIOP0 to tIOP1 excised. 5. The method of claim 4, wherein the sensor comprises a rigid part which is capable to abut the cornea if the lid of the eye is closed so that the indentation of the cornea is given by the height Hknob,max of the protrusion. 6. The method of claim 1, wherein the force values and the corresponding time values either directly or respectively derived values are inserted a set of equations furnished by a model of the behaviour of the cornea, solving the system of equations by varying parameters of the model, and computing the tension of the cornea using the parameters. 7. The method of claim 1, wherein the shape of the protrusion is provided with at least one disc... | - | A61B005/103
US20130060111 | A1 | 2013-03-07 | DUAL PAD FOR HYGIENE AND DETECTING CONDITIONS | 2011-09-07 | The present invention provides a hygienic pad enabled not only to collect human discharges when a man or a woman uses the pad, but also to detect reactants contained in the discharges. The detected reactants are indicators of medical conditions. Means to detect the reactants are incorporated into the hygienic pad. | 1. An hygienic pad for diagnostic of a medical condition, wherein the pad comprises: A. A hygienic pad; and,B. Means to detect a reactant, where the means to detect the reactant are incorporated into the hygienic pad, wherein the reactant is contained in human discharges released into the hygienic pad, wherein said discharges are in the hygienic pad because of use of the hygienic pad by a human being, wherein the reactant at a certain concentration is indicative of the medical condition. 2. The Hygienic pad of claim 1, wherein the means to detect the reactant is at least one diagnostics strip inserted into the hygienic pad. 3. The Hygienic pad of claim 1, wherein the means to detect the reactant are diagnostic microspheres inserted into the hygienic pad. 4. The hygienic pad of claim 1, wherein the reactant to be detected is human chorionic gonadotropin. 5. The hygienic pad of claim 1, wherein the reactant to be detected is glucose. 6. The hygienic pad of claim 1, wherein the reactant to be detected is a human hormone. 7. The hygienic pad of claim 1, wherein the reactant to be detected is an antibody against a germ that infects humans. 8. The hygienic pad of claim 1, wherein the reactant to be detected is a nucleic acid of a germ that infects humans. 9. The hygienic pad of claim 1, wherein the reactant to be detected is a protein of a germ that infects humans. | - | A61B005/00
US20130079677 | A1 | 2013-03-28 | CERVICAL DILATION METER | 2012-11-20 | An instrument for measuring cervical dilation can have a pair of arms connected at their proximal ends to an arm pivot or articulating member, the arms being in movable communication with a gauge assembly for measuring the relative distance between the arms at a fixed location near the proximal ends of the arms. The arms can be disposed to apply an outward lateral pressure against the walls of the cervix, thereby engaging the cervix without the need for physical penetration, gripping, or other attachment of the device to the cervical tissue. Continuous outward lateral pressure of the arms against the cervical walls can allow the arms to expand in response to and in concert with expansion and dilation of the cervix. The relative distance between the arms correlates to the diameter of the cervix, such that the correlated measurement indicated on a scale of the gauge means is the measurement of cervical dilation. | 1. An apparatus comprising: first and second arms, comprising respective proximal and distal portions, the proximal portions coupled together, the distal portions comprising respective first and second cervical segments configured to be received within a cervix,the first and second cervical segments configured to hold the apparatus in position, while measuring cervical dilation, without physical penetration, attachment or gripping of the cervix; anda cervical dilation communication assembly, communicatively coupled to at least one of the first and second arms to receive information about the cervical dilation, the communication assembly comprising an external indicator to provide an indication of the cervical dilation to a user. 2. The apparatus of claim 1, further comprising first and second feet movably connected to respective first and second cervical segments, the first and second feet extending beyond the cervix and into a uterus. 3. The apparatus of claim 2, wherein the first and second feet are movable through a flexible joint. 4. The apparatus of claim 3, wherein the first and second feet are biased to flex outwardly, at respective angles, with respect to an apparatus insertion axis. 5. The apparatus of claim 4, wherein the first and second feet are biased to flex outwardly by a shape memory property of at least one of the respective first and second cervical segments or the respective first and second feet. 6. The apparatus of claim 1, further comprising a biasing member, configured to provide a force that is coupled to the first and second arms to bias the first and second arms away from each other. 7. The apparatus of claim 6, wherein the force is provided by a shape memory property of the biasing member. 8. The apparatus of claim 1, wherein the proximal portions of the first and second arms further comprise respective first and second vaginal segments configured to be received within a vagina. 9. The apparatus of claim 8, wherein the respective first and second cervical segments are respectively configured to flex, at respective angles, with respect to the respective first and second vaginal segments, in a plane formed by the first and second vaginal segments. 10. The apparatus of claim 9, wherein first and second feet, movably connected to respective first and second cervical segments, are configured to flex upwardly with respect to the plane formed by the respective first and second vaginal segments. 11. The apparatus of claim 1, wherein the proximal portions of the first and second arms are coupled through a rotational pivot joint, and further comprising a biasing member, coupled to the first and second arms to exert an outward force to bias the first and second arms apart. 12. The apparatus of claim 11, wherein the outward force is provided by a shape memory property of the biasing member. 13. The apparatus of claim 1, wherein the distal portion of at least one of the first and second arms includes a sensor. 14.-17. (... | - | A61B005/00
US20130077756 | A1 | 2013-03-28 | IMAGING METHOD AND APPARATUS FOR DISPLAYING VESSELS OR ORGANS IN AN AREA OF A PATIENT UNDER EXAMINATION | 2012-09-25 | An imaging method and apparatus for displaying a target object, such as one or a plurality of blood vessels and/or an organ in an area of a patient under examination, is provided. The examination can be a medical intervention. At least one recorded fluoroscopic image of the area under examination is recorded by an X-ray system. At least one up-to-date reconstructed 3D radar image is generated from signals detected a radar receiver. The target object is identified in the fluoroscopic image and in the radar image. The radar image with the fluoroscopic image is recorded with the aid of the result of the identification. The radar image and the fluoroscopic image are combined. The combined image is reproduced on a display device. | 1. A method for displaying a target object in an area of a patient under examination, comprising the steps of: recording a fluoroscopic image of the area under examination by an X-ray system;generating a up-to-date reconstructed 3D radar image from signals detected by a radar receiver;identifying the target object in the fluoroscopic image and in the radar image;recording the radar image with the fluoroscopic image based on the identification; andcombing the radar image and the fluoroscopic image to generate a combined image. 2. The method as claimed in claim 1, wherein the combined image is a 3D image and is reproduced on a display device. 2. The method as claimed in claim 2, wherein the 3D reproduction of the combined image is continuously performed. 3. The method as claimed in claim 1, wherein the steps of the method are repeated in a selectable time interval until completion of the method. 4. The method as claimed in claim 1, wherein a plurality of fluoroscopic images is continuously recorded. 5. The method as claimed in claim 1, wherein flow of blood and/or contrast medium in a vessel of the area under examination is measured by radar Doppler effect. 6. The method as claimed in claim 5, wherein recording of the fluoroscopic image is triggered when the blood and/or contrast medium reaches an appropriate position in the vessel 7. An imaging medical apparatus, comprising: an X-ray system for recording a fluoroscopic image of an area under examination;a radar transmitter for transmitting signals;a radar receiver for detecting the transmitted signals;a radar image processing unit for generating a reconstructed 3D radar image from the detected signals;an image storage unit for buffer storage of the fluoroscopic image and/or of the reconstructed 3D image;a first image processing unit for identifying a target object in the reconstructed 3D image;a second image processing unit for identifying the target object in the fluoroscopic image;a recording device for recording the reconstructed 3D image and the fluoroscopic image based on the identification;a combining device for combining the reconstructed 3D image and the fluoroscopic image; anda 3D display device for displaying the combined image. 8. The apparatus as claimed in claim 7, further comprising a measuring device for measuring flow of blood and/or contrast medium in a vessel of the area under examination by radar Doppler effect. 9. The apparatus as claimed in claim 8, wherein the X-ray system is trigger for recording the fluoroscopic image when the blood and/or contrast medium reaches an appropriate position in the vessel. 10. The apparatus as claimed in claim 7, further comprising a patient table and a movement of the patient table is monitored. 11. The apparatus as claimed in claim 10, wherein the movement of the patient table is stopped and/or an alarm is triggered when a patient, an operator or a device is located in a collision zone of the apparatus. 12. The apparatus as claimed... | SIEMENS AKTIENGESELLSCHAFT | H05G001/64 A61B005/029
US08428686 | B2 | 2013-04-23 | Extended optical range system for monitoring motion of a member | 2010-04-09 | A system and method for monitoring a physiological parameter includes a garment that includes a fabric that exhibits both a light transmission property and a light reflection property. The amount of light transmitted through the fabric relative to the amount of light reflected by the fabric changes when the fabric stretches in response to motion, such as the motion induced by physiological activity (e.g., heart rate). The system includes at least one source of radiation having wavelength(s) in the range of 400 to 2200 nanometers and at least one detector responsive to such incident radiation. The source and detector are associated with the fabric such that the reception of incident radiation by the detector is directly affected by a change in the amount of light transmitted through the fabric relative to the amount of light reflected by the fabric when the fabric stretches. A signal processor converts a signal from the detector into a signal representative of at least one predetermined physiological parameter of a wearer of the garment. | 1. A system for monitoring at least one predetermined physiological parameter of a wearer, comprising: a garment, at least a portion of which garment is formed from a fabric having a first side defining an exterior surface and having a second side defining a wearer-contacting interior surface when said garment is worn by the wearer, said fabric having a region thereof defining gaps of a first size between yarns when said fabric is stretched and defining gaps of a second size between yarns that is different from said first size when the fabric recovers from stretch in response to at least one predetermined physiological parameter of the wearer of the garment;at least one source of radiation having wavelength(s) in the range from about 400 to about 2200 nanometers positioned external to the fabric to direct radiation onto the exterior surface and onto the region;at least one detector responsive to incident radiation having wavelength(s) in the range from about 400 to about 2200 nanometers, to produce a signal representative thereof, with said detector mounted to either the first side or the second side of the fabric and external to the fabric,wherein the source and detector are associated with the fabric in substantially fixed relative positions with respect to the region such that the reception of incident radiation by the detector at a first time interval when the fabric is stretched as compared to the reception of incident radiation by the detector at a second time interval when the fabric recovers from stretch is directly affected by a change in the amount of light reflected by yarns or transmitted through the gaps as the fabric of the region periodically stretches and recovers from stretch in response to at least one predetermined physiological parameter of the wearer of the garment; and a signal processor that converts periodically varying signal output received from the detector or from a data acquisition unit associated with the detector into a signal representative of the at least one predetermined physiological parameter of the wearer of the garment. 2. The system of claim 1, wherein the signal processor is mounted in the garment. 3. The system of claim 1, wherein the source and the detector are mounted on opposing sides of the fabric. 4. The system of claim 1, wherein the source and detector are mounted on a same side of the fabric. 5. The system of claim 1, wherein the fabric includes yarns selected from the group consisting of reflective yarns, stretchable yarns, and combinations thereof. 6. The system of claim 1, wherein the source provides radiation having wavelength(s) in the range from about four hundred (400) nanometers to about eight hundred (800) nanometers; and wherein the detector responds to radiation having wavelength(s) in the range from about four hundred (400) nanometers to about eight hundred (800) nanometers. 7. A method for monitoring at least one predetermined physiological parameter of a wearer, comprising: dir... | Textronics, Inc. | A61B005/02
US08412332 | B2 | 2013-04-02 | Miniature wireless system for deep brain stimulation | 2008-10-20 | An implantable system and method for deep brain stimulation (DBS) treatments. The implantable system is sufficiently small and self-contained to enable implantation of the entire system within the brain, or optionally within the brain and the surrounding tissue. The system comprises an implantable inductor on which a voltage is induced when subjected to an electromagnetic field, and an implantable device comprising a housing, stimulating elements at an exterior surface of the housing, and electronics within the housing and electrically connected to the implantable inductor. The electronics produces a brain-stimulating current from the voltage induced on the implantable inductor and then delivers the brain-stimulating current to the stimulating elements. Deep brain stimulation is performed by subjecting the inductor to an electromagnetic field to induce a voltage on the inductor that powers the electronics to produce and deliver the brain-stimulating current to the stimulating elements. | 1. An implantable system for performing deep brain stimulation, the system comprising: an implantable inductor on which a voltage is induced when subjected to an electromagnetic field; andan implantable device comprising a housing, conductive stimulating elements located and formed on an exterior surface of the housing, and electronics within the housing and electrically connected to the implantable inductor, the electronics producing a brain-stimulating current from the voltage induced on the implantable inductor and then delivering the brain-stimulating current to the stimulating elements;wherein the housing and the stimulating elements are configured for deep brain implantation together;wherein the stimulating elements are spaced apart at the exterior surface of the housing and comprise at least two two-dimensional structures located and formed on the exterior surface of the housing or at least two three-dimensional structures that protrude through the exterior surface of the housing; andwherein the implantable inductor is entirely outside the housing of the device and has a flat coil configuration that enables the implantable inductor to be implanted separate from the housing and the stimulating elements, between the skull and the scalp and lie flat against the skull. 2. The system according to claim 1, wherein the implantable inductor is adapted for receiving the electromagnetic field from a non-implantable powering source. 3. The system according to claim 1, wherein the stimulating elements comprise the at least two two-dimensional structures located and formed on the exterior surface of the housing and do not protrude from the exterior surface of the housing. 4. The system according to claim 1, wherein the stimulating elements comprise the at least two three-dimensional structures that protrude through the exterior surface of the housing. 5. The system according to claim 1, wherein the housing has a hollow interior that contains the electronics of the implantable device. 6. The system according to claim 1, wherein the housing is a potted structure in which the electronics of the implantable device are potted. 7. The system according to claim 1, wherein the implantable inductor is connected to the housing by a cable. 8. The system according to claim 7, wherein the inductive coil is defined on a planar film. 9. The system according to claim 1, wherein the device further comprises an additional element adapted to sense a physiological parameter chosen from the group consisting of pressure, temperature, flow, velocity, vibration, acceleration, and chemistry, and the system uses the sensed physiologic parameter to control, adjust or manipulate the brain-stimulating current. 10. The system according to claim 1, wherein the device further comprises an actuator chosen from the group consisting of thermal generators, voltage sources, current sources, probes, electrodes, drug delivery pumps, valves, meters, microtools for localized surgical... | Integrated Sensing Systems, Inc. | A61N001/00 A61B005/04
US08409178 | B2 | 2013-04-02 | Systems and methods for evaluating treatment tables for refractive surgery | 2010-03-30 | Treatment table verification techniques involve comparing intended refraction information with expected optical refraction information, and validating or qualifying the treatment table based on such comparisons. Systems and methods for verifying treatment tables provide enhanced safety for laser vision correction treatments. | 1. A method of evaluating a treatment table for use in an ophthalmologic refractive surgery for a patient, the method comprising: inputting a treatment table containing laser ablation instructions for treating the patient into a treatment instructions module;determining a simulated ablation for the patient based on the laser ablation instructions with a simulation ablation module;inputting a pupil dimension of the patient into a pupil dimension module;determining an expected optical refraction for the patient based on the pupil dimension and the simulated ablation with an expected optical refraction module, wherein the expected optical refraction for the patient is dependent on a sphere ophthalmic term characterized by a set of second radial order polynomial terms, a cylinder ophthalmic term characterized by the set of second radial order polynomial terms, and an axis ophthalmic term characterized by the set of second radial order polynomial terms, and wherein the expected optical refraction profile is independent of a piston ophthalmic term characterized by a zero radial order polynomial term, an x-tilt ophthalmic term characterized by a set of first radial order polynomial terms, and a y-tilt ophthalmic term characterized by the set of first radial order polynomial terms;inputting an intended optical refraction for the patient into an intended refraction module, wherein the intended optical refraction for the patient is dependent on a sphere ophthalmic term, a cylinder ophthalmic term, and an axis ophthalmic term, and wherein the intended optical refraction profile is independent of a piston ophthalmic term, an x-tilt ophthalmic term, and a y-tilt ophthalmic term; andevaluating the treatment table by comparing the expected and intended optical refractions for the patient with a comparison module. 2. The method according to claim 1, wherein the set of second radial order polynomial terms comprises a set of second radial order Zernike polynomial terms, the zero radial order polynomial term comprises a zero radial order Zernike polynomial term, and the set of first radial order polynomial terms comprises a set of first radial order Zernike polynomial terms. 3. The method according to claim 1, wherein the set of second radial order polynomial terms comprises a set of second radial order Seidel power series terms, the zero radial order polynomial term comprises a zero radial order Seidel power series term, and the set of first radial order polynomial terms comprises a set of first radial order Seidel power series terms. 4. The method according to claim 1, wherein the expected optical refraction and the intended optical refraction each correspond to a common plane. 5. The method according to claim 1, wherein the expected optical refraction and the intended optical refraction each correspond to a corneal plane. 6. The method according to claim 1, wherein the pupil dimension of the patient corresponds to a wavefront diameter related to a wavescan ... | AMO Development LLC. | A61F009/008 A61B003/00 A61B003/10 A61B005/05
US10595787 | B2 | 2020-03-24 | Apparatus and systems for event detection using probabilistic measures | 2012-08-29 | Methods, systems, and apparatus for determining probabilistic measures of seizure activity (PMSA) values based on a plurality of seizure detection algorithms and/or body signals used as inputs by the seizure detection algorithms. Use of the PMSA values to detect seizure activity based on a consensus of the algorithms and/or body signals, and/or warn, log, administer a therapy, or assess the efficacy of a therapy. | 1. A method, comprising: determining via one or more processors of one or more medical devices, by a first seizure detection algorithm and a second seizure detection algorithm for detecting seizure activity based upon at least one body signal, at least a first output of seizure detection of the first seizure detection algorithm, wherein the first output is zero when the first seizure detection algorithm detects no seizure and the first output is one when the first seizure detection algorithm detects a seizure, and a second output of seizure detection of the second seizure detection algorithm, wherein the second output is zero when the second seizure detection algorithm detects no seizure and the second output is one when the second seizure detection algorithm detects the seizure;determining via the one or more processors of the one or more medical devices a probabilistic measure of seizure activity (PMSA) value based upon at least the first output and the second output of the first seizure detection algorithm and the second seizure detection algorithm, wherein the determining the PMSA value comprises determining an average indicator function based on the first output and the second output of the first seizure detection algorithm and the second seizure detection algorithm; anddelivering a therapy based on the probabilistic measure of seizure activity value, where the therapy is a delivery of at least one of an electrical signal, a drug, and a thermal energy to one or more target tissues of a patient's body;wherein the first seizure detection algorithm and the second seizure detection algorithm are one of: an autoregression algorithm; a wavelet transform maximum modulus (WTMM) algorithm; and a short-term-average to long-term-average (STA/LTA) algorithm. 2. The method of claim 1, wherein the at least one body signal comprises at least one of a measurement of a patient's heart activity, a measurement of a patient's respiratory activity, a measurement of a patient's kinetic activity, a measurement of a patient's brain electrical activity, a measurement of a patient's brain chemical activity, a measurement of a patient's brain temperature, a measurement of a patient's oxygen consumption, a measurement of a patient's oxygen saturation, a measurement of an endocrine activity of a patient, a measurement of a metabolic activity of the patient, a measurement of an autonomic activity of the patient, a measurement of a cognitive activity of the patient, and a measurement of a tissue stress marker of the patient. 3. The method of claim 1, further comprising: selecting one or more of the autoregression algorithm, the wavelet transform maximum modulus (WTMM) algorithm, and the short-term-average to long-term-average (STA/LTA) algorithm for the first seizure detection algorithm and the second seizure detection algorithm, at least one parameter of at least one of the first seizure detection algorithm and the second seizure detection algorithm, a type of the PMSA... | Flint Hills Scientific, LLC | A61B005/00 A61B005/048
US09560974 | B2 | 2017-02-07 | Luminescence based noninvasive remote parameter sensor and sensing method | 2012-06-29 | A noninvasive remote parameter sensor and sensing method is provided that is particularly suited for the remote monitoring of skin temperature. The sensor and sensing method utilize luminescence-based sensors that are non-toxic and non-irritating to the skin. The sensor preferably utilizes one or more types of fluorophores that are embedded in a soft hydrogel. The sensor is illuminated with excitation light, and temperature is monitored by detecting and analyzing the emission light from the fluorophores. Because a soft hydrogel is used, the sensor can be gently wiped off the skin at the conclusion of temperature measurements. | 1. A noninvasive remote sensor for measuring temperature, comprising: at least a first gel;a first type of fluorophore embedded in at least the first gel, wherein the first type of fluorophore emits first emission light via luminescence in response to first excitation light, wherein the luminescence of the first type of fluorophore varies as a function of temperature;a second type of fluorophore embedded in at least the first gel that also contains the first type of fluorophore, wherein the second type of fluorophore emits second emission light via luminescence in response to second excitation light, wherein the luminescence of the second type of fluorophore varies as a function of temperature;a light detector positioned to detect the first and second emission light, wherein the light detector generates at least one detector signal corresponding to the first and second emission light, wherein at least one characteristic of the at least one detector signal represents both at least one parameter of the first emission light of the first emission light and at least one parameter of the first emission light; anda process controller in communication with the light detector, wherein the process controller determines a temperature value of an object in contact with at least the first gel based on the at least one characteristic of the at least one detector signal, wherein the temperature value is dependent on the at least one characteristic of the at least one detector signal such that a change in the at least one characteristic of the at least one detector signal will result in a change in the determined temperature value. 2. The sensor of claim 1, wherein the at least one characteristic comprises a ratio F1/F2, where F1 corresponds to an intensity of light emitted from the first type of fluorophore and F2 corresponds to an intensity of light emitted from the second type of fluorophore. 3. The sensor of claim 1, wherein the at least one characteristic corresponds to a decay time difference between the first and second emission light when the first and second excitation light is intensity modulated. 4. The sensor of claim 1, wherein the first and second types of fluorophores comprise fluorophores that are excitable by visible light. 5. The sensor of claim 4, wherein the first type of fluorophore comprises ruthenium(II) tris(1, 10-phenanthroline). 6. The sensor of claim 4, wherein the second type of fluorophore comprises 8-aminopyrene-1,3,6-trisulfonic acid. 7. The sensor of claim 1, wherein at least the first gel is non-toxic and hypoallergenic. 8. The sensor of claim 1, wherein at least the first gel has anti-bacterial properties. 9. The sensor of claim 1, wherein at least the first gel comprises a hydrogel matrix. 10. The sensor of claim 9, wherein at least the first gel comprises chitosan or glyceryl polyacrylate. 11. The sensor of claim 3, wherein the light detector comprises a CCD camera. 12. The sensor of claim 11, wherein the process co... | University of Maryland Baltimore County | A61B005/00 A61B005/01
US20130096442 | A1 | 2013-04-18 | MEDICAL EVENT LOGBOOK SYSTEM AND METHOD | 2012-12-03 | An event-based approach to collecting and organizing information associated with events affecting respiration is presented. The detection or prediction of an event affecting the respiration of a patient initiates acquisition of information associated with the event. The respiratory logbook system acquires information associated with the event during the event and during intervals proximate in time to the event. The information is organized as a respiratory log entry. The user can access the information by operating a user interface. The information may be presented in textual or graphical form. | 1. A method for organizing medical information, comprising: detecting or predicting a respiratory event of a patient;initiating, responsive to the detection or prediction of the respiratory event, collection of medical information associated with the respiratory event;collecting the medical information associated with the respiratory event;organizing the medical information as a respiratory event log entry; anddisplaying on a display at least part of the organized medical information, including a time associated with the respiratory event that corresponds to the displayed information. 2. The method of claim 1, wherein at least one of detecting or predicting the respiratory event, initiating the collecting of medical information, collecting the medical information, and organizing the medical information is performed at least in part implantably. 3. The method of claim 1, wherein collecting the medical information associated with the respiratory event comprises collecting the medical information during the respiratory event. 4. The method of claim 1, wherein collecting the medical information associated with the respiratory event comprises collecting the medical information proximate in time to the respiratory event. 5. The method of claim 1, wherein detecting or predicting the respiratory event comprises detecting or predicting the respiratory event based on physiological conditions affecting the patient. 6. The method of claim 1, wherein detecting or predicting the respiratory event comprises detecting or predicting the respiratory event based on non-physiological conditions affecting the patient. 7. The method of claim 1, wherein detecting or predicting the respiratory event comprises detecting or predicting a disordered breathing event. 8. The method of claim 1, wherein detecting or predicting the respiratory event comprises detecting or predicting a presence of a non-rhythm pulmonary event. 9. The method of claim 1, wherein collecting the medical information associated with the respiratory event comprises collecting respiratory information. 10. The method of claim 1, wherein collecting the medical information associated with the respiratory event comprises collecting cardiac information. 11. The method of claim 1, wherein organizing the information as the respiratory event log entry comprises organizing the information as one of a group of respiratory log entries of a respiratory logbook. 12. The method of claim 11, wherein the group of respiratory log entries are organized chronologically. 13. The method of claim 11, wherein the group of respiratory log entries are organized by event type. 14. The method of claim 11, further comprising displaying a menu on the display to aid a user in selecting one or more of the groups of respiratory log entries for display on the display. 15. The method of claim 1, further comprising storing the organized information. 16. The method of claim 1, further comprising transmitting at least one of ... | CARDIAC PACEMAKERS, INC. | A61B005/08
US20130096443 | A1 | 2013-04-18 | PUSH-TYPE DISCHARGE ASSEMBLY OF BLOOD PRESSURE MONITOR | 2011-10-13 | A push-type discharge assembly of a blood pressure monitor includes a valve base, a spring, a driven element, a restricting element, and a pressing element. The valve base is provided with an accommodating trough and an intake pipe. The spring is disposed in the accommodating trough. The driven element abuts against one end of the spring. The driven element is formed with a protrusion. The restricting element covers the accommodating trough. The restricting element has a central through-hole and is formed with a restricting notch. The pressing element passes through the central through-hole. The pressing element has a sealing body and a driving portion disposed on a lower edge of the sealing body to drive the driven element. When the pressing element is pressed downwards, the sealing body moves downwards to form a discharge channel between the pressing element and the central through-hole. | 1. A push-type discharge assembly of a blood pressure monitor, including: a valve base provided with an accommodating trough and an intake pipe in communication with the accommodating trough;a spring disposed in the accommodating trough;a driven element abutting against one end of the spring, the driven element being formed with at least one protrusion;a restricting element provided in the accommodating trough, the restricting element having a central through-hole, a periphery of the restricting element being formed with a restricting notch for allowing the protrusion to be inserted therein; anda pressing element passing through the central through-hole, the pressing element having a sealing body and a driving portion disposed on a lower edge of the sealing body to drive the driven element,wherein the sealing body moves downwards to form a discharge channel between the pressing element and the central through-hole when the pressing element is pressed downwards. 2. The push-type discharge assembly of a blood pressure monitor according to claim 1, wherein an upper surface of the driven element is formed with a waved surface, a surface of the driving portion is also formed with a waved surface, the engagement between the two waved surfaces causes the driven element to rotate a few degrees relative to the driving portion. 3. The push-type discharge assembly of a blood pressure monitor according to claim 2, wherein an inner upper wall of the valve base is formed with an annular groove, the restricting element comprises a large diameter section and a small diameter section, the large diameter section is engaged in the annular groove. 4. The push-type discharge assembly of a blood pressure monitor according to claim 3, wherein the inner wall of the large diameter section is provided with a longitudinal slot, a peripheral surface of the pressing element is formed with an engaging key engaged in the longitudinal slot. 5. The push-type discharge assembly of a blood pressure monitor according to claim 4, wherein a top surface of the protrusion is formed with a first guiding slope, a lower edge of the small diameter section is formed with a plurality of second guiding slopes at intervals, the inclination direction of the first guiding slope is equal to that of the second guiding slope, so that the protrusion is capable of rotating a few degrees and then sliding on the second guiding slope. 6. The push-type discharge assembly of a blood pressure monitor according to claim 5, wherein an inner bottom wall of the valve base is formed with a flange, an inner periphery of the flange encloses a positioning hole for positioning the spring. 7. The push-type discharge assembly of a blood pressure monitor according to claim 1, wherein the restricting element covers the accommodating trough in a sealing manner. 8. The push-type discharge assembly of a blood pressure monitor according to claim 1, wherein the restricting notch is formed in the valve base. 9. The p... | K-Jump Health Co., Ltd. | A61B005/02
US20130078319 | A1 | 2013-03-28 | DETECTION OF OVARIAN CANCER | 2012-09-22 | Among other things, the present disclosure provides a method including the steps of: obtaining a uterine sample; and detecting and/or characterizing in the uterine sample an ovarian cancer biomarker (e.g., CA125). | 1. A method comprising steps of: obtaining a uterine sample; andmeasuring in the uterine sample an ovarian cancer biomarker level. 2. The method of claim 1, wherein the ovarian cancer biomarker is CA-125. 3. The method of claim 1, wherein the ovarian cancer biomarker is selected from the group consisting of HE4, mesothelin, and YKL-40. 4. The method of claim 1, wherein the step of obtaining comprises obtaining a uterine wash sample. 5. The method of claim 1, wherein the step of obtaining comprises obtaining a sample in vivo. 6. The method of claim 5, wherein the step of measuring occurs in vivo. 7. The method of claim 6, wherein the step of obtaining and the step of measuring are performed via a bio-sensing device implanted in vivo. 8. The method of claim 7, further comprising transmitting a signal from the bio-sensing device to a remote sensor, the signal corresponding to data obtained during the step of measuring. 9. The method of claim 1, further comprising adjusting a therapy based on data obtained during the step of measuring. 10. The method of claim 1, further comprising repeatedly performing the step of measuring. 11. The method of claim 10, further comprising adjusting a therapy based on data obtained during the step of repeatedly performing the step of measuring. 12. The method of claim 1, wherein the step of measuring comprises determining that the biomarker is present at a level higher than a reference level. 13. The method of claim 12, wherein the reference level is correlated with presence or absence of cancer. 14. The method of claim 12, wherein the reference level is correlated with absence or presence of cancer at a particular stage. 15. The method of claim 1, wherein the step of measuring comprises determining that the biomarker is present at a level lower than a reference level. 16. The method of claim 15, wherein the reference level is correlated with presence or absence of cancer. 17. The method of claim 15, wherein the reference level is correlated with absence or presence of cancer at a particular stage. 18. The method of claim 1, wherein the step of measuring comprises determining that the biomarker is present at a level comparable to a reference level. 19. The method of claim 18, wherein the reference level is correlated with presence or absence of cancer. 20. The method of claim 18, wherein the reference level is correlated with absence or presence of cancer at a particular stage. 21. A method comprising steps of detecting an ovarian cancer biomarker in situ in a mammalian subject's endometrial/uterine cavity. | Memorial Sloan-Kettering Cancer Center | A61B010/02 A61B005/00 A61B005/145
US20130060119 | A1 | 2013-03-07 | DEVICE AND METHOD FOR DETERMINING FETAL MOVEMENT | 2011-05-05 | A device (100) for monitoring movement of a baby during labour is provided, comprising a movement sensing unit (210) for determining movement of a fetal scalp electrode relative to the device, and an output unit (220) arranged to output movement information indicative of the movement of the fetal scalp electrode. The movement sensing unit may comprise a rotatable member such as a wheel (410) for contacting the fetal scalp electrode (FSE) and rotating in response to linear movement thereof. In some embodiments, the device includes an optical movement sensing device for optically sensing linear movement of the FSE and outputting an electrical signal in response thereto. Preferably, the output unit (220) is arranged to wirelessly output the movement information. | 1. A device for monitoring movement of a baby during labour, comprising: a movement sensing unit for determining movement of a fetal scalp electrode relative to the device;an output unit arranged to output movement information indicative of the movement of the fetal scalp electrode. 2. The device of 1, wherein the movement sensing unit comprises: a wheel for contacting the fetal scalp electrode and rotating in response to linear movement thereof; andmeans for generating an electrical signal indicative of rotation of the wheel. 3. The device of claim 2, wherein the wheel has a surface profile corresponding to a surface profile of the fetal scalp electrode. 4. The device of 1, wherein the movement sensing unit comprises: an optical movement sensing device for optically sensing linear movement of the fetal scalp electrode and outputting an electrical signal in response thereto. 5. The device of claim 1, wherein the output unit is arranged to wirelessly output the movement information. 6. The device of claim 1, wherein the movement indicates a distance of movement of the fetal scalp electrode relative to the device. 7-11. (canceled) 12. A system comprising the device of claim 5 and a device arranged to wirelessly receive the movement information and to output a visual indication corresponding thereto. 13. The system of claim 12, wherein the visual indication includes a graphical representation of a baby and birth canal indicative of the level of the baby within the birth canal. 14. The system of claim 12, wherein the visual indication includes an indication of a distance of movement of the baby during one or more previous pushes. 15. The system of claim 12 comprising a fetal scalp electrode, wherein the movement sensing unit of the device is arranged to determine movement of the fetal scalp electrode. 16-21. (canceled) 22. A device for monitoring movement of a baby during labour, comprising: a movement sensing unit for determining movement of an elongate member relative to the movement sensing unit; andan output unit arranged to output movement information indicative of the movement elongate member;wherein the movement sensing unit comprises an attachment for attaching the movement sensing unit at least partially within a birth canal of a body. 23. The device of claim 22, wherein the attachment dip for attaching the movement sensing unit at least partially within the birth canal. 24. The device of claim 22, wherein the attachment is configured to attach to a posterior fourchette. 25. A device for monitoring movement of a baby during labour, comprising: a movement sensing unit with an aperture configured to receive an elongate member for determining movement of the elongate member relative to the movement sensing unit; andan output unit arranged to output movement information indicative of the movement of the elongate member;wherein the movement sensing unit comprises a slot through which the elongate member may be passed laterally to b... | - | A61B005/11
US20130085349 | A1 | 2013-04-04 | ANALYTE TESTING DEVICES | 2012-11-29 | Systems, devices, techniques and methods are disclosed for implementing an actuator mechanism of an analyte testing device. In one aspect, a method to test an analyte includes advancing an analyte sensor from a first position within a sensor cartridge of an analyte testing device to a second position that exposes at least a portion of the analyte sensor outside of the device, advancing a lancet projecting component from an initial position to a cocked position for a subsequent projection of a lancet, in which the advancing the analyte sensor and the advancing the lancet projecting component are initiated by a single operation, projecting the lancet to expose at least a portion of the lancet outside of the device, receiving a testing sample including an analyte at the exposed portion of the analyte sensor, processing the testing sample to determine a parameter of the analyte, and ejecting the analyte sensor from the device. | 1. A method for operating an analyte testing device in testing an analyte, comprising: advancing an analyte sensor from a first position within a sensor cartridge of an analyte testing device to a second position to expose at least a portion of the analyte sensor outside of the device;advancing a lancet projecting component of the analyte testing device from an initial position to a cocked position for a subsequent projection of a lancet, wherein the advancing the analyte sensor and the advancing the lancet projecting component are initiated by a single operation;operating the lancet projecting component to project the lancet outside of the device;operating the device to contact the analyte sensor with a testing sample containing the analyte at the exposed portion of the analyte sensor;operating the device to process the testing sample to determine a parameter of the analyte; andejecting the analyte sensor from the device. 2. The method of claim 1, wherein the single operation includes sliding a button located on an external side of the device. 3. The method of claim 1, wherein the parameter includes the concentration level of the analyte. 4. The method of claim 1, wherein the analyte sensor is disposed in a test strip. 5. The method of claim 1, wherein the analyte includes glucose. 6. The method of claim 1, wherein the testing sample includes blood. 7. The method of claim 6, wherein the projecting the lancet outside of the device punctures flesh of a user to draw blood. 8. The method of claim 1, further comprising advancing a lancet cartridge from a previous position within the analyte testing device to a readied position in which the lancet is aligned with the lancet projection component in the cocked position, wherein the advancing the lancet cartridge is initiated by the single operation. 9. The method of claim 1, wherein the lancet is automatically retracted back into the lancet cartridge. 10. The method of claim 1, wherein the method is implemented using a single hand holding the device. 11. The method of claim 1, further comprising operating a lancet depth adjustment component to position a step structure disposed within the device in a projection path of the lancet to control the distance of projection of the lancet. 12. The method of claim 1, wherein the lancet is projected substantially straight to within a particular tolerance, thereby reducing wobble of the lancet during projection. 13. An analyte testing device, comprising: an analyte sensor module configured to hold a sensor cartridge structured to store analyte sensors, the analyte sensor module including an opening from which an analyte sensor advances to a testing position to expose at least a portion of the analyte sensor to outside of the analyte testing device;a lancet module configured to hold a lancet cartridge structured to store lancets; andan actuator including: a button,a first linking component coupled to the button and the analyte sensor module, wherein the... | YOFIMETER, LLC | A61B005/151 A61B005/11 A61B005/157 A61B005/00 A61B005/145 A61B005/15
US20130060099 | A1 | 2013-03-07 | Methods for Subcutaneously Positioning an Analyte Sensing Device | 2012-08-30 | Aspects of the present disclosure include methods for determining the presence and/or concentration of an analyte. In practicing methods according to certain embodiments, an analyte sensing unit is positioned at a location on the abdomen of a that experiences involuntary movement sufficient to provide for mixing of non-circulating interstitial fluid with circulating interstitial fluid and determining an analyte concentration in the interstitial fluid. Also provided are methods for positioning an analyte sensing unit at a location on the abdomen of a subject, and methods of determining an analyte concentration while the subject is asleep, e.g., during a rapid eye movement (REM) sleep period. Devices and systems for practicing the subject methods also described. | 1. A method of determining a concentration of an analyte, the method comprising: determining a location on a subject's abdomen that experiences localized involuntary muscle movement sufficient to provide for mixing of circulating and non-circulating interstitial fluid in a subcutaneous space of the location;positioning an analyte sensor device subcutaneously at the determined location on the subject's abdomen; anddetermining an analyte concentration in the interstitial fluid using the positioned analyte sensor. 2. The method according to claim 1, wherein the determining of the location on the subject's abdomen comprises: locating the navel of the subject;locating the lowest point of the ribcage of the subject; andidentifying along the midline of the abdomen of the subject a location that is equidistant from the navel and the lowest point of the ribcage. 3. The method according to claim 2, wherein positioning comprises positioning the analyte sensor 12 cm or less to the left or to the right from the midline of the abdomen of the subject. 4. The method according to claim 3, wherein positioning comprises positioning the analyte sensor 6 cm or less to the left or to the right from the midline of the abdomen of the subject. 5. The method according to claim 1, wherein the location experiences the involuntary muscle movement as a result of respiration. 6. The method according to claim 1, wherein the location is below the diaphragm. 7. The method according to claim 1, wherein the location is 12 cm or less to the left or 12 cm or less to the right of the apex of the abdomen. 8. The method according to claim 1, wherein the location is at the apex of the abdomen. 9. The method according to claim 1, wherein the location is above the navel. 10. The method according to claim 1, wherein at least 95% of the analyte concentration values determined in the interstitial fluid is within 5% of an analyte concentration determined in blood. 11. The method according to claim 1, wherein at least 99% of the analyte concentration values determined in the interstitial fluid is within 5% of an analyte concentration determined in blood. 12. The method according to claim 1, wherein the localized involuntary muscle movement at the location has a total displacement rate from about 100 to 500 mm per minute. 13. The method according to claim 1, wherein the localized involuntary muscle movement at the location is due to the subject taking from about 10 to 20 breaths per minute. 14. The method according to claim 1, wherein the method further comprises determining the analyte concentration while the subject is asleep. 15. The method according to claim 1, wherein the method further comprises determining the analyte concentration while the subject is awake. 16. The method according to claim 1, further comprising monitoring the localized involuntary muscle movement sufficient to provide for mixing of circulating and non-circulating interstitial fluid in a subcutaneous spac... | Abbott Diabetes Care Inc. | A61B005/1473 A61B005/11 A61B005/145
US20130079655 | A1 | 2013-03-28 | PORTABLE ELECTROCARDIOGRAPH | 2012-01-02 | A portable electrocardiograph includes a sensing unit and an process platform. The sensing unit having a signal wire is arranged to a patient for sensing the cycle of heart beat. The process platform having an application program serves to process and analyze the cycle of heart beat sensed by the sensing unit, the process result wil' be recorded and displayed. The process result will be transmitted through wire, wireless, Bluetooth transmission so that the initial symptom can be delivered to medical personnel. The process result can also be transmitted to data base of hospital server through network for advanced analysis so as to perform further diagnostic and treatment. The portable electrocardiograph is easily carried by patients so as to apply a self-diagnostic in time and inform medical personnel the latest condition for a complete diagnostic. | 1. A portable electrocardiograph comprising: a sensing unit arranged to a patient for measure cycle of heart beat; the sensing unit having a signal wire;a process platform having an application program to analyze the heart beat cycle; the analysis result being recorded and shown by the process platform. 2. The portable electrocardiograph as claimed in claim 1, wherein the sensing unit is arranged to patient by any means to measure heart beat cycle. 3. The portable electrocardiograph as claimed in claim 1, wherein the sensing unit includes a electric circuit, power unit, and a sensor head. 4. The portable electrocardiograph as claimed in claim 1, wherein the interface of the signal wire is one of USB or MIC. 5. The portable electrocardiograph as claimed in claim 1, wherein the process platform includes a memory unit, power unit, network/Bluetooth transmission unit, and a display unit. 6. The portable electrocardiograph as claimed in claim 1, wherein the network/Bluetooth transmission unit transmits the analysis result to a medical server through one of wire, wireless, or Bluetooth transmission. 7. The portable electrocardiograph as claimed in claim 6, wherein the medical server includes a medical diagnostic platform having a data base, server, and clinical enquiry service. 8. The portable electrocardiograph as claimed in claim 7, wherein the medical diagnostic platform is one of a computer of Windows, Linux, Android, or Mac system, or a specific hardware. 9. The portable electrocardiograph as claimed in claim 1, wherein the process platform is one of a computer of Windows, Linux, Android, or Mac system, smart phone, specific hardware. | - | A61B005/0432 A61B005/0408 A61B005/044
US20130066175 | A1 | 2013-03-14 | VENOUS OXYGEN SATURATION SYSTEMS AND METHODS | 2011-09-09 | Methods and systems are discussed for determining venous oxygen saturation by calculating a ratio of ratios from respiration-induced baseline modulations. A calculated venous ratio of ratios may be compared with a look-up table value to estimate venous oxygen saturation. A calculated venous ratio of ratios is compared with an arterial ratio of ratios to determine whether baseline modulations are the result of a subject's respiration or movement. Such a determination is also made by deriving a venous ratio of ratios using a transform technique, such as a continuous wavelet transform. Derived venous and arterial saturation values are used to non-invasively determine a cardiac output of the subject. | 1. A method for determining a subject's physiological condition, comprising: obtaining a first photoplethysmographic signal from the subject, based on light transmission at a first wavelength, and removing a pulsatile component from the first signal to create a first filtered signal indicative of a first baseline modulation;obtaining a second photoplethysmographic signal from the subject, based on light transmission at a second wavelength, and removing a pulsatile component from the second signal to create a second filtered signal indicative of a second baseline modulation;determining a first ratio that includes an amplitude of the first filtered signal divided by a first numeric component;determining a second ratio that includes an amplitude of the second filtered signal divided by a second numeric component; anddividing the first ratio by the second ratio to create a ratio of ratios indicative of the subject's physiological condition. 2. The method of claim 1, wherein the first numeric component is a modified amplitude of the first baseline modulation. 3. The method of claim 2, wherein the second numeric component is a modified amplitude of the second baseline modulation. 4. The method of claim 3, wherein the first numeric component is a mean baseline value of the first baseline modulation, and the second numeric component is a mean baseline value of the second baseline modulation. 5. The method of claim 4, including the step of calculating a first logarithm of the first ratio and a second logarithm of the second ratio. 6. The method of claim 5, wherein the step of dividing the first ratio by the second ratio is performed by dividing the first logarithm by the second logarithm to create the ratio of ratios. 7. The method of claim 1, further comprising determining venous oxygen saturation based on the ratio of ratios. 8. The method of claim 7, wherein the step of determining venous oxygen saturation includes comparing the ratio of ratios to a value in a look-up table stored in memory on a processor. 9. The method of claim 8, wherein the look-up table comprises a set of venous oxygen saturation values, wherein each value in the set of venous oxygen saturation values is associated to a corresponding value of the physiological condition. 10. The method of claim 7, wherein the step of determining venous oxygen saturation includes mapping the ratio of ratios to venous oxygen saturation values, wherein the mapping is derived empirically. 11. The method of claim 1, wherein the filtering is coordinated with a parameter of a medical device. 12. The method of claim 11, wherein the parameter of the medical device is a respiration rate of a ventilator. 13. The method of claim 1, wherein the physiological condition is venous blood oxygen saturation. 14. The method of claim 13, further comprising using the removed pulsatile components to determine arterial oxygen saturation simultaneously with determining the subject's venous oxygen saturation. ... | Nellcor Puritan Bennett Ireland | A61B005/1455 A61B006/00
US20130102890 | A1 | 2013-04-25 | System and Method for Visualizing Catheter Placement in a Vasculature | 2012-11-30 | A system for advancing a needle through a vasculature to an injection site at the heart of a patient includes a guide catheter with a reflective distal tip. Also included is an imaging unit that is mounted on the catheter to radiate an energy field. Structurally, a distal portion of the catheter is biased to bend into a predetermined configuration that will position the distal end of the catheter for interception by the energy field. If necessary, coincidence of the reflective tip with the energy field is established by moving the energy field along the length of the guide catheter. With coincidence, the reflective tip reflects a signal that is useful for advancement of the needle 34b from the guide catheter and into the injection site. | 1. A system for performing a procedure on targeted heart tissue of a patient with a secondary instrument, the system comprising: a catheter defining an axis and having a proximal end and a distal end, wherein the catheter is formed with a lumen extending between the ends thereof for extending at least a portion of the secondary instrument beyond the distal end of the catheter, and wherein the catheter has a bendable section located along a distal portion of the catheter;a reflective tip attached to the bendable section at the distal end of the catheter; andan imaging unit transceiver coupled with the catheter to radiate an energy field in a substantially radial direction from the axis of the catheter, the imaging unit transceiver for simultaneously imaging the reflective tip, the secondary instrument and the targeted heart tissue. 2. A system as recited in claim 1 wherein the secondary instrument is a needle injector having a reflective needle. 3. A system as recited in claim 1 wherein the reflective needle has an exterior surface and includes surface features on the exterior surface to increase the reflectivity of the needle. 4. A system as recited in claim 1 wherein the needle injector further comprises a needle sheath advanceable beyond the distal end of the catheter. 5. A system as recited in claim 1 wherein the secondary instrument is an electrophysiology ablation catheter. 6. A system as recited in claim 1 wherein the secondary instrument is a delivery catheter for delivering an embolic protection device. 7. A system as recited in claim 1 wherein the secondary instrument comprises a needle and a dilator. 8. A system as recited in claim 1 further wherein the bendable section of the guide catheter is pre-bent. 9. A system as recited in claim 1 further comprising an actuator for moving the imaging unit transceiver to intercept the reflective tip with the energy field to create a signal from the reflective tip for receipt by the imaging unit transceiver to determine where the reflective tip is located in the energy field. 10. A system as recited in claim 1 wherein the imaging unit transceiver comprises a phased array transceiver having a plurality of transducers. 11. A system as recited in claim 1 further comprising: an imaging unit generator electronically connected to the transceiver for generating energy for the energy field; andan imaging unit detector electronically connected to the imaging unit transceiver for receiving and evaluating reflected energy signal. 12. A system as recited in claim 11 wherein the imaging unit generator generates ultrasound energy for the energy field. 13. A system as recited in claim 11 wherein the imaging unit generator generates Optical Coherence Tomography (OCT) energy for the energy field. 14. A system as recited in claim 1 wherein the bendable section of the catheter is biased to be bent around a center of rotation through an angle θ to position the reflective tip in the energy field. 15. A sy... | - | A61B005/06 A61B008/12
US20130060106 | A1 | 2013-03-07 | OPTICAL SENSING SYSTEMS AND METHODS | 2012-05-23 | An optical glucose sensor may include an optical fiber and a glucose-permeable membrane having a hollow interior and being coupled to the optical fiber's distal end. The membrane's hollow interior provides a compartment to house a competitive glucose binding affinity assay. The assay may include a glucose analog that may be labeled with a dye, and a glucose receptor that may be labeled with a fluorophore. The optical fiber may include a compound parabolic concentrator tip, and the compartment may additionally house a reflector disposed so as to face the optical fiber's tip. A fluorophore-labeled assay may be interrogated by an optical interrogating system including a light source and a filter substrate having one or more coatings to effect, e.g., an excitation filter and/or an emission filter. The interrogating system may be manufactured as a stacked planar integrated optical system and diced into smaller units. | 1. An optical glucose sensor comprising: an optical fiber having a proximal end and an opposing distal end;a glucose-permeable membrane having a hollow interior, an open proximal end, and a closed distal end, wherein the membrane's proximal end is coupled to the optical fiber's distal end so as to define a compartment in said hollow interior between the optical fiber's distal end and the membrane's distal end; anda competitive glucose binding affinity assay disposed in said compartment, the assay including a glucose receptor and a glucose analog. 2. The optical glucose sensor of claim 1, wherein the compartment is placed within a user's tissue. 3. The optical glucose sensor of claim 2, wherein said proximal end of the optical fiber is external to the user's body. 4. The optical glucose sensor of claim 3, wherein the proximal end of the optical fiber is optically coupled to an assay interrogating system. 5. The optical glucose sensor of claim 4, wherein the interrogating system is a stacked planar integrated optical system. 6. The optical glucose sensor of claim 2, wherein the proximal end of the optical fiber is optically coupled to an assay interrogating system. 7. The optical glucose sensor of claim 6, wherein the interrogating system is an optical interrogating system. 8. The optical glucose sensor of claim 1, wherein said assay is a fluorophore labeled assay. 9. The optical glucose sensor of claim 1, wherein said glucose receptor is labeled with a first fluorophore. 10. The optical glucose sensor of claim 9, wherein the assay further includes a reference fluorophore different from said first fluorophore. 11. The optical glucose sensor of claim 10, wherein said first fluorophore and said reference fluorophore have either different absorption spectra, or different emission spectra, or both. 12. The optical glucose sensor of claim 10, wherein said first fluorophore is Alexa Fluor 594 (AF594). 13. The optical glucose sensor of claim 10, wherein said reference fluorophore is Alexa Fluor 700 (AF700). 14. The optical glucose sensor of claim 10, wherein said reference fluorophore is labeled onto a macro molecule. 15. The optical glucose sensor of claim 1, wherein said glucose receptor is selected from the group consisting of Concanavalin A, glucose galactose binding protein, an antibody, Boronic Acid, and Mannan Binding Lectin (MBL). 16. The optical glucose sensor of claim 1, wherein the glucose analog is dextran. 17. The optical glucose sensor of claim 1, wherein the glucose analog is labeled with a dye. 18. The optical glucose sensor of claim 1, wherein the glucose receptor is labeled with a fluorophore, the glucose analog is labeled with a dye, and said fluorophore and dye form a Förster Resonance Energy Transfer pair. 19. The optical glucose sensor of claim 1, wherein the glucose receptor is Mannan Binding Lectin (MBL), and the glucose analog is dextran. 20. The optical glucose sensor of claim 19, wherein the Mannan Binding Lec... | MEDTRONIC MINIMED, INC. | A61B005/1459 G01N030/00 A61B005/1455
US08428698 | B2 | 2013-04-23 | Systems and methods for monitoring DP, IVRT, DiFT, diastolic function and/or HF | 2009-05-29 | Implantable systems, and methods for use therewith, are provided for monitoring a patient's diastolic function and/or heart failure (HF) condition. A signal indicative of changes in arterial blood volume and a signal indicative of electrical activity of the patient's heart are obtained. Beginnings of diastolic periods can be detected based on a feature of the signal indicative of changes in arterial blood volume. Ends of the diastolic periods can be detected based on a feature of the signal indicative of electrical activity of the patient's heart, or on the signal indicative of changes in arterial blood volume. Diastolic periods (DPs), isovolumic relaxation times (IVRTs) and/or diastolic filling times (DiFTs) can be estimated based on the detected beginnings of the diastolic periods and detected ends of the diastolic periods. The patient's diastolic function and/or HF condition (and/or changes therein) can be monitored based on the estimates of DP, IVRT and/or DiFT. | 1. For use with an implantable system, a method comprising: (a) using an implanted sensor to obtain a signal indicative of changes in a patient's arterial blood volume for a period of time corresponding to one or more cardiac cycles;(b) using implanted electrodes to obtain a signal indicative of electrical activity of the patient's heart for the period of time;(c) detecting a beginning of a diastolic period (DP) based on a feature of the signal indicative of changes in arterial blood volume;(d) detecting an end of the DP based on a feature of the signal indicative of electrical activity of the patient's heart; and(e) estimating the DP, an isovolumic relaxation time (IVRT) and/or a diastolic filling time (DiFT) based on the beginning of the DP as detected at step (c) and the end of the DP as detected at step (d). 2. The method of claim 1, wherein step (e) includes: estimating the DP by determining a time between the beginning of the DP as detected at step (c) and the end of the DP as detected at step (d). 3. The method of claim 2, wherein step (e) includes estimating DP using one of the following: estimating the DP as being equal to the time between the beginning of the DP as detected at step (c) and the end of the DP as detected at step (d); orestimating the DP as being equal to the time between the beginning of the DP as detected at step (c) and the end of the DP as detected at step (d) plus an offset that compensates for the implanted sensor being used at step (a) not being located within the patient's heart. 4. The method of claim 2, wherein step (e) includes: estimating the patient's IVRT based on the estimated DP. 5. The method of claim 4, wherein step (e) includes estimating the patient's IVRT using the equation IVRT=X*DP, where 0&lt;x&lt;1. 6. The method of claim 5, wherein X is a predetermined constant. 7. The method of claim 5, where X is variable, and wherein step (e) includes estimating X based on at least one feature of at least one of the following signals: the signal indicative of changes in arterial blood volume obtained at step (a) and used at step (c) to detect the beginning of the diastolic period; anda further signal indicative of mechanical activity of the patient's heart. 8. The method of claim 1, further comprising: repeating steps (a), (b), (c), (d) and (e) from time to time; andmonitoring changes in the patient's diastolic function and/or HF condition by monitoring changes in the patient's DP, IVRT and/or DiFT as steps (a), (b), (c), (d) and (e) are repeated from time to time. 9. The method of claim 8, wherein the step of monitoring changes in the patient's diastolic function and/or HF condition comprises: detecting a worsening of the patient's diastolic function and/or HF condition if the patient's IVRT increases over time; anddetecting an improvement in the patient's diastolic function and/or HF condition if the patient's IVRT decreases over time. 10. The method of claim 9, wherein the step of monitoring changes... | Pacesetter, Inc. | A61B005/04 A61N001/00
US08388547 | B2 | 2013-03-05 | Method of noninvasive electrophysiological study of the heart | 2009-11-23 | The invention relates to medicine, namely to cardiology, cardiovascular surgery, functional diagnosis and clinical electrophysiology of the heart. The invention consists in reconstructing electrograms, whose experimental registration requires an invasive access, by computational way on unipolar ECGs recorded at 80 and more points of the chest surface. Based on reconstructed electrograms, isopotential, isochronous maps on realistic models of the heart are constructed, the dynamics of the myocardium excitation is reconstructed and electrophysiological processes in the cardiac muscle are diagnosed. Application of the method allows one to improve the accuracy of non-invasive diagnosis of cardiac rhythm disturbances and other cardio-vascular diseases. | 1. A method for a noninvasive electrophysiological study of the heart, comprising the following steps: attaching one-off registration electrodes and an ECG-recorder with multiple unipolar leads to a patient's chest and using said electrodes and said recorder for: processing of ECG-signals in real-time mode,retrospective processing of the ECG-signals, andgenerating a computed tomography (CT) or a magneto-resonance tomography (MRT) of the chest of the patient with the electrodes attached;constructing and editing computer voxel models of the chest and heart, based on said computed tomography (CT) or said magneto-resonance tomography (MRT) of the chest of the patient with the electrodes attached,constructing polygonal models of the chest and heart with the help of a computer program, using said voxel models of the chest and heart,constructing a finite-element grid containing nodes of a region bounded by the external surface of the chest and the heart epicardial surface based on said polygonal models;determining a specific electroconductivity coefficient of a biological tissue for each said node of the finite-element grid, by determining a type of a biological tissue based on Hounsfield numbers for the patient in said computer tomograms or determining a type of a biological tissue based on values of an MR-signal in said magneto-resonance tomograms;determining coordinates of the registration electrodes on the chest surface;interpolating values of the ECG-signals in nodes of said polygonal models therefore obtaining isopotential maps on a polygonal model of the torso;reconstructing an electric field potential at given points of the chest and heart epicardial, interventricular, and interatrial septum surfaces; andvisualizing, based on said reconstructing step, the reconstructed heart electric field potential in the form of epicardial electrograms, and isochronous and isopotential maps on said polygonal models of the heart. 2. The method according to claim 1, further comprising the steps of using sticky metal chlorine-silver electrodes for the CT, and using sticky graphite electrodes for the MRT. 3. The method according to claim 1, wherein the one-off electrodes are attached in the form of horizontal 5-8 belts positioned at similar distances between the belts the first belt being positioned at the level of a sterno-clavicular articulation and the last belt being positioned at the level of lower edge of the rib surface, and each belt includes from 16 to 30 electrodes located at similar distances in circumference of the chest. 4. The method according to claim 1, wherein a shear-warp factorization of the viewing transformation algorithm is used for constructing the voxel model. 5. The method according to claim 1, wherein constructing the polygonal models comprises the following steps: filtrating the voxel models for diminishing casual noises;constructing a triangulation surface by a “marching cubes” method or an “advancing front method”;rarefying and imp... | “Amycard” LLC | A61B005/0402
US08401608 | B2 | 2013-03-19 | Method of analyzing photon density waves in a medical monitor | 2009-09-30 | A monitoring system that may include an emission feature capable of emitting light into tissue, a modulator capable of modulating the emitter at a modulation frequency generally in a range of about 50 MHz to 3.0 GHz to generate resolvable photon density waves, a detection feature capable of detecting photons of the photon density waves after passage through the tissue and capable of providing a distribution of detected photons over a time period for the photon density waves, and a processor capable of calculating a skewness of the distribution and making determinations relating to a value of a physiologic parameter of the tissue based at least in part on the skewness of the distribution. | 1. A monitoring system, comprising: an emission feature configured to emit light into tissue;a modulator configured to modulate the emitter at a modulation frequency generally in a range of about 50 MHz to 3.0 GHz to generate a generally resolvable photon density waves;a detection feature configured to detect photons of the photon density waves after passage through the tissue and configured to provide a distribution of detected photons over a time period for the photon density waves; anda processor configured to calculate a skewness of the distribution and making determinations relating to a value of a physiologic parameter of the tissue based at least in part on the skewness of the distribution. 2. The system of claim 1, comprising a memory storing empirical data, wherein the processor is configured to analyze the skewness by comparing the skewness to the empirical data stored in the memory. 3. The system of claim 2, wherein the empirical data comprises skewness values for various vascular disease conditions of tissue. 4. The system of claim 1, wherein the detection feature comprises a signal processing device configured to provide the distribution by determining a derivative of a detected waveform of the photon density waves. 5. The system of claim 4, comprising a noise-reduction feature configured to enhance a single-to-noise level of the distribution via an ensemble averaging procedure. 6. The system of claim 5, wherein the noise-reduction feature is configured to trigger the ensemble averaging procedure based at least in part on a modulation waveform produced by the modulator to modulate the emitter. 7. The system of claim 1, wherein the emission feature comprises a pair of laser diodes each configured to emit a different wavelength of light. 8. The system of claim 1, wherein the processor is configured to determine a blood oxygen saturation level based at least in part on an amplitude of the distribution. 9. The system of claim 1, wherein the detection feature comprises a photodetector disposed within a monitor and fiber optic cable coupled to a sensor body. 10. The system of claim 1, wherein the processor is configured to calculate an estimated number of scattering particles in the tissue based at least in part on detected phase shifts. 11. The system of claim 1, comprising a plurality of emitters, wherein the modulator is configured to modulate light from the plurality of emitters to generally sweep the tissue with a plurality of modulation frequencies. 12. A method of analyzing tissue, comprising: modulating light from an emitter of a patient monitoring device at a modulation frequency in a range of about 50 MHz to 3.0 GHz to generate photon density waves;transmitting the photon density waves into a medium;detecting the photon density waves after passing through at least a portion of the medium;providing a data distribution of detected photons over a time period for the photon density waves;calculating a skewness of the data ... | Covidien LP | A61B005/1455
US08391955 | B2 | 2013-03-05 | Detection of the position of a moving object and treatment method | 2008-12-12 | The invention relates to a method for determining the position of an object moving within a body, wherein the body is connected to markers, a movement signal is determined based on the measured movement of the markers, images are taken from the object using a camera or detector, wherein the camera or detector is moved with respect to the object, it is determined from which direction or range of angles or segment the most images corresponding to a predefined cycle of the movement signal are taken, and using at least some or all of the images of the segment containing the most images for a specified movement cycle, an image of the object is reconstructed. | 1. A method for determining the position of an object moving within a body, wherein the body is connected to markers, comprising: determining a movement signal based on measured movement of the markers;dividing possible image acquisition angles for imaging the object into a plurality of segments;capturing images of the object from different acquisition angles and in more than one of the plurality of segments, said capturing including using an imaging device, wherein the imaging device is moved with respect to the object;determining a segment of the plurality of segments in which the most images corresponding to a predefined cycle of the movement signal are captured; andreconstructing an image of the object using at least some or all of the images captured from the segment containing the most images for a specified movement cycle, wherein a plane perpendicular to a bisector of the segment containing the most images for the specified movement cycle is a plane of the reconstructed image. 2. The method according to claim 1, wherein the reconstructed image is a tomographic image. 3. The method according to claim 1, wherein the image reconstruction is done by digital tomosynthesis (DTS). 4. The method according to claim 1, wherein the method is performed for each segment of a movement cycle of the movement signal. 5. The method according to claim 1, wherein the reconstructed image is compared with a pre-segmented 4D CT dataset to obtain the outline or surface of the object. 6. The method according to claim 5, wherein a trajectory of the moving object is calculated using the reconstructed images. 7. The method according to claim 1, wherein the movement signal is a breathing signal or a pulsation signal. 8. The method according to claim 7, wherein the breathing signal is divided at least into the following states: Inhaled, nearly inhaled, intermediate, nearly exhaled and exhaled. 9. The method according to claim 1, wherein a segment opposing the segment with the most images is used for reconstructing the image or topographic image. 10. The method according to claim 1, wherein at least one image taken from a different angle or from a 90 degree angle with respect to the bisector of the segment containing the most images for the specified movement cycle is used to determine the position of the object. 11. The method according to claim 1, wherein the registration of the object is a rigid intensity based registration. 12. The method according to claim 1, wherein the imaging device moves at least once around the object or along a circle or section of a circle. 13. A computer program embodied on a non-transitory computer readable medium and comprising computer executable instructions adapted to perform the method of claim 1. 14. An apparatus for determining the position of an object moving within a body, comprising: a tracking system configured to detect a position of external markers fixed to at least part of a surface of the moving body;an imagin... | Brainlab AG | A61B005/05
US08401629 | B2 | 2013-03-19 | Method and apparatus for detecting and discriminating tachycardia | 2010-04-28 | A medical device and associated method for discriminating cardiac events includes determining whether a cardiac evidence counter is greater than a predetermined detection threshold, determining whether to advance from a current state to a next state in response to the evidence counter being greater than the predetermined detection threshold, determining whether advancing from a previous state to the current state occurred while in one of a low variability mode and a high variability mode during the previous state, and determining whether to advance from the current state to a previous state in response to determining whether advancing from a previous state to the current state occurred while operating in one of a low variability mode and a high variability mode during the previous state. | 1. A method of monitoring cardiac events for determining delivery of a therapy, comprising: sensing cardiac signals;determining whether a cardiac evidence counter generated in response to the sensed cardiac signals is greater than a predetermined detection threshold;determining whether to advance from a current operating state to a next operating state in response to the evidence counter being greater than the predetermined detection threshold;determining, in response to the evidence counter not being greater than the predetermined detection threshold, whether advancing from a previous operating state to the current operating state occurred while in one of a low variability mode and a high variability mode during the previous operating state; anddetermining whether to advance from the current operating state to a previous operating state in response to determining whether advancing from a previous operating state to the current operating state occurred while operating in one of a low variability mode and a high variability mode during the previous operating state. 2. The method of claim 1, further comprising: determining whether a current interval of a sensed cardiac signal is greater than a predetermined interval threshold;performing one of increasing and decreasing a switchback counter corresponding to long intervals in response to determining whether advancing from a previous operating state to the current operating state occurred while in one of a low variability mode and a high variability mode during the previous operating state, and in response to determining whether a current interval of a sensed cardiac signal is greater than a predetermined interval threshold. 3. The method of claim 2, further comprising: determining, in response to determining that advancing from the previous operating state to the current operating state occurred while in the low variability mode, and the current interval of a sensed cardiac signal not being greater than the predetermined interval threshold, whether the current interval is within a predetermined range;increasing the switchback counter in response to the current interval being within the predetermined range;determining whether the switchback counter is greater than a transition threshold; anddetermining whether to advance from the current operating state to the previous operating state in response to determining whether the switchback counter is greater than the transition threshold. 4. The method of claim 3, further comprising determining whether a reduction in the cardiac evidence counter occurs while in the current operating state. 5. The method of claim 4, wherein sensing cardiac signals comprises sensing cardiac signals along a first sensing vector and along a second sensing vector different than the first sensing vector, the method further comprising: determining a first rate corresponding to the first sensing vector;determining a second rate corresponding to the second sensing vector;determi... | Medtronic, Inc. | A61B005/04
US08690784 | B2 | 2014-04-08 | Monitoring system for cardiac surgical operations with cardiopulmonary bypass | 2012-12-05 | A monitoring system for cardiac operations with cardiopulmonary bypass comprising: a processor operatively connected to a heart-lung machine; a pump flow detecting device connected to a pump of the heart-lung machine to continuously measure the pump flow value and send it to the processor; a hematocrit reading device inserted inside the arterial or venous line of the heart-lung machine to continuously measure the blood hematocrit value and to send it to the processor; a data input device to allow the operator to manually input data regarding the arterial oxygen saturation and the arterial oxygen tension; computing means integrated in the processor to compute the oxygen delivery value on the basis of the measured pump flow, the measured hematocrit value, the preset value of arterial oxygen saturation, and the preset value of arterial oxygen tension; and a display connected to the processor to display in real-time the computed oxygen delivery value. | 1. A method of monitoring a patient's parameters during a cardiac operation with cardiopulmonary bypass, a heart-lung machine and a monitoring system operably connected to the heart-lung machine, the monitoring system including a processor and a display operably connected to the processor, the method comprising: detecting a pump flow (Qp) value from a pump of the heart-lung machine;detecting a hematocrit (HCT) value from an arterial or venous line of the heart-lung machine;obtaining an arterial oxygen saturation (Sat(a)) value derived from an arterial blood of the patient;obtaining an arterial oxygen tension (PaO2) value derived from the arterial blood of the patient;calculating, via the processor, an oxygen delivery (DO2) value;calculating, via the processor, a carbon dioxide production (VCO2) value; anddisplaying a comparison of the DO2 value and the VCO2 value on the display of the monitoring system. 2. The method of claim 1, further comprising calculating, via the processor, a hemoglobin (Hb) value from the HCT value. 3. The method of claim 2, further comprising calculating, via the processor, an arterial oxygen content (CaO2) value from the Hb value, the Sat(a) value and the PaO2 value. 4. The method of claim 2, further comprising calculating, via the processor, the DO2 value from the pump flow rate Qp and the calculated CaO2 value. 5. The method of claim 1, further comprising: obtaining a ventilation rate (Ve) value and an exhaled CO2 (eCO2) value; andcalculating, via the processor, the VCO2 value from the Ve value and the eCO2 value. 6. The method of claim 5, wherein obtaining the eCO2 value comprises obtaining the eCO2 value from a CO2 reading device proximate an oxygenator gas outlet. 7. The method of claim 1, wherein displaying a comparison of the DO2 value and the VCO2 value comprises displaying the DO2 value and displaying the VCO2 value. | Sorin Group Italia S.r.l. | A63B005/02
US08414505 | B1 | 2013-04-09 | Catheter driver system | 2002-10-11 | An apparatus for performing medical procedures on an anatomical body includes an extension with an element near its distal end to be extended into the body, and a driver that moves the extension axially into the body, and that causes flexure of the distal end of the extension. The movement and flexure of the extension is driven by the driver from the proximal end of the extension, and an electronic controller directs the operation of the driver. | 1. A medical system, comprising: a medical probe including an elongated body having a proximal end and a distal end, one or more operative elements carried by the distal end of the elongated body, a probe handle mounted to the proximal end of the elongated body, wherein a control element on the probe handle is operatively coupled with a steering mechanism located in the probe handle, and wherein mechanical manipulation of the control element on the probe handle causes corresponding movement of the distal end of the elongated body by the steering mechanism;a user input device configured for generating user signals corresponding to a desired movement of the distal end of the elongated body in response to a user actuation of the user input device;an electronic controller configured for generating electrical control signals corresponding to a mechanical manipulation of the control element in response to the user signals generated by the user input device; anda probe driver configured for removable mounting of the probe handle and for interfacing with the control element on the probe handle to mechanically manipulate the control element in response to the control signals generated by the electronic controller, thereby causing corresponding movement of the distal end of the elongated body. 2. The medical system of claim 1, wherein the elongated body is flexible. 3. The medical system of claim 1, wherein the elongated body is configured for being introduced through a blood vessel. 4. The medical system of claim 1, wherein the user input device comprises one or more of a joystick, wheel, or dial. 5. The medical system of claim 1, wherein mechanical manipulation of the control element on the probe handle causes corresponding movement of the distal end of the elongated body in a plurality of degrees-of-freedom. 6. The medical system of claim 1, wherein mechanical manipulation of the control element on the probe handle causes a flexure of the distal end of the elongated body. 7. The medical system of claim 6, wherein the flexure is bi-directional in a single plane. 8. The medical system of claim 6, wherein the flexure is in orthogonal planes. 9. The medical system of claim 1, wherein the driver is configured for axially translating the elongated body in response to the electrical control signals generated by the electrical controller. 10. The medical system of claim 1, wherein the driver is configured for rotating the elongated body about a longitudinal axis in response to the electrical control signals generated by the electrical controller. 11. The medical system of claim 1, wherein the driver includes a drive mechanism configured for interfacing with the control element, and one or more motors coupled between the drive mechanism and the electrical controller. 12. The medical system of claim 1, wherein the control element comprises at least one dial. 13. The medical system of claim 9, wherein the driver includes a drive block and a carriage sl... | Hansen Medical, Inc. | A61B005/00
US08412304 | B2 | 2013-04-02 | Sealing of an implantable medical device | 2010-07-02 | A method of adhering a protective layer applied to a substrate region of an implantable medical device (IMD) to form a covered substrate region. The method includes obtaining the IMD, depositing an intermediate layer on a portion of the substrate region of the IMD such that the intermediate layer binds to the portion of the substrate region to create a modified substrate region, and depositing the protective layer after depositing the intermediate layer onto the intermediate layer and adhering the protective layer to the intermediate layer. In an embodiment of the present invention, this method enhances the sealing characteristics of the protective layer by, for example, reducing the likelihood of delamination of the protective layer from the IMD relative to IMDs prepared by certain other methods. | 1. A method of adhering a protective layer to a substrate region of an implantable medical device (IMD) to form a covered substrate region, comprising: depositing an intermediate layer on a portion of the substrate region such that the intermediate layer binds to the portion of the substrate region to create a modified substrate region comprising the covered substrate region and a boundary region;depositing a protective layer onto at least the intermediate layer along the covered substrate region but not along the boundary region; andadhering the protective layer to the intermediate layer along only the covered substrate region such that an increased adhesion exists between the protective layer and the covered substrate region relative to adhesion that would be present between the portion of the substrate region and the protective layer and such that the boundary region improves resistance to delamination at an edge of the covered substrate region. 2. The method of adhering the protective layer as claimed in claim 1, further comprising depositing the intermediate layer by vapor deposition. 3. The method of adhering the protective layer as claimed in claim 1, further comprising depositing the intermediate layer by sputter deposition. 4. The method of adhering the protective layer as claimed in claim 1, wherein the protective layer is a flexible protective layer. 5. The method of adhering the protective layer as claimed in claim 1, wherein the portion of the substrate region includes platinum, wherein the intermediate layer includes titanium, and wherein the protective layer includes silicon. 6. The method of adhering the protective layer as claimed in claim 1, wherein the surface energy of the modified substrate region is higher than the surface energy of the portion of the substrate region, thereby providing the increased adhesion. 7. The method of adhering the protective layer as claimed in claim 5, wherein the stability of the chemical bond between the modified substrate region and the protective layer is increased relative to the stability of the chemical bond that would be present between the portion of the substrate region and the protective layer. 8. The method of adhering the protective layer applied to a substrate region as claimed in claim 4, wherein after application of the protective layer to the substrate region is completed, an exposed substrate region having no protective layer is present, thereby defining a boundary region between the covered substrate region and the exposed substrate region. 9. The method of adhering the protective layer as claimed in claim 1, wherein the protective layer forms a hermetic protective layer between an exterior of the IMD and the portion of the substrate region. 10. The method of adhering the protective layer as claimed in claim 1, wherein the portion of the substrate region includes a mobile oxide layer, wherein the intermediate layer includes a stable oxide component, and wherein the prote... | Cochlear Limited | A61B005/04 A61N001/00
US08410780 | B2 | 2013-04-02 | Adaptive signal averaging method which enhances the sensitivity of continuous wave magnetic resonance and other analytical measurements | 2009-09-10 | This method of adaptive signal averaging is used to enhance the signal to noise ratio of magnetic resonance and other analytical measurements which involve repeatable signals partially or completely obscured by noise in a single measurement at a rate much faster than that observed with conventional signal averaging. This technique expedites the signal averaging process because it filters each individual scan in real time with an adaptive algorithm and then averages them separately to provide an averaged filtered signal with less noise. This technique is particularly useful for any type of continuous wave magnetic resonance experiment or any other noisy measurement where signal averaging is utilized. | 1. A method of signal processing for repetitively acquired noisy signals obtained by magnetic resonance or other analytical measurements involving a deterministic signal obscured by noise in order to obtain enhanced physical, chemical or biological information from the noisy signals due to improved signal to noise ratio comprising: using a single measurement device in order to acquire repeated measurements and generate a first set of signals, each signal corresponding to one of the measurements and each signal of the first set of signals having a constant noise variance;providing a signal processing device having a processor and a non-transitory computer readable memory containing an adaptive algorithm which utilizes a reference signal in order to generate a filtered signal;using the signal processing device in order to perform the following steps: a) conventionally averaging at least two noisy signals from the first set of signals in order to generate an initial reference;b) executing the adaptive algorithm using the initial reference in step (a) in order to filter a subsequent noisy signal from the first set of signals in order to obtain a filtered signal;c) conventionally averaging the subsequent noisy signal with the initial reference in order to update the initial reference;d) executing the algorithm using the updated reference in order to filter a next subsequent noisy signal in order to obtain another filtered signal;e) conventionally averaging the next subsequent noisy signal with the updated reference in order to further update the reference;f) repeating steps (d) and (e) in order to obtain a set of filtered signals;g) averaging the set of filtered signals in order to generate a final signal that has a noise variance equal to a prediction error variance of the adaptive filter divided by a number of signals used in steps (b) through (f), in order to create a measure that is lower than the noise variance in any of the signals corresponding to the measurements as well as the noise variance for the average of these measurements;h) identifying the physical, chemical or biological information from the final filtered signal that has been, or is, enhanced because the information is no longer being obscured by noise; andi) providing the identified and enhanced information as the output of the signal processing device. 2. The method of claim 1 wherein the set of signals is comprised of continuous wave magnetic resonance measurements. 3. The method of claim 1 wherein the repeated measurements are made of an object having point defects and the final filtered signal provides an enhanced and a more definitive identification of chemical and physical nature of the point defects that are present in the object. 4. The method of claim 1 wherein the signal processing device is a desktop computer or a laptop computer containing the processor that executes the algorithm which is stored on the non-transitory computer readable memory. 5. The method of claim... | The Penn State Research Foundation | G01V003/00 G01R033/44 A61B005/055
US08396537 | B2 | 2013-03-12 | Method and system to measure ECG and respiration | 2009-04-20 | A method for monitoring the respiration rate of a patient includes attaching a plurality of electrocardiogram (ECG) electrodes and a pressure sensor to a patient, producing a first respiration signal based on variations detected in signals provided by the ECG electrodes attached to the patient, and producing a second respiration signal based on pressure variations detected in the pressure sensor secured to the patient. The method also includes selecting at least one of the first respiration signal and the second respiration signal based on respective signal qualities and producing a respiration rate from the selected signal. The method also includes providing indicia of the respiration rate. The method may also include displaying ECG signals with the indicia of the respiration rate. | 1. A patient monitoring system comprising: a plurality of electrocardiogram (ECG) lead channels configured to communicate with a plurality of ECG electrodes configured to attach to a patient;an ECG respiration component to produce a first respiration signal based on variations detected in the ECG lead channels;a pressure measurement channel to communicate with a pressure sensor attached to the patient;a pressure respiration component configured to detect variations in the pressure measurement channel and to produce a second respiration signal based on pressure variations detected in the pressure measurement channel;a first respiration signal quality check component to determine a first signal quality corresponding to the first respiration signal; anda second respiration signal quality check component to determine a second signal quality corresponding to the second respiration signal;respiration decision logic configured to compare the first signal quality to the second signal quality and to produce a respiration rate from at least one of the first respiration signal and the second respiration signal based on the comparison of the first signal quality and the second signal quality; anda display device to provide indicia of the respiration rate. 2. The system of claim 1, wherein the variations detected in the ECG lead channels comprise variations in thoracic impedance during patient respiration. 3. The system of claim 2, wherein the ECG respiration component is configured to: produce an impedance signal between two or more of the ECG electrodes; andproduce the first respiration signal based on variations in the impedance signal. 4. The system of claim 1, wherein the ECG lead channels are configured to receive ECG signals related to electrical waves that cause the patient's heart muscle to pump, and wherein the variations detected in the ECG lead channels comprise variations in the ECG signals corresponding to patient respiration. 5. The system of claim 1, further comprising an ECG electrode to detect ECG signals related to electrical waves that cause the patient's heart muscle to pump, the ECG electrode configured and sized to temporarily secure the pressure sensor to the patient. 6. The system of claim 1, further comprising an integrated apparatus for measuring electrical signals and physical movements in the patient, the integrated apparatus comprising: a body comprising a top surface and a bottom surface;an electrically conductive adhesive covering at least a portion of the bottom surface to temporarily secure the integrated apparatus to the patient's skin;an electrically conductive lead attachment passing from the top surface to the bottom surface of the body to provide electrical communication between the patient's skin and one of the ECG lead channels;a pressure capsule secured below the top surface of the body, the pressure capsule responsive to changes in pressure applied thereto; anda pressure communication tube connected to the press... | Mindray DS USA, Inc. | A61B005/04
US08393233 | B2 | 2013-03-12 | Force meter | 2010-04-01 | The primary application of this force meter is measurement of fluid flow. A force on the force sensor push the force sensor away from the original position. The deviation of the force sensor is detected by a proximity sensor. An electronic unit takes the position signal from the proximity sensor as a feedback. The electronic unit generates electric current to an electromagnetic anti-torque means. The electromagnetic anti-torque means generates an anti-torque on force sensor to prevent the force sensor from moving away from the original position. A display unit measures the electric current and calculates velocity and rate of fluid before displays the results. | 1. A force meter for measuring external force comprising: A) A case;B) A force sensor, said force sensor moves away from an original position when an external force is applied to said force sensor;C) A proximity sensor, said proximity sensor measures a position deviation of said force sensor from said original position, said proximity sensor generates a position signal when a position deviation is detected, the larger said position deviation is the stronger said position signal is;D) An electromagnetic means of anti-force, said electromagnetic means of anti-force generates an anti-force to move said force sensor backwards to said original position while receiving an electric current, the stronger said electric current is the stronger said anti-force is;E) An electronic unit, said electronic unit generates said electric current while receiving said position signal, the stronger said position signal is the stronger said electric current is;F) A display unit, said display unit measures value of said electric current, said display unit converts value of said electric current to value of force, or other value related to force before displaying. 2. A force meter in claim 1, wherein said position deviation, said position signal, said electrical current, and said anti-force form a closed loop system of negative feedback that is preventing increment of said position deviation, while an external force is increasing said position deviation. 3. A force meter in claim 1, wherein said proximity sensor comprises a optical proximity sensor. 4. A force meter in claim 3, wherein said optical proximity sensor comprises at least a light controller, at least a light source, and at least a light sensor, said light source and said light sensor are secured to said case, said light controller is secured to said force sensor, said light controller moves between said light source and said light sensor to change light energy rate from said light source to said light sensor when the position of said force sensor changes. 5. A force meter in claim 1, wherein said electronic unit comprises a proportional-integral-derivative controller. 6. A force meter in claim 1, wherein said electromagnetic means of anti-force comprises a magnetic reset structure, an axle, at least a balance weight, at least a movable magnetic, and at least a fixed coil, said movable magnetic, interacting with said electric current in said fixed coils, generate said anti-force, said balance weight makes the central weight of an assembly at or near the central line of said axle, said movable magnetic are secured to said axle, said fixed coils are electrically connected to said electronic unit so that said electric current can go through said fixed coils, said fixed coils are secured to said case, said assembly comprises said movable magnetic, said force sensor, said axle, said balance weight, and said light controller. 7. A force meter in claim 6, wherein said magnetic reset structure comprises a reset ... | - | G01F001/42 A61B005/08
US08391963 | B2 | 2013-03-05 | Use of machine learning for classification of magneto cardiograms | 2010-06-18 | The use of machine learning for pattern recognition in magnetocardiography (MCG) that measures magnetic fields emitted by the electrophysiological activity of the heart is disclosed herein. Direct kernel methods are used to separate abnormal MCG heart patterns from normal ones. For unsupervised learning, Direct Kernel based Self-Organizing Maps are introduced. For supervised learning Direct Kernel Partial Least Squares and (Direct) Kernel Ridge Regression are used. These results are then compared with classical Support Vector Machines and Kernel Partial Least Squares. The hyper-parameters for these methods are tuned on a validation subset of the training data before testing. Also investigated is the most effective pre-processing, using local, vertical, horizontal and two-dimensional (global) Mahanalobis scaling, wavelet transforms, and variable selection by filtering. | 1. A method for automating the identification of meaningful features and the formulation of expert rules for classifying magnetocardiography data, comprising: applying a wavelet transform to sensed data acquired from sensors sensing magnetic fields generated by a patient's heart activity, resulting in wavelet domain data;applying a direct kernel transform to said wavelet domain data, resulting in transformed data; andidentifying said meaningful features and formulating said expert rules from said transformed data, using machine learning. 2. The method of claim 1, said kernel transform satisfying Mercer conditions. 3. The method of claim 1, said kernel transform comprising a radial basis function. 4. The method of claim 1, said applying a kernel transform comprising: assigning said transformed data to a first hidden layer of a neural network;applying training data descriptors as weights of said first hidden layer of said neural network; andcalculating weights of a second hidden layer of said neural network numerically. 5. The method of claim 1, further comprising: classifying said transformed data using direct kernel partial least square (DK-PLS) machine learning. 6. The method of claim 1, said transforming said sensed data into said wavelet domain data comprising: applying a Daubechies wavelet transform to said sensed data. 7. The method of claim 1, further comprising: selecting features from said wavelet domain data which improve said classification of magnetocardiography data. 8. The method of claim 1, further comprising: normalizing said sensed data. 9. The method of claim 8, said normalizing said sensed data comprising: Mahalanobis scaling said sensed data. 10. The method of claim 1, further comprising: centering a kernel of said kernel transform. 11. An apparatus for automating the identification of meaningful features and the formulation of expert rules for classifying magnetocardiography data, comprising computerized storage, processing and programming for: applying a wavelet transform to sensed data acquired from sensors sensing magnetic fields generated by a patient's heart activity, resulting in wavelet domain data;applying a direct kernel transform to said wavelet domain data, resulting in transformed data; andidentifying said meaningful features and formulating said expert rules from said transformed data, using machine learning. 12. The apparatus of claim 11, wherein kernel transform satisfies Mercer conditions. 13. The apparatus of claim 11, said kernel transform comprising a radial basis function. 14. The apparatus of claim 11, said computerized storage, processing and programming for applying a kernel transform further comprising computerized storage, processing and programming for: assigning said transformed data to a first hidden layer of a neural network;applying training data descriptors as weights of said first hidden layer of said neural network; andcalculating weights of a second hidden layer of said neural net... | CardioMag Imaging, Inc. | A61B005/04
US09055893 | B2 | 2015-06-16 | Degree of hardness measurement system and degree of hardness measurement method | 2012-07-26 | For measuring hardness of an object, a measurement apparatus is pushed against the object and a degree of hardness calculation system calculates hardness based on information from the measurement apparatus. The measurement apparatus includes an acceleration sensor which outputs first information of acceleration of a contact area of the measurement apparatus, and a second sensor, such as a magnetic sensor or a pressure sensor, which outputs second information based on pressure applied to the contact area. The degree of hardness calculation system generates a second-derivative waveform by twice differentiating a waveform based on the output of the second sensor, compares the second-derivative waveform and the information of acceleration from the acceleration sensor, and calculates hardness of the object based on the comparison result. | 1. A hardness measurement system for measuring hardness of an object, comprising: a measurement apparatus disposed to be pushed against the object; anda degree of hardness calculation system coupled to said measurement apparatus and operative to calculate hardness based on information from said measurement apparatus;wherein said measurement apparatus includes:an acceleration sensor operative to output first information of acceleration of a contact area of said measurement apparatus toward said object; anda magnetic sensor operative to output second information as electric voltage based on magnitude of pressure applied to said contact area; andwherein said degree of hardness calculation system includes:a memory operative to store third information of a relationship between said electric voltage from said magnetic sensor and said magnitude of pressure; anda processing section configured to generate a 2nd derivative waveform by twice differentiating an electric voltage waveform based on said electric voltage output from said magnetic sensor, to compare said 2nd derivative waveform and said information of acceleration from said acceleration sensor, andto calculate hardness of said object based on a result of said comparison and said relationship information stored in said memory. 2. The hardness measurement system according to claim 1, wherein said relationship information is information regarding displacement of said contact area in a direction of pushing. 3. The hardness measurement system according to claim 2, wherein said relationship information includes a first displacement coefficient representing a relationship between voltage and pressure;said comparison result is a second displacement coefficient representing a relationship between voltage and displacement;and said processing section calculates said hardness by dividing said first displacement coefficient by said second displacement coefficient. 4. The hardness measurement system according to claim 1, wherein said magnetic sensor comprises:a transmitter coil; anda receiver coil operative to output electric voltage based on magnitude of a magnetic field transmitted by said transmitter coil,wherein said receiver coil is connected said transmitter coil by an elastic body, and said receiver coil outputs electric voltage based on magnitude of pressure applied to said contact area of said measurement apparatus toward said object when said measurement apparatus is pushed against said object, said elastic body yields and said transmitter coil and said receiver coil come closer to each other, and the magnitude of the magnetic field that said receiver coil detects is increased. 5. A hardness measurement system for measuring hardness of object, comprising: a measurement apparatus disposed to be pushed against the object; anda degree of hardness calculation system coupled to said measurement apparatus and operative to calculate hardness based on information from said measurement apparatus;wherein s... | Hitachi, Ltd. | A61B005/117 A61B005/103 A61B005/00 A61B005/02
US09049994 | B2 | 2015-06-09 | System for cardiac arrhythmia detection and characterization | 2012-06-20 | A system for heart performance characterization and abnormality detection comprises an input processor and at least one signal processor. The input processor receives, sampled data representing a patient blood pressure signal and a concurrently acquired electrocardiogram (ECG) signal representing heart electrical activity of the patient. The at least one signal processor, synchronizes the patient blood pressure signal and the heart electrical activity signal, identifies at least two points of a heart electrical activity signal cycle, integrates signal data values representing the amplitude of the patient blood pressure signal of a segment between the identified two points to derive an integral value over time duration of the segment representing an area under the blood pressure signal waveform between the identified two points and in response to the derived integral value, initiates generation of a message associated with a medical condition of the patient. | 1. A system for heart performance characterization and cardiac arrhythmia detection, comprising: an input processor configured to receive: sampled data representing a patient blood pressure signal associated with a patient, anda concurrently acquired electrocardiogram (ECG) signal representing heart electrical activity of said patient; andat least one signal processor configured to: synchronize said patient blood pressure signal and the ECG signal,identify a first set of points of the ECG signal based on one or more morphological characteristics of the ECG signal,define a first segment of the patient blood pressure signal based on the first set of points,derive a first integral value representing an area under a first signal amplitude waveform associated with the first segment,identify a second set of points of the ECG signal based on the one or more morphological characteristics of the ECG signal,define a second segment of the patient blood pressure signal based on the second set of points,derive a second integral value representing an area under a second signal amplitude waveform associated with the second segment,calculating a ratio of the first integral value and the second integral value;identify a potential cardiac arrhythmia based on said ratio of the first integral value and the second integral value, andgenerate an alert message indicating the potential cardiac arrhythmia. 2. A system according to claim 1, wherein the identified first set of points of the ECG signal, comprise at least two points of P, Q, R, S, T and U points andsaid identified first set of points are substantially from onset (zero voltage) of atrial depolarization to peak of a P wave, corresponding to an atrial blood injection period. 3. A system according to claim 1, wherein said identified first set of points are substantially from peak of a P wave to the peak valley of a Q wave corresponding to repolarization of atrial chamber activity. 4. A system according to claim 1, wherein said identified first set of points are substantially from peak of a Q wave to the peak of an R wave corresponding to ventricular chamber depolarization activity. 5. A system according to claim 1, wherein said identified first set of points are substantially from peak of an R wave to the peak of an S wave corresponding to late ventricular chamber depolarization activity. 6. A system according to claim 1, wherein said identified first set of points are substantially from peak of an S wave to the peak of a T wave corresponding to repolarization of ventricular chamber activity. 7. A system according to claim 1, wherein said identified first set of points are substantially from peak of a T wave to the end (zero voltage) of the T wave corresponding to late ventricular chamber repolarization activity. 8. A system according to claim 1, wherein said first and second segments are at least one of, (a) both atrial associated segments and (b) both ventricular associated segments. 9. A system accord... | Siemens Medical Solutions USA, Inc. | A61B005/0205 A61B005/021 A61B005/00 A61B005/029 A61B005/0452
US08774895 | B2 | 2014-07-08 | Electroencephalographic headset | 2012-09-14 | An electroencephalographic headset includes: a supporter that includes expanding and contracting wires each having expansion and contraction properties and is to be attached to a head of a user by expansion and contraction of each of the expanding and contracting wires; and a plurality of electrodes that are provided to the supporter in defined placement. | 1. An electroencephalographic headset, comprising: a supporter that includes expanding and contracting wires each having expansion and contraction properties and is to be attached to a head of a user by expansion and contraction of each of the expanding and contracting wires; anda plurality of electrodes that are provided to the supporter in defined placement,wherein each of the plurality of electrodes is constituted of: a core that is formed of silver/silver chloride with each of the expanding and contracting wires being a center axis, andan elastic member that is wound around the core in a cylindrical form and impregnated with an electrolytic solution. 2. The electroencephalographic headset according to claim 1, wherein the supporter is constituted of: an annular frame to be placed around the head of the user, andthe expanding and contracting wires that are radially connected to each other and are connected to the annular frame. 3. The electroencephalographic headset according to claim 1, wherein the supporter is constituted of a head-fixing arm to be attached to the head of the user, andthe expanding and contracting wires that are concentrically connected to the head-fixing arm. 4. The electroencephalographic headset according to claim 1, further comprising a driving unit configured to rotate one of the plurality of electrodes when electrical contact between the one of the plurality of electrodes and a scalp of the user is loose, the electrical contact being detected based on contact resistance of the one of the plurality of electrodes. 5. The electroencephalographic headset according to claim 1, wherein the defined placement is electrode placement according to an international 10-20 system, andthe expanding and contracting wires are connected corresponding to the electrode placement according to the international 10-20 system. | Sony Corporation | A61B005/0478 A61B005/00
US08421799 | B2 | 2013-04-16 | Illustrating a three-dimensional nature of a data set on a two-dimensional display | 2012-01-26 | A volume of a patient can be mapped with a system operable to identify a plurality of locations and save a plurality of locations of a mapping instrument. The mapping instrument can include one or more electrodes that can sense a voltage that can be correlated to a three dimensional location of the electrode at the time of the sensing or measurement. Therefore, a map of a volume can be determined based upon the sensing of the plurality of points without the use of other imaging devices. An implantable medical device can then be navigated relative to the mapping data. | 1. A method of illustrating a three dimensional representation of a structure with a two-dimensional display device, comprising: generating a map representing a three-dimensional surface of a heart of a patient with a plurality of map data points determined by moving a position element through the heart to collect the plurality of map data points, wherein moving the position element through the heart of the patient includes determining a plurality of positions of the position element within the heart of the patient and rendering a representation of the plurality of positions of the position element to the display device;moving a virtual camera relative to a selected region of movement; anddisplaying with the display device a plurality of virtual camera perspectives of the generated map based on moving the virtual camera;wherein the rendering of the plurality of positions of the position element to generate the map is performed without any additional image data of the heart. 2. The method of claim 1, wherein the region of movement includes a point of rotation within the generated map; wherein moving the virtual camera includes moving the camera in an arc around the point of rotation in a plane of rotation. 3. The method of claim 2, further comprising: selecting a dimension of the arc to be less than 360° around the point of rotation;dividing the arc into a plurality of divisions;selecting a time step length for moving the virtual camera along the arc;automatically moving the virtual camera to each of the divisions along the arc for the time step length; andsequentially displaying the plurality of virtual camera perspectives on the display device at least at a sub-plurality of divisions of the plurality of divisions. 4. The method of claim 3, further comprising: a user selecting the time step lengths;inputting the time step lengths into a processing system;wherein the processing system executes instructions based on the time step lengths to generate the plurality of virtual camera perspectives. 5. The method of claim 1, wherein determining a position of the position element includes: positioning a set of axis electrodes on a surface of the patient;injecting a current between the set of axis electrodes within the patient;sensing a voltage with the position element based on the injected current;determining a bioimpedance based on the sensed voltage and injected current; anddetermining a position of the position element within the heart based upon the determined bioimpedance. 6. A method of illustrating a three dimensional representation of a structure with a two-dimensional display device, comprising: determining a plurality of positions of a position element within a structure, wherein at least a sub-plurality of the plurality of positions of a position element are a plurality of map data points;generating a map at least by rendering a representation of a three-dimensional surface of the structure with the plurality of map data points collected... | Regents of the University of Minnesota Medtronic, Inc. | G06T015/00 G06T015/10 G06T015/20 G09G005/00 G06K009/00 A61B005/04
US09668691 | B2 | 2017-06-06 | Method to measure skin elasticity and firmness | 2012-09-21 | The invention relates to a method of measuring the elasticity and firmness of skin. The invention also relates to methods of measuring improvements in a person's skin health by measuring firmness and elasticity before, during and after a cosmetic treatment. The invention further relates to methods of measuring the improvement in a person's skin firmness and elasticity that a cosmetic agent may cause when applied on the skin. | 1. A method of determining a skin elasticity value for a person's skin, comprising: (a)—contacting two parallel metallic plates of a mechanical pinching system on a skin surface zone, recording a first thermal image of the skin surface zone that displays thermal prints of the metallic plates on skin with an infrared thermography imaging apparatus, and measuring a first distance between the two parallel metallic plates on the first thermal image,(b)—after the recording of the first thermal image, pushing at least one of the two parallel metallic plates of the mechanical deformation system toward the other in a direction that is parallel to the skin surface, so as to pinch the skin between the two parallel metallic plates, under a controlled pressure, wherein the two parallel metallic plates remain parallel during the pushing,(c)—releasing the controlled pressure,(d)—after releasing the controlled pressure, recording a second thermal image of the skin surface zone that displays thermal prints of the metallic plates on skin with the infrared thermography imaging apparatus, and measuring a second distance between the two parallel metallic plates on the second thermal image, and(e)—determining a skin elasticity value associated with an elastic recovery of the skin, said skin elasticity value corresponding to the ratio between the second distance and the first distance. 2. The method of claim 1, wherein in (b), the controlled pressure is between 20 and 40 N. 3. The method of claim 2, wherein the skin is considered as having elasticity when the skin elasticity value is higher than 1. 4. The method of claim 1, wherein the mechanical deformation system comprises an internal spring and two metallic plates attached to two sliding sections. 5. A method for measuring the effect of a cosmetic product on improving the firmness or elasticity of a person's skin, said method comprising: calculating a first value associated with an elastic recovery of the skin sample according to the method of claim 1,applying the cosmetic product on the skin sample,calculating a second value associated with an elastic recovery of the skin sample according to the method of claim 1, andcomparing the first value and the second value. 6. The method of claim 1, wherein the skin elasticity value corresponds to at least one of determining firmness, tonicity, suppleness, sagging skin, oval of the person's face, bags beneath the person's eyes, nasolabial folds or ptosis of the lower part of the person's face. 7. The method of claim 1, wherein the method is conducted on skin of the person's face. 8. The method claim 1, wherein the method is conducted on a lower part of the person's cheek. 9. The method of claim 1, wherein the pushing of the at least one of the two parallel metallic plates toward the other narrows a space between the two parallel metallic plates; and deforms the pinched skin within the space between the two parallel metallic plates;wherein upon releasing the pressure... | LVMH RECHERCHE | A61B005/00 A61B005/01
US09339194 | B2 | 2016-05-17 | System, method and article for normalization and enhancement of tissue images | 2011-03-08 | In medical imaging, a fiducial marker facilitates tissue image correlation that allows for image analysis, normalization and correction of the optical exposure and spectral and spatial distribution in order to compensate for the surface reflections, sub surface tissue interactions and spatial orientation of the excitation and imaging axes to the subject tissue. Using a cross comparison, clinicians can model tissue image data in different forms in order to reference and compare data from various spectral components and or from different images. This may enhance human interpretation between images including the variations between images even when the spectral, spatial and optical conditions or the image resolution or sensitivity are compromised. Such may be used to assess cosmetic, moisturizing, therapeutic materials and treatments. | 1. A system for use in tissue analysis, the system comprising: at least one processor; andat least one nontransitory storage medium that stores processor executable instructions which when executed cause the at least one processor to:compare an appearance of at least one shape of a virtual fiducial marker in a first digital image of a portion of a tissue to at least one defined actual shape of the virtual fiducial marker;compare an appearance of each of a plurality of sections of a physical fiducial marker in the first digital image to respective ones of defined sections of the physical fiducial marker, wherein the defined sections include a number of tissue phantoms each having a respective spectral characteristic that matches a respective spectral characteristic of tissue of a type represented in the first digital image; andat least one of correlate, normalize, or correct at least the first digital image, based at least in part on the comparisons;the system being characterized in that the physical fiducial marker includes a scatter layer that overlies at least some but not all of the tissue phantoms and which simulates an optical character of the type of tissue represented in the first digital image, and the instructions cause the at least one processor to compare the appearance of the sections which include the tissue phantoms which are overlaid by the scatter layer with a number of defined sections which include tissue phantoms that are not overlaid by the scatter layer. 2. The system of claim 1 wherein a number of sections of the physical fiducial marker include a respective color including at least one of black, white, a plurality of different shades of grey, and a plurality of additional colors that are not black, white or grey, and the instructions cause the at least one processor to compare the appearance of the sections which include the respective colors with respective ones of a defined set of respective colors. 3. The system of claim 1 wherein the instructions further cause the at least one processor to store the digital image as a multi-layer image file, including a first digital image layer that stores digital images and at least a second digital image layer that stores image metadata. 4. The system of claim 3 wherein the instructions further cause the at least one processor to store to a diagnostic layer of the digital image information indicative of at least one of an NADH fluorescence, a collagen fluorescence, a physical scattering of light from the tissue at a number of physical layers of the tissue due to tissue density, a spectral distribution due to a size of a cell nuclei, and a hemoglobin absorption due to increased blood flow or oxygenation; wherein normalizing a surface reflection in each digital image in a multiple image series, is achieved by normalizing color markers to allow accurate comparison of a Epidermal Layer to the Melanin Layer in the in proximity to lesion and where subsurface scatter is normalized to tho... | Cernoval, Inc. | A61B005/00 A61B005/0205 A61B005/11 G03B015/00 G03B015/14 A61B005/026 A61B005/145 A61B005/1455
US09387008 | B2 | 2016-07-12 | Axial surgical trajectory guide, and method of guiding a medical device | 2011-09-08 | A surgical trajectory guide to guide a medical device to a pivot point has a base that can be attached to a patient, an axial guide member connected with the base and aligned with a pivot point along a first axis in fixed relation to the base and a second axis perpendicular to the first axis. The guide member has a longitudinal axis, and is connected to the base such that the longitudinal axis always passes through the pivot point, and the axial guide member is prevented from rotating around the longitudinal axis. The guide further has at least one electronic angle sensor that can automatically sense a first angle of the axial guide member relative to the local gravity vector about the first axis and a second angle of the axial guide member relative to the local gravity vector about the second axis without having to level the base. | 1. A surgical trajectory guide to guide a medical device to a pivot point comprising: a base, the base being attachable to a patient in a fixed position;an axial guide member pivotably connected with the base by a linkage, wherein the axial guide member is aligned with the pivot point along a first axis in fixed relation to the base and a second axis perpendicular to the first axis,wherein the axial guide member has a longitudinal axis,wherein the linkage allows pivoting movement of the axial guide member in a pitch direction and a yaw direction such that the longitudinal axis always passes through the pivot point, andwherein the linkage does not allow the axial guide member to rotate around the longitudinal axis relative to the pivot point during adjustments of the axial guide member in the pitch direction and in the yaw direction; andat least one electronic angle sensor associated with the axial guide member and adapted to automatically sense a first angle of the axial guide member relative to a local gravity vector about the first axis and a second angle of the axial guide member relative to the local gravity vector about the second axis without having to level the base. 2. The surgical trajectory guide of claim 1, further comprising a data connection adapted to allow transfer of the sensed first and second angles to an external system. 3. The surgical trajectory guide of claim 1, wherein the at least one electronic angle sensor is selected from an inertial sensor or a level sensor. 4. The surgical trajectory guide of claim 1, wherein the axial guide member comprises a hollow tubular member defining an axis extending through the pivot point. 5. The surgical trajectory guide of claim 1, further comprising a display unit that is rigidly connected with the axial guide member and moves therewith. 6. The surgical trajectory guide of claim 5, wherein the display unit comprises an integrated sensor adapted to sense the first and the second angle of the axial guide member. 7. The surgical trajectory guide of claim 2, wherein the transfer takes place between the at least one electronic angle sensor and a display unit, wherein the display unit is configured to display the current angle positions of the surgical trajectory guide with respect to a coordinate system of an imaging system. 8. The surgical trajectory guide of claim 1, further comprising an adhesive disposed on the base for attaching the base to the patient. 9. The surgical trajectory guide of claim 1, further comprising a marker associated with the base and disposed in a fixed position relative to the base, wherein the marker visually defines the first axis. 10. The surgical trajectory guide of claim 1, wherein the linkage comprises a first arcuate member attached to the base aligned with the first axis, wherein the first arcuate member is adapted to move about the first axis and the axial guide member is adapted to move along the first arcuate member about the second axis. 11. The ... | STRYKER EUROPEAN HOLDINGS I, LLC | A61B005/05 A61B017/34 A61B019/00 A61B017/00
US09265442 | B2 | 2016-02-23 | Method of calibrating combined field location and MRI tracking | 2012-10-15 | A method of calibrating field location tracking to magnetic resonance tracking is provided. The method of calibration field location tracking includes moving a medical device throughout a plurality of points within a patient volume; tracking the medical device with a field location tracking system and a magnetic resonance tracking system; calculating a plurality of magnetic resonance tracking locations; determining a plurality of field location parameters that correspond to the plurality of magnetic resonance tracking locations; and creating a transfer function that maps the field location parameters to the magnetic resonance tracking locations, wherein the transfer function registers a field location coordinate system to a magnetic resonance coordinate system. | 1. A method of calibrating field location tracking to magnetic resonance tracking comprising: providing a composite tracking system for tracking movement of a medical device within a patient volume, the composite tracking system including a field location tracking system having at least one field location sensor structured to be coupled to the medical device, a magnetic resonance tracking system having at least one tracking coil structured to be coupled to the medical device, and a composite tracking processor operably coupled to the field location tracking system and the magnetic resonance tracking system, said composite tracking processor for receiving and processing a plurality of field location parameters from the field location tracking system and a plurality of positional coordinates from the magnetic resonance tracking system;moving the medical device with the field location sensor and at least one tracking coil coupled thereto throughout a plurality of points within the patient volume to generate the plurality of field location parameters and the plurality of positional coordinates;causing said composite tracking processor to receive the plurality of positional coordinates from said magnetic resonance tracking system and calculate a plurality of magnetic resonance tracking locations;causing said composite tracking processor to receive and process the plurality of field location parameters from the field location tracking system and determine a plurality of field location parameters that correspond to the plurality of magnetic resonance tracking locations;causing said composite tracking processor to generate a transfer function for mapping the field location parameters from the field location tracking system to the corresponding positional coordinates of the magnetic resonance tracking system to registers a field location coordinate system to a magnetic resonance coordinate system; andcausing said composite tracking processor to determine a present location of the field location sensor by applying the transfer function. 2. The method of claim 1, wherein the field location parameters are selected from voltage, impedance, electrical current, time delay, sound intensity and combinations of the foregoing. 3. The method of claim 1 further comprising using the transfer function to calculate an estimated location of the medical device in the magnetic resonance coordinate system. 4. The method of claim 1, wherein a plurality of field location sources comprising electrodes operable to create an electric field along three separate axes in three-dimensional space, said field location sources operably coupled to the field location tracking system. 5. The method of claim 1, wherein each of the magnetic resonance tracking locations and the field location parameters comprises an x-location value, a y-location value, and a z-location value that together provide location in three-dimensional space. 6. The method of claim 5, wherein the estimated x-, y... | IMRICOR MEDICAL SYSTEMS, INC. | A61B005/06 A61B019/00 G01R033/28 A61B005/055
US09279747 | B2 | 2016-03-08 | Collection device and material | 2012-09-24 | Swabs, and materials of the present disclosure, and methods of making same, include randomly arranged sea-island bicomponent fibers which have randomly splayed terminal ends. | 1. A swab constructed to collect and release a biological sample comprising a liquid, said swab comprising an applicator and sea-island bicomponent fibers, wherein at least about 85% of the fibers comprise randomly splayed terminal ends of the islands of said bicomponent fibers along a length of about 50% or less from said ends. 2. The swab of claim 1 wherein said bicomponent fibers comprise a first polyester sea material and a second polyester island material. 3. The swab of claim 2 wherein said first polyester has a lower melting point than said second polyester. 4. The swab of claim 2 wherein said first polyester has a greater solubility in alkaline solution than said second polyester. 5. The swab of claim 4 wherein the first polyester has a greater solubility in alkaline solution of sodium hydroxide, as compared to the second polyester. 6. The swab of claim 5 wherein the first polyester has greater solubility in an alkaline solution of sodium hydroxide solution containing about 5% to about 50% by weight sodium hydroxide in water, as compared to the second polyester. 7. The swab of claim 6 wherein the first polyester has greater solubility in an alkaline solution of about 10% by weight sodium hydroxide in water, as compared to the second polyester. 8. The swab of claim 4 wherein the first polyester has greater solubility in a heated alkaline solution as compared to the second polyester. 9. The swab of claim 8 wherein the first polyester has greater solubility in an alkaline solution heated to a temperature of about 170° F. to about 190° F. as compared to the second polyester. 10. The swab of claim 1 wherein the fibers are attached to an end portion of said applicator. 11. The swab of claim 10 wherein said fibers are adhered to said end portion with an adhesive. 12. The swab of claim 11 wherein said adhesive is selected from the group consisting of a photocurable acrylic adhesive and a polyurethane adhesive. 13. The swab of claim 1 wherein said bicomponent fibers comprise a polyethylene terephthalate sea material and a polyamide island material. 14. The swab of claim 1 wherein said bicomponent fibers comprise 10-3000 island parts per fiber. 15. The swab of claim 14 wherein said fibers comprise 10-240 island parts per fiber. 16. The swab of claim 14 wherein said fibers comprise 10-64 island parts per fiber. 17. The swab of claim 14 wherein said fibers comprise 10-37 island parts per fiber. 18. The swab of claim 14 wherein said fibers comprise 10-36 island parts per fiber. 19. The swab of claim 14 wherein said fibers comprise 10-24 island parts per fiber. 20. The swab of claim 14 wherein said fibers comprise 24-36 island parts per fiber. 21. A method of forming the swab of claim 10 comprising adhering the bicomponent fibers to said applicator, removing a portion of the sea component of said bicomponent fibers in a heated alkaline solvent, and forming said randomly splayed fibers by application of mechanical force to the ends o... | PURITAN MEDICAL PRODUCTS COMPANY, LLC | C12M001/26 G01N001/10 A61B010/00 D01D005/36 D01F008/12 D01F008/14 B32B037/16 A61B010/02
US09504386 | B2 | 2016-11-29 | Controlling devices based on physiological measurements | 2011-10-20 | Embodiments of the invention control a device based on physiological measurements associated with a user. A determination is made that a user has manually adjusted a controlled device. A context associated with the user is identified in response to determining that the user has manually adjusted the controlled device. A change is detected in at least one physiological measurement associated with the user in response to the controlled device being manually adjusted. A target physiological measurement associated with at least one physiological measurement is modified based on the change that has been detected. The context that has been identified is associated with the target physiological measurement that has been modified. | 1. A method for controlling a device based on physiological measurements associated with a user, the method comprising: determining, with a processor, that a user has manually adjusted a controlled device;identifying a context associated with the user in response to determining that the user has manually adjusted the controlled device;detecting a change, in response to the controlled device being manually adjusted, in at least one physiological measurement associated with the user;modifying a target physiological measurement associated with at least one physiological measurement based on the change that has been detected;associating the context that has been identified with the target physiological measurement that has been modified, wherein a controllable device is operable based on the modified target physiological measurement for the context;determining that the user is coupled to a physiological response monitor and at least one other user fails to be coupled to a physiological response monitor; andutilizing at least one physiological measurement associated with the user that is coupled to the physiological response monitor for the at least one other user that fails to be coupled to a physiological response monitor. 2. The method of claim 1, wherein the at least one physiological measurement is at least one of: a heart rate;electrical activity of muscles;a galvanic skin response; anda respiration measurement. 3. The method of claim 1, wherein the context is at least one of: a time of day;a given activity; anda scheduled calendar event. 4. The method of claim 1, wherein the target physiological measurement is a time-varying function of a physiological measurement. 5. The method of claim 1, further comprising: comparing at least one physiological measurement associated with the user to at least one target physiological measurement;determining, based on the comparing, if the at least one physiological measurement substantially corresponds to the target physiological measurement;at least one of maintaining and placing a controlled device in an energy saving state in response to the at least one physiological measurement substantially corresponding to the target physiological measurement; andadjusting at least one operating condition of the controlled device in response to the at least one physiological measurement failing to substantially correspond to the target physiological measurement. 6. The method of claim 5, further comprising: receiving at least one additional physiological measurement associated with at least one additional user;identifying a weighting metric associated with each of the at least one user and the at least one additional user; andcomparing the weighting metric associated with the at least one user to the weighting metric associated with the at least one additional user; andselecting the physiological measurement for comparison with the at least one target physiological measurement based on the weighting metric associa... | International Business Machines Corporation | A61B005/00 G06F019/00 H04L012/28 H04L012/00 F24F011/00
US09585568 | B2 | 2017-03-07 | Noninvasive methods for determining the pressure gradient across a heart valve without using velocity data at the valve orifice | 2011-09-11 | Embodiments presented herein provide apparatus and methods for imaging-assisted determination of pressure gradient of blood flow across a valve orifice in a cardiovascular circuit without the use of velocity data measured at the valve orifice. An embodiment of the methods comprise creating an image of a valve orifice, creating a planimeter slice from the image of the valve orifice including a trace of the perimeter of the valve orifice, determining the valve orifice area by determining the area contained within the trace, determining the instantaneous flow rate through the valve orifice based on bulk flow data away from the valve, and determining the instantaneous pressure gradient across the valve orifice from the valve orifice area and the instantaneous flow rate. | 1. A method for a computer-assisted determination of an instantaneous pressure gradient across an open valve orifice in a cardiovascular circuit through which blood is flowing, comprising: creating a series of imaging slices during a period of time of the open valve orifice using a non-invasive, computer-based imaging hardware selected from the group consisting of MRI and CT;selecting an image from the series of images of the open valve orifice;measuring a valve orifice area of the open valve orifice from the image;determining an instantaneous flow rate through the open valve orifice without using velocity data at the open valve orifice, the instantaneous flow rate being based on a flow volume through a left or right ventricle wherein the flow volume is determined from the series of imaging slices through the left or right ventricle, creating a volume versus time curve for the left or right ventricle, and taking the derivative of the volume versus time curve to derive instantaneous flow rate; anddetermining an instantaneous pressure gradient across the open valve orifice from the valve orifice area and the instantaneous flow rate;wherein the method for a computer-assisted determination of the instantaneous pressure gradient across the open valve orifice in a cardiovascular circuit does not use velocity data. 2. The method of claim 1, wherein the selecting the image of the valve orifice comprises creating a two-dimensional image, and wherein measuring the valve orifice area of the open valve orifice comprises: creating a planimeter slice from the two-dimensional image;creating a trace of a perimeter of the open valve orifice on the planimeter slice; anddetermining the valve orifice area by determining the area contained within the trace of the perimeter of the open valve orifice. 3. The method of claim 1, wherein creating the series of imaging slices of the open valve orifice comprises creating a three-dimensional volume image of a portion of the left or right ventricle including the open valve orifice; and wherein measuring the valve orifice area of the open valve orifice comprises:creating a planimeter slice by finding a plane within the three-dimensional volume image that is perpendicular to blood flow where the open valve orifice is narrowest. 4. The method of claim 1, wherein measuring the valve orifice area of the open valve orifice comprises: selecting a time phase in systole where the open valve orifice is maximally open;creating a planimeter slice from the image wherein the planimeter slice is substantially perpendicular to the direction of blood flow at a location where the open valve orifice is narrowest; andcreating a trace of the perimeter of the open valve orifice on the planimeter slice; anddetermining the valve orifice area by determining the area contained within the trace of the perimeter of the open valve orifice. 5. The method of claim 1, wherein creating an image of the open valve orifice on a planar slice comprises imagin... | - | A61B005/00 A61B005/02 A61B005/107
US08418693 | B2 | 2013-04-16 | Method and device for evaluation of spirographic and gas exchange data | 2008-03-13 | The invention provides a method for obtaining and evaluating spirographic and gas exchange data, involving measuring a concentration of a breathing gas gc(Vx) for a plurality of volumes Vx of breathing gas mix, wherein the measuring is performed on inhaled breathing gas mix, further involving determining an apparatus dead space ApDS, of breathing gas mix in the apparatus not taking part in gas exchange, by evaluating the measured concentrations gc(Vx) as a function of the volume V of the inhaled breathing gas mix. The use of inhaled breathing gas mix allows to determine the apparatus dead space, which is an important parameter when evaluating ventilation efficiency and the like. Furthermore, the invention provides a method in which inhalation and exhalation parts of a spirogram are synchronized, by matching features thereof, in order to further improve the accuracy of gas exchange volumes and derived data. Finally, the invention provides a spirographic device and a patient ventilation apparatus, incorporating the present method. | 1. A method for obtaining and evaluating spirographic data, the method comprising: measuring a gas concentration (gc) of a breathing gas mix (Vx) for a plurality of values of a volume of breathing gas mix (Vx) with a spirographic device, the measuring being performed on an inhaled breathing gas mix; anddetermining an apparatus dead space (ApDS) of the breathing gas mix in the spirographic device not taking part in gas exchange by evaluating the measured concentrations of the gc(Vx) as a function of a difference between a volume at a beginning of inhaling and a volume at an end of inhaling of the inhaled breathing gas mix. 2. The method of claim 1, wherein the step of determining the ApDS further includes: applying an algorithm to the measured concentrations of the gc(Vx) as a function of the difference between the volume at the beginning of inhaling and the volume at the end of inhaling. 3. The method of claim 2, wherein the algorithm includes: determining a first gas concentration (gc(V1)) at a first volume (V1) at the beginning of inhaling;determining a second gas concentration (gc(V4)) at a second volume (V4) at the end of inhaling; anddetermining the ApDS as the difference between V1 and a third volume (V2) at which a third gas concentration (gc(V2))=(gc(V1)+gc(V4))/2. 4. The method of claim 1, further including: measuring a concentration of a gc(Vx) for a plurality of values of the Vx of an exhaled breathing gas mix; anddetermining an airway dead space (AwDS) or alveolar dead space (AIDS) by evaluating the measured concentration of the gc(Vx) for the plurality of values of the Vx of the exhaled breathing gas mix. 5. The method of claim 3, further including: determining a ventilated volume (VV), wherein VV=V1−(ApDS+an airway dead space (AwDS)); anddetermining a ventilation efficiency (VE), wherein as VE=VV/V1. 6. The method of claim 4, further including: measuring the concentrations of carbon dioxide and oxygen in the inhaled gas mix and the exhaled gas mix; anddetermining at least one of an ApDS, AwDS and AIDS for a corresponding oxyspirogram and a capnospirogram. 7. The method of claim 3, further including: synchronizing an exhaled part and an inhaled part of the spirographic data by matching the exhaled part and the inhaled part at the end of V2 of the spirographic data. 8. A spirographic device for obtaining and evaluating spirographic data, the spirographic device comprising: a gas volume meter which measures a volume (Vx) of an exhaled breathing gas mix and an inhaled breathing gas mix;a gas measuring probe which measures a gas concentration gc(Vx) of the exhaled breathing gas mix and the inhaled breathing gas mix for a plurality of values of the volume (Vx) of the exhaled breathing gas mix and the inhaled breathing gas mix; anda processing unit determines an apparatus dead space (ApDS) of the exhaled breathing gas mix and inhaled breathing gas mix in the spirographic device not taking part in gas exchange by evaluating the measu... | Koninklijke Philips Electronics N.V. | A61B005/08 A61B005/087 A61B005/091
US08423124 | B2 | 2013-04-16 | Method and system for spine visualization in 3D medical images | 2008-04-30 | A method and system for visualizing the spine in 3D medical images is disclosed. A spinal cord centerline is automatically determined in a 3D medical image volume, such as a CT volume. A reformatted image volume is then generated based on the spinal cord centerline. The reformatted image volume can be a straightened spine volume or a Multi-planar Reconstruction (MPR) based volume that follows the natural curve of the spine. The reconstructed volume can be displayed as 2D slices or 3D volume renderings. | 1. A method for spine visualization in a 3D image volume comprising: receiving an input 3D image volume;determining a spinal cord centerline in said input 3D image volume using a fully automatic spinal cord tracing based method that fits an annulus model having an inner radius and an outer radius to high contrast portions in spinal canal regions of slices of the 3D image volume based on a contrast score calculated using a difference between average image data between the inner radius and the outer radius and average image inside the inner radius, and smoothes a trajectory of said spinal cord centerline; andgenerating a reformatted image volume from said input 3D image volume based on said spinal cord centerline. 2. The method of claim 1, further comprising: displaying the reformatted image volume. 3. The method of claim 2, wherein said step of displaying the reformatted image volume comprises displaying at least one of a 2D slice of the reformatted image volume and a 3D volume rendering of the reformatted image volume. 4. The method of claim 1, wherein said step of determining a spinal cord centerline comprises: determining a series of points in said input 3D image volume, each point representing a spinal cord position in an axial slice of said input 3D image volume; andinterpolating the series of points to generate a set of equidistant points defining said spinal cord centerline. 5. The method of claim 1, wherein said step of generating a reformatted image volume from said input 3D image volume based on said spinal cord centerline comprises generating at least one of a straightened spine reformatted image volume and a Multi-planar Reconstruction (MPR) based reformatted image volume based on said spinal cord centerline. 6. The method of claim 1, wherein said spinal cord centerline comprises a set of centerline points defining said spinal cord centerline and said step of generating a reformatted image volume from said input 3D image volume based on said spinal cord centerline comprises: assigning a viewing direction to each centerline point;defining local planes at the centerline points, each local plane centered at a centerline point and orthogonal to the viewing direction assigned to the centerline point;sampling said 3D image volume at each local plane to generate a series of 2D images; andstacking the series of 2D images such that the 2D images are aligned to generate a straightened reformatted image volume. 7. The method of claim 6, wherein each of the local planes has a predetermined height and a predetermined width, such that only image data surrounding the vertebrae in said 3D image volume is sampled during said sampling step. 8. The method of claim 1, wherein said spinal cord centerline comprises a set of centerline points defining said spinal cord centerline and said step of generating a reformatted image volume from said input 3D image volume based on said spinal cord centerline comprises: calculating an average of x-coordinates ... | Siemens Aktiengesellschaft | A61B005/05
US09055884 | B2 | 2015-06-16 | MRI-guided medical interventional systems and methods | 2012-12-17 | An MRI-guided interventional system includes a trajectory guide frame for guiding an interventional device with respect to a patient in an MRI-guided procedure and including a base, a platform, a targeting cannula, and a stabilizer mechanism. The platform is mounted on the base and includes a support table and a moving plate that is translatable relative to the support table and the base along a translational axis. The targeting cannula is mounted on the moving plate for movement therewith and includes an elongate guide bore defining a trajectory axis. The stabilizer mechanism is operable to selectively control movement between the support table and the moving plate to stabilize a position of the targeting cannula with respect to the base. The frame is operable to translate the moving plate along the translational axis relative to the base to position the trajectory axis. The translational axis is transverse to the trajectory axis. | 1. An MRI-guided interventional system for use with a body of patient and an interventional device, the system including: a trajectory guide frame for guiding the interventional device with respect to a body of a patient in an MRI-guided procedure, the trajectory guide frame including: a base having a patient access aperture therein, wherein the base is configured to be secured to the body of the patient;a platform mounted on the base and including a support table and a moving plate that is translatable relative to the support table and the base along a translational axis;a targeting cannula mounted on the moving plate for movement therewith relative to the support table and the base, the targeting cannula including an elongate guide bore therethrough, the guide bore defining a trajectory axis and being configured to guide placement of the interventional device in vivo; anda stabilizer mechanism operable to selectively control movement between the support table and the moving plate to stabilize a position of the targeting cannula with respect to the base;wherein the trajectory guide frame is operable to translate the moving plate and thereby the targeting cannula along the translational axis relative to the base to position the trajectory axis to a desired intrabody trajectory to guide placement of the interventional device in vivo; andwherein the translational axis is transverse to the trajectory axis. 2. The system of claim 1 including an elongate interventional device configured to be serially inserted along the trajectory axis through the guide bore and into the body of the patient in vivo. 3. The system of claim 1 wherein: the translational axis is an X-translational axis;the moving plate is translatable relative to the support table and the base along a Y-translational axis transverse to the X-translational axis; andthe Y-translational axis is transverse to the trajectory axis. 4. The system of claim 1 further including a yoke movably mounted on the base and rotatable relative to the base about a pivot axis, wherein the platform is mounted on the yoke for rotation therewith and the platform is configured to permit translational movement of the moving plate with respect to the yoke. 5. The system of claim 1 wherein: the stabilizer mechanism includes an adjustment device and a rub bar; andthe rub bar and the support table cooperatively define a slot through which the moving plate slides in contact with the rub bar. 6. The system of claim 5 wherein the adjustment device includes a loading device operable to apply a load to the rub bar to compressively load the moving plate in the slot between the support table and the rub bar. 7. The system of claim 5 wherein the loading device includes at least one screw. 8. A trajectory guide frame for guiding an interventional device with respect to a body of a patient in an MRI-guided procedure, the trajectory guide frame comprising: a base having a patient access aperture therein, wherein the base ... | MRI Interventions, Inc. | A61B005/00 A61B005/06 A61B019/00 G01R033/28 G01R033/3415 A61B018/00 A61N001/05 A61B005/055 A61B017/00 A61B017/34 A61N001/36 A61N001/372
US09138169 | B2 | 2015-09-22 | Oxygen facemask with capnography monitoring ports | 2011-09-07 | An oxygen face mask to cover a user's nose and at least partially cover a user's mouth with lateral sampling ports; systems including such a face mask; and methods of using such a face mask. | 1. A face mask to cover a user's nose and at least partially cover a user's mouth and configured to deliver oxygen to a user, the face mask comprising: a reservoir adapted to contain a pocket of gas;an inlet port configured to deliver gas to the reservoir;a first lateral sampling port at the center of the first vent and a second lateral sampling port at the center of the second vent, each of the first and second sampling ports extending through the mask to be in fluid communication with the reservoir and configured to sample the pocket of gas within the reservoir; anda connector on at least one of the first and second lateral sampling ports, the connector configured to connect to a conduit. 2. The face mask of claim 1 further comprising the conduit coupled to the first sampling port wherein the second sampling port is not coupled with the conduit during normal face mask use. 3. The face mask of claim 1 wherein each of the first and second vents comprises a plurality of vent openings surrounding the respective first and second sampling ports. 4. The face mask of claim 1 further comprising a portion configured to removably connect with a user's face to thereby create a mask sealing portion configured to retain gas in the mask. 5. A breathing mask system comprising a face mask configured to cover a user's nose and at least partially cover a user's mouth, the face mask comprising: a reservoir adapted to contain a pocket of gas;an inlet port configured to deliver gas to the reservoir;first and second lateral sampling ports on opposing sides of a midline of the mask;first and second configured to provide gas flow through the mask and to release gas from the reservoir, the first lateral sampling port at a center of the first vent, the second lateral sampling port at a center of the second vent, the first and second lateral sampling ports configured to sample an expiratory gas from the reservoir; anda sensor coupled to the first lateral sampling port, the sensor configured to detect the expiratory gas. 6. The system of claim 5 further comprising an alarm configured to provide a signal when a level of an expiratory gas detected by the sensor is different from a threshold amount. 7. The system of claim 5 wherein the sensor is configured to detect a carbon dioxide pressure. 8. The system of claim 5, the face mask further comprising an oxygen inlet port. | Monitor Mask Inc. | A61B005/08 A61B005/097 A61M016/06 A61B005/083 A61M016/08 A61M016/20 A61M016/10
US20130087144 | A1 | 2013-04-11 | CANNABIS DRUG DELIVERY AND MONITORING SYSTEM | 2011-06-28 | This invention relates to a new technology that enables administration of Cannabis to patients for medical purposes. In one embodiment, this invention is a component of a system of technologies, processes and concepts that creates a new method of producing, delivering, administering and regulating the use of medical cannabis. | 1. A method comprising: A. obtaining a purpose-built medical inhalation device;B. obtaining at least one authorized dosage form of Cannabis; C. inserting the authorized dosage form into the purpose-built medical inhalation device;D. unlocking use of the purpose-built medical inhalation device for a single dose cycle;E. delivering a dose of Cannabis to the patient utilizing the unlocked medical inhalation device in combination with the inserted dosage form; andF. recording consumption data relating to the use of the device and/or dosage form. 2. The method of claim 1, further comprising the step of verifying that a patient is authorized to use the inserted dosage form with the purpose-built medical inhalation device; 3. The method of claim 1, wherein the purpose-built medical inhalation device is for the delivery of Cannabis. 4. The method of claim 1, wherein the verifying step comprises identifying a patient with a prescription. 5. The method of claim 1, wherein the verifying step comprises confirming that a patient is legally qualified for use of Cannabis. 6. The method of claim 1, wherein the verifying step comprises confirming that a dosage form is legally qualified for use with the purpose-built medical inhalation device. 7. The method of claim 1, wherein the verifying step comprises confirming that the purpose-built medical inhalation device is authorized for use at a particular location. 8. The method of claim 1, wherein the verifying step comprises that the dosage form is authorized for use at a particular location. 9. The method of claim 1, wherein the purpose-built medical inhalation device delivers a dose of Cannabis without combustion. 10. The method of claim 1, wherein the verifying step comprises biometrically identifying a patient. 11. The method of claim 1, wherein the delivered dose is sanitary. 12. The method of claim 1, wherein the delivered dose is sterile. 13. The method of claim 1, further comprising the step of locking out the device when the frequency of use of the machine exceeds a given set point. 14. The method of claim 1, further comprising the step of reporting consumption data to a patient's medical services provider. 15. The method of claim 1, further comprising the step of locking out the device when the identity of the user of the machine does not match the patient authorized to use the dosage form. 16. The method of claim 1, further comprising the step of locking out the device when an inserted dosage form is not authorized for use with the purpose-built medical inhalation device. 17. The method of claim 1, further comprising the step of locking out the device when the biometric identification of a user does not match the identity of an inserted dose form. 18. The method of claim 1, wherein the dosage form is tamper-evident. 19. The method of claim 16, further comprising the step of locking out the device when the inserted dosage form has been tampered with. 20. The method of claim 1, wherein ... | PALLIATECH INC. | A61M015/00 A61B005/117
US08423111 | B2 | 2013-04-16 | Probe holder mounting device for biological photometric device | 2006-08-28 | A probe holder mounting device for a biological photometric device includes: a probe holder having a plurality of probe mounting parts to which optical fiber probes are mounted; a band-like mounting device body having a plurality of insertion holes into which the probe mounting parts are to be inserted to fix the probe holder in position by means of the insertion holes; belts whose one ends are respectively connected to both longitudinal ends of the mounting device body and whose other ends are engaged with each other; and an adjusting belt connected to the mounting device body at a position where the probe holder is fixed in position in a lateral direction of the mounting device body. | 1. A probe holder mounting device for a biological photometric device, comprising: a probe holder having a plurality of probe mounting parts to which optical fiber probes are mounted;a band-like mounting device body having a plurality of insertion holes into which the plurality of probe mounting parts are to be inserted to fix the probe holder in position by means of the plurality of the insertion holes, and having a connection part among the plurality of the probe mounting parts;belts whose one ends are respectively connected to both longitudinal ends of the band-like mounting device body and whose other ends are engaged with each other; andan adjusting belt connected to the band-like mounting device body at a position where the probe holder is fixed in position in a lateral direction of the band-like mounting device body,wherein the plurality of the probe mounting parts and the connection part are symmetrically provided with mark line serving as positional guides in providing the plurality of the insertion holes. 2. The probe holder mounting device for a biological photometric device according to claim 1, wherein the adjusting belt comprises a plurality of adjusting belts provided on the band-like mounting device body. 3. The probe holder mounting device for a biological photometric device according to claim 2, further comprising a plurality of adjusting belt fastening members which are mounted at intervals to a lateral end of the band-like mounting device body and to which the adjusting belts are connected. 4. The probe holder mounting device for a biological photometric device according to claim 2, wherein the probe holder is provided at an end thereof with a slit through which the adjusting belt is to be passed. 5. The probe holder mounting device for a biological photometric device according to claim 2, wherein the adjusting belt is directly connected to the band-like mounting device body. 6. The probe holder mounting device for a biological photometric device according to claim 1, further comprising a core which is provided on the band-like mounting device body, which is formed of a material of lower expandability than the band-like mounting device body, and which is held snugly on the forehead of a subject when wrapping the mounting device body around the head of the subject. 7. The probe holder mounting device for a biological photometric device according to claim 6, wherein the core is provided with a center line indicating a horizontal center thereof. 8. The probe holder mounting device for a biological photometric device according to claim 1, wherein the mark lines are provided in a lattice-like fashion. 9. The probe holder mounting device for a biological photometric device according to claim 1, wherein the band-like mounting device body has a front mounting portion to be held on a frontal portion of a subject, a left-hand mounting portion to be held on a left temporal portion of the subject, and a right-hand mounting portion... | Hitachi Medical Corporation | A61B005/1455
US08398559 | B2 | 2013-03-19 | Methods and apparatus for improving time domain relationships between signals obtained from respiration | 2006-07-10 | Methods for estimating the volume of the carbon dioxide stores of an individual's respiratory tract include determining a carbon dioxide store volume at which a correlation between corresponding signals of carbon dioxide elimination and an indicator of the content of carbon dioxide in blood of the individual is optimized. The estimate of the volume of carbon dioxide stores, which comprises a model of the respiratory tract, or lungs, of the individual, may be used as a transformation to improve the accuracy of one or both of the carbon dioxide elimination and carbon dioxide content signals. Transformation, or filtering, algorithms are also disclosed, as are systems in which the methods and algorithms may be used. The methods, algorithms, and systems may be used to accurately and noninvasively determine one or both of the pulmonary capillary blood flow and cardiac output of the individual. | 1. A method for improving a time domain relationship between two signals obtained from respiration of a subject, comprising the acts of: measuring a first respiratory signal corresponding to a respiratory system;substantially concurrently measuring a second respiratory signal corresponding to a circulatory system;generating by a processor a filter comprising an algorithm that employs a transformation coefficient based on carbon dioxide stores of a respiratory tract of the subject to at least one of the first and second respiratory signals;wherein the act of measuring the first respiratory signal comprises measuring a signal that corresponds to carbon dioxide elimination. 2. The method of claim 1, further comprising the act of: optimizing the filter. 3. A method for improving a time domain relationship between two signals obtained from respiration of a subject, comprising the acts of: measuring a first respiratory signal corresponding to a respiratory system;substantially concurrently measuring a second respiratory signal corresponding to a circulatory system;generating by a processor a filter comprising an algorithm that employs a transformation coefficient based on carbon dioxide stores of a respiratory tract of the subject to at least one of the first and second respiratory signals,wherein the act of generating the filter comprises using an algorithm that employs a transformation coefficient based on at least a functional residual capacity of the subject including carbon dioxide stores of the subject. 4. The method of claim 3, wherein the carbon dioxide stores of the subject include carbon dioxide within respiratory tissues of the subject. 5. The method of claim 4, further comprising the act of: estimating carbon dioxide excretion for at least another breath. 6. The method of claim 5, wherein the act of estimating carbon dioxide excretion of the at least another breath includes the act of employing the formula: {dot over (V)}MCO2(n)+{circumflex over (V)}A(n)[fACO2(n)−fACO2(n−1)]RR,where {dot over (V)}MCO2(n) is carbon dioxide elimination measurement for the at least another breath, {circumflex over (V)}A(n) is an estimate of a volume of the carbon dioxide stores of the respiratory tract of a subject during the different breath, [fACO2(n)−fACO2(n−1)] is a difference between a fraction of carbon dioxide in alveoli of the respiratory tract of the subject for the at least another breath and an immediately preceding breath, and RR is a respiratory rate of the subject. 7. The method of claim 5, wherein the act of generating the filter comprises employing the following formula: (1−n){dot over (V)}MCO2(n)+α{circumflex over (V)}MCO2(n−1),where {dot over (V)}MCO2(n) is a measure of an indicator of carbon dioxide elimination, {circumflex over (V)}MCO2(n−1) is the estimate of carbon dioxide excretion of the different breath, and α is the transformation coefficient based on an estimate of the carbon dioxide stores of the respiratory tract of the subje... | Respironics, Inc. | A61B005/08
US08428680 | B2 | 2013-04-23 | Hybrid multichannel printed circuit board microdrive | 2008-10-21 | A miniature microdrive system may be affixed to the skull and used to advance recording electrode bundles or injection cannula through the brain of freely moving test subjects, e.g., rodents. The microdrive may be constructed using a hybrid fabrication technique utilizing a printed circuit board and a small number of mechanical parts. The printed circuit board provides the base for both the electrical components and the mechanical components. The movement of a screw advances a shuttle that in turn moves an electrode bundle through the brain. Independently moving screws advance independent electrode bundles. The electrode wires are connected through the printed circuit board to a connector on the back of the board. Stainless steel cannulae are soldered to a grounding trace on the printed circuit board to guide the electrode bundle and provide a ground connection. With this system, multiple brain structures may be targeted simultaneously. The microdrive system or device is simple to mass produce, making fabrication simple with parts that can be recycled or discarded as needed. | 1. An apparatus, comprising: a unitarily formed base having a first end, a second end, a first surface, and an opposite second surface, each first and second surface being substantially planar and extending between the first end and the second end, the base including an aperture and a connection hole, the aperture and the connection hole extending through the base from the first surface to the second surface and orientated substantially perpendicular to the first surface;a micro-screw having a shaft that extends between a first end and a second end, the first end including a head that is positioned within the base aperture and defines a shoulder, the shaft being threaded and extending from the base first end towards the base second end;at least one retaining bracket mounted to the first surface of the base near the first end and adjacent to the base aperture, the at least one retaining bracket having an inner surface that defines an opening that is sized to receive the micro-screw therethrough such that the micro-screw is positioned between the retaining bracket inner surface and the base first surface, the micro-screw extending through bracket opening such that the shoulder rests against one side of the retaining bracket and an edge of the base aperture, the micro-screw being held along, and rotatable about, an axis parallel to the base, by the retaining bracket;a cannula having an internal bore and being mounted to the first surface;a shuttle having a bore with internal threads and an outer surface that is adjacent to the base first surface and is movable along the base first surface, the internal threads of the bore of the shuttle being in a coupling relationship with the threads of the micro-screw, the micro-screw being rotatable in a first rotary direction causing the shuttle to be advanced along the micro-screw in a first direction, the micro-screw being rotatable in a second rotary direction causing the shuttle to be advanced along the micro-screw in a second direction;an electrode having a first end and a second end and being coupled to the shuttle, the second end of the electrode being threaded through the cannula such that motion of the shuttle along the micro-screw moves the electrode through the cannula;a surface mount connector mounted on the second surface of the base; and,an electrode wire electrically, one end of the electrode wire forming the electrode and another end of the electrode wire being electrically connected to the surface mount connector. 2. An apparatus, as set forth in claim 1, the base including a second aperture and a second connection hole, the second aperture and second connection hole extending through the base from the first surface to the second surface, the apparatus including: a second micro-screw having a head and a shaft, the head of the second micro-screw being positioned within the second aperture and defining a shoulder which rests against the one side of the retaining bracket and an edge of the second... | The Regents of the University of Michigan | A61N001/00 A61B005/04
US08801630 | B2 | 2014-08-12 | Method of taking out liquid present inside subject therefrom | 2011-09-30 | A method is provided to collect liquid, such as pancreatic juice water, and saline, from a body cavity of a subject. In the method, a tool is inserted through the body cavity to reach a target site in the body cavity. A body position of the subject is adjusted such that the wall surface of the body cavity including the target site intersects with a direction of gravitational force and the liquid present in the body cavity gathers on the wall surface intersecting with the direction of gravitational force. A recess is formed to be concaved on the wall surface in the direction of the gravitational force by making the tool press the wall surface of the body cavity. Therefore, the liquid present or discharged in the body cavity is accumulated in the recess. The liquid accumulated in the recess is taken out of the body of the subject. | 1. A method of taking out liquid present in a body cavity of a subject from the body cavity to an outside of the subject, the method comprising: a first step of inserting a tool through the body cavity of the subject to reach a target site in the body cavity, the tool pressing a wall surface of the body cavity;a second step of adjusting a body position of the subject such that the wall surface of the body cavity including the target site intersects with a direction of gravitational force and the liquid present in the body cavity gathers on the wall surface intersecting with the direction of gravitational force;a third step of forming a recess concaved on the wall surface in the direction of the gravitational force by making the tool press the wall surface of the body cavity;a fourth step of accumulating the liquid present in the body cavity in the recess; anda fifth step of taking out, outside of the body of the subject, the liquid accumulated in the recess. 2. The method of claim 1, wherein the fourth step includes a step of externally shaking the body during accumulation of the liquid. 3. The method of claim 2, wherein the tool is a collecting tool which collects the liquid from the recess. 4. The method of claim 3, wherein the collecting tool is an aspiration tool which aspirates the liquid outside the subject. 5. The method of claim 1, wherein the tool is guided to the target site by making the tool advance in along a long-axis member having a curved section at a tip thereof. 6. The method of claim 5, wherein the long-axis member is an endoscope with a channel, and the tool is guided to the target site along the channel of the endoscope. 7. The method of claim 3, wherein the third step includes a step of projecting a tip portion of the collecting tool from a tip of an inserting section of an endoscope anda step of curving a curved section of the endoscope towards the wall surface side at the target site in a state in which the tip portion of the collecting tool is projecting from the tip of a channel of an inserting section of the endoscope, the inserting section having a tip rigid section adjacently connected to the curved section. 8. The method of claim 3, wherein the fourth step is a step requiring wait-time that is either waiting in a state where formation of the recess is maintained until a desired amount of the liquid is accumulated in the recess, or waiting for a certain amount of time in a state in which formation of the recess is maintained. 9. The method of claim 7, wherein the third step is a step of continuously forming the recess by continuously moving the inserting section of the endoscope while maintaining the state in which the recess is formed. 10. The method of claim 3, wherein the collecting tool is inserted into a channel of an inserting section of a flexible endoscope inserted into the body cavity of the subject. 11. The method of claim 3, wherein the liquid taken out by the collecting tool is a body fluid prese... | Olympus Medical Systems Corp. | A61B005/00
US08417304 | B2 | 2013-04-09 | Biological information measuring apparatus | 2007-03-20 | There is provided a biological information measuring apparatus, which permits to release constriction of capillary vessels a human body to provide stable measurement results of biological information and a proper S/N ratio.;The biological information measuring apparatus 1 includes a beam-emitting type sensor device 10 provided on a mounting unit 2 to optically measure biological information of a subject 4. The beam-emitting type sensor device 10 is placed in a position so as to be in a non-contact state relative to the subject 4 when measuring the biological information. | 1. A biological information measuring apparatus, which comprises: a mounting unit having a contact surface, which is to come into contact with a surface of a subject, the mounting unit being provided with a recess formed thereon; a laser beam-emitting type sensor device being received in said recess of the mounting unit, said laser beam-emitting type sensor device being capable of optically measuring biological information of the subject, wherein: a space is provided between the laser beam-emitting type sensor device and an extended plane of the contact surface of the mounting unit to ensure a non-contact area of the biological information measuring apparatus relative to the subject when measuring said biological information, and wherein:the laser beam-emitting type sensor device comprises:a sensor body received in the recess of the mounting unit; anda cover plate placed on the sensor body; andsaid space is provided between the cover plate of the laser beam-emitting type sensor device and the extended plane of the contact surface of the mounting unit. 2. The biological information measuring apparatus as claimed in claim 1, wherein: said recess of the mounting unit is provided at an opening peripheral edge thereof with a chamfered portion. 3. The biological information measuring apparatus as claimed in claim 1 wherein: the mounting unit having said recess is provided at the opening peripheral edge thereof with a curved surface. 4. The biological information measuring apparatus as claimed in claim 1, wherein: the mounting unit having said recess is provided at the opening peripheral edge thereof with a projection having a contact portion, which serves as said contact surface, said contact portion having a semi-circular cross-section. | Pioneer Corporation | A61B005/1455
US09101279 | B2 | 2015-08-11 | Mobile user borne brain activity data and surrounding environment data correlation system | 2012-06-11 | A mobile user borne brain activity data and surrounding environment data correlation system comprising a brain activity sensing subsystem, a recording subsystem, a measurement computer subsystem, a user sensing subsystem, a surrounding environment sensing subsystem, a correlation subsystem, a user portable electronic device, a non-transitory computer readable medium, and a computer processing device. The mobile user borne system collects and records brain activity data and surrounding environment data and statistically correlates and processes the data for communicating the data into a recipient biological, mechanical, or bio-mechanical system. | 1. A mobile user borne system comprising: a brain activity sensing subsystem configured to collect data corresponding to brain activity of a user;a measurement computer subsystem configured to quantify perceptions of the user;a user sensing subsystem configured to collect data corresponding to user events;a surrounding environment sensing subsystem configured to collect data corresponding to the user's surrounding environment;a recording subsystem configured to record said data;a correlation subsystem configured to create relationships between said data corresponding to said brain activity of said user and said data corresponding to said user events and surrounding environment;a user portable electronic device including an interactive graphic user interface and configured to operate as a host computer processing subsystem for command, control, and processing of signals to and from said brain activity sensing, user sensing, surrounding environment sensing, and correlation subsystems of said user borne system,said brain activity sensing, recording, and measurement computer subsystems being portable and in a communicating relationship to said user portable electronic device;said brain activity sensing subsystem being commanded by said user portable electronic device to transmit brain activity and pattern data to said correlation subsystem;said user sensing, surrounding environment sensing, recording, and measurement computer subsystems being portable and in a communicating relationship to said user portable electronic device;said user sensing and surrounding environment sensing subsystems being commanded by said user portable electronic device to transmit processed sensor data to said correlation subsystem; andsaid correlation subsystem being configured to receive and perform correlation processing operations to determine an extent of neural relationships between data received from said user portable electronic device and said brain activity sensing, user sensing, and surrounding environment sensing subsystems to derive neural correlates of consciousness of conscious precepts of the user;a non-transitory computer readable medium configured to store data from said subsystems for performing queries on real-time and near real-time data received from said subsystems for determining whether to keep or disregard said data based on pre-established rule-sets and user interactive command and control from said user portable electronic device; anda computer processing device configured to process and communicate at least a portion of said data logged and derived by said subsystems into at least one of a recipient biological, mechanical, or bio-mechanical system. 2. The system according to claim 1, wherein said mobile user borne system is communicatively connected to at least one remote computer system for storing and processing data derived by said user portable electronic device, brain activity sensing, user sensing, surrounding environment sensing, or corre... | Virtual Video Reality by Ritchey, LLC | H04N007/00 A61B005/0476 H04N007/18 G06F003/038 H04N005/335 G06F015/18 G03B037/00 H04N005/225 G02B013/06 G02B015/10 A61B005/00
US09480454 | B2 | 2016-11-01 | Systems and methods of movement sensing based monitoring | 2012-09-14 | A system for monitoring characteristics of a subject including a sensor unit including an upper plate, a lower plate, a transducer sensor and an abutting element, which is configured for abutting a surface of the transducer surface, correspondently to forces applied upon the upper plate by the subject and a control unit, for identifying breathing related alarm situations using the sensor unit signals. The system optionally also includes remote devices allowing multidirectional communication between the control unit and each respective remote device and between the remote devices and optionally also enable turning one of these remote devices into a relay station for expanding communication range. The system optionally also includes a mechanical adjustment mechanism connected to the abutting element, for enabling a user to adjust sensitivity of the transducer sensor by mechanically adjusting location of the abutting element in relation to an effective area of the transducer sensor. | 1. A system for monitoring breathing related characteristics of a subject, said system comprising: (i) a sensor unit comprising an upper plate, a lower plate, a transducer sensor located over an inner side of said lower plate facing an inner side of said upper plate, and an abutting element, which is movably connected to the inner side of said upper plate facing a surface of said transducer sensor for abutting it correspondently to forces applied upon said upper plate, wherein said subject applies force upon said upper plate when laying thereover and thereby enables said upper plate to apply a mechanical force upon said transducer sensor via said abutting element, said force corresponds to breathing movements of said subject, said transducer outputs electric signals that correspond to said applied force;(ii) a control unit, which receives signals from said sensor unit indicative of movements of said subject, analyzes said signals to identify breathing related alarm situations and operate at least one alarm upon identification of said alarming situation; and(iii) a mechanical adjustment mechanism connected to said abutting element, for enabling a user to adjust sensitivity of said transducer sensor by mechanically adjusting the location of said abutting element in relation to an effective area of said transducer sensor, wherein sensitivity is decreased when said abutting element is distanced from said effective area, wherein said mechanical adjustment mechanism comprises a mechanical adjustor that mechanically connects to said abutting element and a manual adjustment device mechanically connected thereto for allowing the user to manually adjust the sensitivity level of said transducer sensor by moving said manual adjustment device, wherein said mechanical adjustor includes an upper member and a lower member connected to one another, wherein said lower member connects to said abutting element and said mechanical adjustor pivotally connects to said upper plate,wherein the positioning of the transducer sensor is constant and unchangeable, in relation to said upper plate, andwherein said abutting element changes its location in respect to the center of the transducer sensor when said upper member is rotated thereby allowing changing the respective location of said abutting member in relation to said effective area of said transducer sensor and thereby adjust sensitivity of said transducer sensor to forces applied upon said upper plate by the subject. 2. The system according to claim 1, wherein said manual adjustment device comprises an adjustment scale, which is a depression in upper plate that includes scaling indicators, which also includes stoppers that allow releasably fixating the a handle of the upper member therein to allow discrete adjustment of the transducer sensor sensitivity. 3. The system according to claim 1, wherein said mechanical adjustment mechanism further comprises a shaft connected to said mechanical adjustor for rotating thereo... |  | A61B005/08 A61B007/00 A61B005/113 A61B005/00
US09662058 | B2 | 2017-05-30 | Sensing Foley catheter | 2012-03-07 | Foley type catheter embodiments for sensing physiologic data from a urinary tract of a patient are disclosed. The system includes the catheter and a data processing apparatus and methods for sensing physiologic data from the urinary tract. Embodiments may also include a pressure sensor having a pressure interface at a distal end of the catheter, a pressure transducer at a proximal end, and a fluid column disposed between the pressure interface and transducer. When the distal end is residing in the bladder, the pressure transducer can transduce pressure impinging on it into a chronological pressure profile, which can be processed by the data processing apparatus into one or more distinct physiologic pressure profiles, for example, peritoneal pressure, respiratory rate, and cardiac rate. At a sufficiently high data-sampling rate, these physiologic data may further include relative pulmonary tidal volume, cardiac output, relative cardiac output, and absolute cardiac stroke volume. | 1. A method for monitoring physiologic data of a patient comprising: providing a physiologic data monitoring system comprising a Foley type catheter and a controller apparatus having a memory component, the Foley type catheter comprising a pressure sensor, the pressure sensor comprising a pressure interface balloon disposed at a distal end of the Foley type catheter, a pressure transducer in fluid communication with a proximal end of the Foley type catheter, a fluid column disposed between the pressure interface balloon and the pressure transducer, and a retention balloon disposed at a distal end of the Foley type catheter between the pressure interface balloon and the pressure transducer, wherein the retention balloon is separate from the pressure sensor, and wherein the pressure transducer is able to transduce pressure impinging on the pressure transducer from the fluid column into a chronological pressure profile;inserting the pressure interface balloon of the Foley type catheter within the patient's bladder;receiving pressure from the bladder by the pressure transducer, through the pressure interface balloon and the fluid column, and transducing said pressure from the bladder into a chronological pressure profile with the pressure transducer;collecting urine from the bladder in a urine receptacle in fluid communication with the catheter;measuring a volume of the urine within the urine receptacle;receiving patient-specific data into the memory component from a remote source external to the Foley type catheter;processing via the controller the chronological pressure profile into distinct physiologic pressure profiles which include peritoneal pressure, respiratory rate and cardiac output, wherein the chronological pressure profile has a resolution for said processing;integrating via the controller the patient-specific data and the distinct physiologic pressure profiles; andadjusting a pressure exerted within the pressure interface balloon by adding or removing fluid via a fluid delivery system from the fluid column through the proximal end of the catheter until the pressure exerted within the balloon equilibrates with a baseline of the chronological pressure profile. 2. The method of claim 1 further comprising applying pressure to the proximal side of the pressure interface balloon by delivering fluid under pressure to a space proximal to the pressure interface balloon. 3. The method of claim 2 wherein the fluid is air. 4. The method of claim 2 wherein the fluid is carbon dioxide. 5. The method of claim 1, wherein the pressure interface balloon comprises a balloon formed from an inelastic membrane, the method further comprising priming the fluid column from the proximal end of the catheter to maintain the balloon at a size that places no substantial strain on the inelastic membrane. 6. The method of claim 1, wherein the pressure interface balloon comprises a balloon formed from an inelastic membrane having a total surface area, the method f... | Potrero Medical, Inc. | A61B005/00 A61B005/0205 A61B005/0215 A61B005/20 A61M025/00 A61B005/024 A61B005/029 A61B005/0476 A61B005/08 A61B010/00 A61M025/04
US09248300 | B2 | 2016-02-02 | Controlling wireless communication in an implanted cardiac device | 2011-09-09 | A relatively compact implantable cardiac medical device includes a wireless communications module, which employs a directional antenna and which is adapted to receive input concerning ventricular wall motion. When the cardiac medical device is anchored to a ventricular wall, transmitter elements of the communications modules are only activated for communication during a detected period of reduced ventricular wall motion. The period of reduced ventricular wall motion may be defined as at least one time interval during which an axis of the directional antenna does not rotate out from a baseline orientation by more than 15 degrees. The communication may be conducted with an external programmer-type device, or with another implanted device, for example, located remote from the heart. | 1. A method for controlling wireless communication in an implanted cardiac medical device, the device being equipped with a wireless communications module, the device being anchored to a ventricular wall, and the method comprising: activating receiver elements of the communications module at predetermined intervals to receive an inbound activation signal;monitoring ventricular wall motion, wherein the ventricular wall motion includes a first ventricular wall motion period and a second ventricular wall motion period having a reduced rate of motion relative to the first ventricular wall motion period;detecting the presence of the second ventricular wall motion period; andactivating transmitter elements of the communications module for outbound communication only after both:the inbound activation signal has been received and the second ventricular wall motion period has been detected. 2. The method of claim 1, wherein at least one time interval of the second ventricular wall motion period comprises a diastolic interval. 3. The method of claim 2, wherein the detecting results from sensing electrical cardiac signals. 4. The method of claim 2, wherein the detecting results from sensing mechanical cardiac signals. 5. The method of claim 1, wherein the device is anchored in an apical location, and further comprising applying pacing pulses from the device to create the second ventricular wall motion period. 6. The method of claim 5, wherein at least one time interval of the second ventricular wall motion period comprises a diastolic interval. 7. The method of claim 5, further comprising monitoring an intrinsic heart rate prior to applying the pacing pulses. 8. The method of claim 1, wherein the inbound activation signal is sent from an external device. 9. The method of claim 1, wherein the inbound activation signal is sent from another implanted device. 10. An implantable cardiac medical device configured to be wholly implanted at a cardiac site via anchoring to a ventricular wall, the device comprising a ventricular wall motion detector and a wireless communications module compatible for communication with another medical device; the communications module comprising receiver elements, transmitter elements and a controller, the controller adapted to receive input from the ventricular wall motion detector and being programmed to execute a method comprising the following steps: activating the receiver elements at predetermined intervals to receive an inbound activation signal from the other medical device;monitoring a signal from the ventricular wall motion detector for ventricular wall motion, wherein the ventricular wall motion includes a first ventricular wall motion period and a second ventricular wall motion period having a reduced rate of motion relative to the first ventricular wall motion period; andonly after both the inbound activation signal has been received and the second ventricular wall motion period has been detected. 11. The devic... | Medtronic, Inc. | A61B005/02 A61N001/372 A61B005/024 A61B005/07 A61B005/11 H01Q001/44 H01Q009/27 A61B005/00
US09265457 | B2 | 2016-02-23 | Apparatus and method for measuring a tissue analyte such as bilirubin using the Brewster's angle | 2011-04-28 | A tissue analyte measuring device (2) includes a light source (4) structured to emit unpolarized light toward the skin surface of a subject, and a detector assembly (8) configured to receive light reflected from the skin surface of the subject and the transcutaneous tissues of the subject, the detector assembly including a polarizing filter (12) and a number of light detector subassemblies (14). The polarizing filter is structured to filter out s-polarized light and pass only p-polarized light to light detector subassemblies. The light source is structured and positioned to emit the unpolarized light in a manner wherein the unpolarized light will exit the measuring device at a predetermined angle with respect to a normal to a light emitting plane of the measuring device, wherein the predetermined angle is an angle (the Brewster's angle) at which only s-polarized light will be reflected by the skin surface when the unpolarized light is incident thereon. | 1. A tissue analyte measuring device (2), comprising: a light source (4) structured and positioned to emit unpolarized light toward a skin surface (6) of a subject at a predetermined angle at which only s-polarized light will be reflected by the skin surface when the measuring device is positioned adjacent to the skin surface;a detector assembly (8) configured to receive light reflected from the subject including light reflected by the skin surface of the subject and by transcutaneous tissues of the subject, the detector assembly including a polarizing filter (12) and a number of light detector subassemblies (14), the polarizing filter being structured to filter out s-polarized light and pass only p-polarized light to the number of light detector subassemblies; andone or more physical computer processors configured by computer readable instructions to control the light source and the detector assembly and to compute a measurement relating to the analyte from the measured p-polarized light. 2. The measuring device according to claim 1, wherein the light source is structured and positioned to emit the unpolarized light in a manner wherein the unpolarized light will exit the measuring device at the predetermined angle with respect to a normal to a light emitting plane (7) of the measuring device, the light emitting plane being configured to be positioned adjacent to a skin surface of a subject. 3. The measuring device according to claim 2, wherein the predetermined angle is a Brewster's angle determined using a refractive index of human skin. 4. The measuring device according to claim 2, wherein the light source is structured and positioned to emit the unpolarized light in a manner wherein the unpolarized light will exit the measuring device and be incident on the skin surface at a predetermined angle with respect to a normal to the skin surface when the measuring device is placed against the skin surface. 5. The measuring device according to claim 4, wherein the predetermined angle is a Brewster's angle determined using a refractive index of human skin. 6. The measuring device according to claim 1, wherein a number of light detector assemblies is a plurality of light detector assemblies. 7. The measuring device according to claim 6, wherein each of the light detector subassemblies includes a filter (16) and a photodetector (18). 8. The measuring device according to claim 7, wherein each filter is centered at a predetermined wavelength. 9. The measuring device according to claim 8, wherein the tissue analyte is bilirubin, wherein the filters are structured to pass a plurality of predetermined wavelengths required for determining one or both of a TCB level and a TSB level of the subject. 10. The measuring device according to claim 9, wherein the one or more physical computer processors comprises a controller (20) operatively coupled to the light source and the number of light detector subassemblies, wherein each photodetector is structured t... | Koninklijke Philips N.V. | A61B005/1455 A61B005/00 A61B005/145 G01N021/21 G01N021/31 G01N021/47
US20130096397 | A1 | 2013-04-18 | SENSITIVITY EVALUATION SYSTEM, SENSITIVITY EVALUATION METHOD, AND PROGRAM | 2011-06-16 | Provided is a sensitivity evaluation system for estimating sensitivity of a subject from bio-information with high accuracy, including: an acquisition unit to acquire as biological data, a reaction of a sympathetic nervous system and a reaction of a parasympathetic nervous system; a biological data analysis unit to judge from the obtained biological data, a candidate group of sensitivity factors that the subject has; a positive/negative analysis unit to judge from information obtained from the subject, whether an inner state of the subject is pleasant or unpleasant; and a comprehensive evaluation unit to integrat analysis results of the biological data analysis unit and the positive/negative analysis unit to estimate the sensitivity comprehensively. | 1. A sensitivity evaluation system, comprising: an acquisition unit to acquire as biological data a reaction of a sympathetic nervous system and/or a reaction of a parasympathetic nervous system;a biological data analysis unit to judge from the obtained biological data, a candidate group of sensitivity factors that a subject has;a positive/negative analysis unit to judge from information obtained from the subject, whether an inner state of the subject is a positive pleasant state or a negative unpleasant state; anda comprehensive evaluation unit to integrate analysis results of the biological data analysis unit and the positive/negative analysis unit to estimate sensitivity comprehensively,wherein:the candidate group of sensitivity factors are candidate groups associated with an active degree of the sympathetic nervous system and/or the parasympathetic nervous system,wherein:the candidate groups include a plurality of sensitivity factors in the form of a set of positive and negative sensitivity factors. 2. A sensitivity evaluation system according to claim 1, wherein the acquisition unit acquires the reaction of the sympathetic nervous system and/or the reaction of the parasympathetic nervous system from different living body parts. 3. A sensitivity evaluation system according to claim 1, wherein the biological data analysis unit judges the biological data obtained by acquiring the reaction of the sympathetic nervous system and the biological data obtained by acquiring the reaction of the parasympathetic nervous system in combination to extract the candidate group of sensitivity factors. 4. A sensitivity evaluation system according to claim 1, wherein the biological data analysis unit judges the biological data obtained by acquiring the reaction of the sympathetic nervous system and the biological data obtained by acquiring the reaction of the parasympathetic nervous system separately to extract each candidate group of sensitivity factors. 5. A sensitivity evaluation system according to claim 1, wherein the biological data analysis unit judges, based on the biological data obtained from the subject at a plurality of timings, the candidate group of sensitivity factors that the subject has. 6. A sensitivity evaluation system according to claim 1, wherein the positive/negative analysis unit judges, based on a plurality of kinds of information for analyzing pleasantness and unpleasantness obtained from the subject, whether the subject is pleasant or unpleasant. 7. A sensitivity evaluation system according to claim 1, wherein the positive/negative analysis unit judges, based on information for analyzing pleasantness and unpleasantness obtained from the subject at a plurality of timings, whether the subject is pleasant or unpleasant. 8. A sensitivity evaluation system according to claim 1, wherein the positive/negative analysis unit matches a result of the judgment of pleasantness and unpleasantness and the acquired biological data of the sympat... | NEC CORPORATION | A61B005/00 A61B005/11 A61B005/0476 A61B007/00 A61B003/11 A61B005/01
US08427149 | B2 | 2013-04-23 | Magnetic resonance imaging apparatus and magnetic resonance imaging method | 2010-03-12 | A magnetic resonance imaging apparatus includes a magnetic resonance data acquisition unit and a cerebrospinal fluid image data generation unit.;The magnetic resonance data acquisition unit consecutively acquires a plurality of magnetic resonance data for generating a plurality of cerebrospinal fluid image data, each corresponding to a different data acquisition time, after a labeling pulse is applied.;The cerebrospinal fluid image data generation unit generates the plurality of cerebrospinal fluid image data based on the plurality of magnetic resonance data. | 1. A magnetic resonance imaging apparatus comprising: a magnetic resonance data acquisition unit which consecutively acquires a plurality of magnetic resonance data for generating a plurality of cerebrospinal fluid image data, each corresponding to a different data acquisition time after a labeling pulse is applied;a cerebrospinal fluid image data generation unit which generates the plurality of cerebrospinal fluid image data based on the plurality of magnetic resonance data so as to correspond to each of the plurality of magnetic resonance data; anda display processing unit which sets a threshold corresponding to cerebrospinal fluid; then extracts each of cerebrospinal fluid regions from the plurality of cerebrospinal fluid image data by performing threshold processing; and generates and distinguishably displays a plurality of cerebrospinal fluid images, each corresponding to each of the plurality of cerebrospinal fluid image data, by coloring each of the cerebrospinal fluid regions a chromatic color. 2. The magnetic resonance imaging apparatus according to claim 1, wherein the magnetic resonance data acquisition unit is configured to apply a saturation pulse as the labeling pulse. 3. The magnetic resonance imaging apparatus according to claim 2, wherein the magnetic resonance data acquisition unit is configured to apply a region non-selective inversion recovery pulse before the labeling pulse is applied. 4. The magnetic resonance imaging apparatus according to claim 3, wherein the cerebrospinal fluid image data generation unit is configured to generate the plurality of cerebrospinal fluid image data by using REAL reconstruction processing. 5. The magnetic resonance imaging apparatus according to claim 2, wherein the magnetic resonance data acquisition unit is configured to apply time spatial labeling inversion pulse as the labeling pulse. 6. The magnetic resonance imaging apparatus according to claim 1, wherein the display processing unit is configured to change coloring criterion of the chromatic color on each of the cerebrospinal fluid regions in the plurality of cerebrospinal fluid image data according to an acquisition time of the magnetic resonance data corresponding to each of the plurality of cerebrospinal fluid image data. 7. The magnetic resonance imaging apparatus according to claim 6, wherein the magnetic resonance data acquisition unit is configured to apply a region non-selective inversion recovery pulse before applying the labeling pulse, and to apply a saturation pulse as the labeling pulse. 8. The magnetic resonance imaging apparatus according to claim 1, wherein the display processing unit is configured to color the cerebrospinal fluid labeled by the labeling pulse the same chromatic color through the plurality of cerebrospinal fluid images. 9. The magnetic resonance imaging apparatus according to claim 8, wherein the magnetic resonance data acquisition unit is configured to apply a region non-selective inversion recove... | Kabushiki Kaisha Toshiba Toshiba Medical Systems Corporation | G01V003/00 A61B005/055
US08419654 | B2 | 2013-04-16 | Eye gaze tracking apparatus, imaging apparatus, eye gaze tracking method, program, and integrated circuit | 2009-05-20 | An eye gaze tracking apparatus (100) includes: an electro-oculogram measuring unit that outputs an electro-oculogram original signal; a calibration index presenting unit (103) that presents a calibration index to a user; a saccade detection unit (104) that outputs an electro-oculogram change amount that is an amount of change in an electro-oculogram before or after a saccadic movement which is measured when a gaze-path position of the user moves to the calibration index; a calibration parameter calculating unit (105) that calculates a calibration parameter based on a position of the calibration index and an electro-oculogram change amount; and a calibration unit (101) that detects the gaze-path direction of the user from the electro-oculogram original signal. | 1. An eye gaze tracking apparatus which detects a gaze-path direction of a user from an electro-oculogram, said eye gaze tracking apparatus comprising: an electro-oculogram measuring unit configured to measure the electro-oculogram resulting from an eye movement, and to output an electro-oculogram original signal;a calibration index presenting unit configured to present a calibration index to the user;a saccade detection unit configured to (i) detect saccadic movements from the electro-oculogram original signal, each of the saccadic movements being a rapid eyeball movement which occurs when a gaze-point of the user moves to the calibration index presented by said calibration index presenting unit, and (ii) output an electro-oculogram change amount signal based on the detected saccadic movements, the electro-oculogram change amount signal indicating an amount of change, for each of the detected saccadic movements, between (a) a value of the electro-oculogram original signal prior to the detected saccadic movement and (b) a value of the electro-oculogram original signal at a time of the detected saccadic movement, the amount of change indicated by the electro-oculogram change amount signal reflecting a change in potential difference;a calibration parameter calculating unit configured to calculate a calibration parameter based on a position of the calibration index presented by said calibration index presenting unit and the electro-oculogram change amount signal that has been output from said saccade detection unit; anda calibration unit configured to detect the gaze-path direction of the user from the electro-oculogram original signal based on the calibration parameter. 2. The eye gaze tracking apparatus according to claim 1, wherein said saccade detection unit includes: a delay signal generation unit configured to delay the electro-oculogram original signal for a predetermined amount of time and output a delay signal;a subtraction unit configured to generate an output signal obtained by subtracting the delay signal from the electro-oculogram original signal; anda saccade determining unit configured to determine that a signal exceeding a predetermined threshold in the output signal is a saccade signal that indicates at least one of the saccadic movements. 3. The eye gaze tracking apparatus according to claim 2, wherein the predetermined amount of time of the delay is smaller than an amount of time of fixation by the user on the calibration index. 4. The eye gaze tracking apparatus according to claim 1, wherein said saccade detection unit includes: a first filtering unit configured to output a first electro-oculogram signal by performing one of maximum value filtering and minimum value filtering on the electro-oculogram original signal;a subtraction unit configured to subtract one of the first electro-oculogram signal and a second electro-oculogram signal from another of the first electro-oculogram signal and the second electro-oculogram signal, ... | Panasonic Corporation | A61B013/00 A61B005/103 A61B005/117 A61B003/14
US20130102876 | A1 | 2013-04-25 | Port System and Methods | 2012-12-06 | An implantable port system which in at least one embodiment includes a base having an upper surface configured to be positioned under and in contact with a first tissue surface in a body, and a port housing having a lower surface configured to be positioned over a second tissue surface above the first tissue surface. The base and the port housing may be separate from one another and do not contact each other at the time of positioning the base. The base and port may be connected together upon positioning the port in contact with the second tissue surface. A method of implanting a port system may include installing at least a portion of a base of the system beneath a tissue layer in a body, and attaching a port housing to the base at a location above the tissue layer, wherein the port housing is not in contact with the base during the installation of a least a part of the base system beneath the tissue layer. | 1. An implantable port system, the system comprising: a base having an upper surface configured to be positioned under and in contact with a first tissue surface in a body; anda port housing having a lower surface configured to be positioned over a second tissue surface above the first tissue surface;wherein said base and said port housing are separate from one another and do not contact each other at the time of positioning said base; andwherein said base and said port are connected together upon positioning said port in contact with the second tissue surface. 2. The system of claim 1, further comprising a tissue-ingrowth encouraging layer on a top side of said base. 3. The system of claim 1, further comprising a tissue-ingrowth encouraging layer on a bottom side of said port housing. 4. The system of claim 1, wherein a bottom surface of said base comprises a tissue-ingrowth discouraging layer to discourage adhesions and tissue ingrowth. 5. The system of claim 1, further comprising means for quickly connecting said port housing to said base, said means for quickly connecting further being operable to quickly disconnect said port housing from said base. 6. The system of claim 1, wherein said base comprises a first base portion, said upper surface being provided on said first base portion, said base further comprising a second base portion have a lower surface, said lower surface of said second base portion configured to be positioned over and in contact with the second tissue surface, wherein said first and second base portions sandwich tissue including portions of the first and second tissue surfaces therebetween. 7. The system of claim 6, further comprising a quick release mechanism operable to mechanically connect said port housing to said base and further being operable to quickly disconnect said port housing from said base. 8. The system of claim 6, further comprising a ribbon interconnecting said first and second base portions, said ribbon being passable through the tissue layer. 9. The system of claim 1, wherein said base is inflatable. 10. The system of claim 1, wherein said port housing comprises a first plurality of protrusions and said base comprises a second plurality of receptacles, wherein said first plurality is a smaller number than said second plurality, whereby said port housing can be connected to said base at different relative locations through different sets of said receptacles. 11. The system of claim 10, wherein said protrusions are variably adjustable in said receptacles to vary a distance between said port housing and said base to accommodate various thicknesses of tissue layers. 12. The system of claim 6, wherein said second base portion comprises a first plurality of protrusions and said first base portion comprises a second plurality of receptacles, wherein said first plurality is a smaller number than said second plurality, whereby said second base portion can be connected to said first base portion at dif... | - | A61F005/00 A61B005/05 A61B001/018 A61M005/00 A61M025/10
US08406853 | B2 | 2013-03-26 | Multi transmit/receive head array coil with removable panels | 2010-11-12 | A modular multi-transmit head coil for use in Deep Brain Stimulation procedures includes a mounting frame arranged for attachment to the stereotactic head frame of the patient. An integrated MR stereotactic locating phantom is included as part of the coil structure which has attached MR/CT compatible fiducials on it to correlate pre-op, intra-op and post op images. The frame carries a series of modular removable coil elements in a transceive array that are connected to a set of RF power amplifiers that directly drive the coil elements. A control system including suitable software is arranged to control the signals to the coil elements so as to generate a required RF field with all the coil elements in place and with one or more the coil elements removed to allow access to the patent for the installation of the DBS leads. | 1. A method for stereotactically inserting a component into the brain of a patient attaching a stereotactic head frame to a patient's head;providing a stereotactic guide member mounted on the head frame for guiding an insertion into the head of the patient;providing a transmit/receive RF coil array for use in generating an MR image of a head of a patient;the coil array being mounted on the stereotactic head frame at respective positions on the frame so as to be located at positions around the head of the patient;the coil array comprising a plurality of coil elements each for generating an RF field;generating signals for supply to the individual coil elements to cooperate to generate a predetermined required RF field within the head of the patient for imaging of the head;with the coil array in place on the stereotactic head frame, using the predetermined required RF field to carry out a first imaging procedure of the head of the patient in an MR imaging system;selecting at least one of the coil elements to be removed from the frame to allow access to the brain by the stereotactic guide member;removing said at least one of the coil elements;generating signals for supply to the individual coil elements to generate the predetermined required RF field with said one or more the coil elements removed;and with the coil array in place on the stereotactic head frame, using the predetermined required RF field to carry out a second imaging procedure of the head of the patient in the MR imaging system. 2. The method according to claim 1 wherein the stereotactic procedure is the insertion of a Deep Brain Stimulation (DBS) component having supply leads and the second imaging procedure is a post operational imaging procedure carried out to determine if the DBS component has been placed accurately. 3. The method according to claim 1 wherein during the second imaging procedure a transmit evaluation software is used so that Specific Absorption Rate (SAR) does not exceed 0.1W/kg. 4. The method according to claim 1 wherein a multi-transmit evaluation software is used to evaluate the field for each of the coil elements and the required field generated thereby as well as the SAR and wherein the phase and magnitude of the magnetic field of each coil element is adjusted for each coil element such that the SAR is minimized and the required field generated thereby is only focused on the area of interest. 5. The method according to claim 1 wherein the signals for the coil elements are generated by a plurality of channels and wherein each coil element is supplied with a signal from a respective channel and the sensitivity for each channel is adjusted to ensure uniform field on the imaging area. 6. The method according to claim 5 wherein the sensitivity for each channel is adjusted to minimize power levels and to divert the RF field away from any metal leads at or within the patient's head. 7. The method according to claim 6 herein the coil elements are modular so as to... | Imris Inc. | A61B005/05
US08391950 | B2 | 2013-03-05 | System for multi-dimensional anatomical functional imaging | 2009-09-24 | A cardiac functional analysis system reconstructs a 3D anatomical image volume using image frames acquired at predetermined cardiac phases over multiple cardiac cycles in response to a trigger derived from hemodynamic signals. A medical imaging system generates 3D anatomical imaging volume datasets from acquired 2D anatomical images. The system includes an image acquisition device for acquiring 2D anatomical images of a portion of patient anatomy in selectable angularly variable imaging planes in response to a synchronization signal derived from a patient blood flow related parameter. A synchronization processor provides the synchronization signal derived from the patient blood flow related parameter. An image processor processes 2D images acquired by the image acquisition device of the portion of patient anatomy in multiple different imaging planes having relative angular separation, to provide a 3D image reconstruction of the portion of patient anatomy. | 1. A medical imaging system for generating 3D anatomical imaging volume datasets from acquired 2D anatomical images, comprising: an image acquisition device for acquiring 2D anatomical images of a portion of patient anatomy in selectable angularly variable imaging planes in response to a synchronization signal derived from a patient blood flow related amplitude parameter signal;a synchronization processor for providing said synchronization signal derived from said patient blood flow related amplitude parameter signal by, in response to data indicating a type of clinical application, adaptively deriving at least one of, (a) a signal derived from a patient blood pressure signal and comprising at least one of, (i) an end of diastolic pressure (ED) phase signal and (ii) an end of systolic pressure (ES) phase signal and,(b) a patient blood flow acceleration signal, said synchronization processor provides said synchronization signal derived from amplitude of said patient blood pressure signal; andan image processor for processing 2D images acquired by said image acquisition device of said portion of patient anatomy in a plurality of different imaging planes having relative angular separation, to provide a 3D image reconstruction of said portion of patient anatomy. 2. A system according to claim 1, wherein said image acquisition device acquires a first set of 2D anatomical images of a patient heart at substantially the same first heart cycle point in a plurality of sequential heart beat cycles and acquires a second set of 2D anatomical images of a patient heart at substantially the same second heart cycle point in a plurality of sequential heart beat cycles in response to said synchronization signal derived from said patient blood flow related parameter signal,said image processor processes the first and second set of 2D anatomical images to provide first and second 3D image volume datasets of the patient heart respectively andsaid angularly variable imaging planes are variable in two dimensions. 3. A system according to claim 1, wherein said image acquisition device acquires said 2D images in response to a time stamp indicating time within a heart cycle from a designated cycle start point and synchronized with said synchronization signal. 4. A system according to claim 1, wherein said patient blood flow related parameter signal comprises a blood pressure gradient indicator andsaid synchronization signal comprises a patient blood flow velocity signal. 5. A system according to claim 1, wherein said image acquisition device acquires a plurality of 2D anatomical images of a patient heart in substantially the same operational phase over a plurality of heart beat cycles, in response to said synchronization signal derived from said patient blood flow related parameter signal and synchronizing image acquisition to heart phases including at least one of, (a) a phase at which heart volume is a minimum and (b) a phase at which heart volume is a maximum. 6. A... | Siemens Medical Solutions USA, Inc. | A61B005/05
US09125605 | B2 | 2015-09-08 | Biological signal measuring apparatus | 2012-09-07 | The calculation amount of the whole can be reduced. A biological signal measuring apparatus includes a biological signal measuring unit which measures a biological signal; and a calculation processing unit which performs calculation processes on the measured biological signal, wherein the calculation processing unit has: a first calculation processing unit which performs calculation processes required for calculating the biological signal, and which is independently controllable; and a second calculation processing unit which performs a specific calculation process, and which is independently controllable, and, when the first calculation processing unit satisfies given conditions, the second calculation processing unit is caused to perform the specific calculation process. | 1. A biological signal measuring apparatus including: a biological signal measuring sensor configured to measure a biological signal;a first processor configured to perform a first processing on the measured biological signal,a second processor configured to perform a second processing on the measured biological signal,wherein the first processor and the second processor are independently controllable to execute the first processing and the second processing, andthe first processor is further configured to determine at least one of the measured biological signal satisfies a given condition and a load of the first processor performing the first processing exceeds a given level, and control the second processor to perform the second processing based on a result of the determination. 2. The biological signal measuring apparatus according to claim 1, wherein a processing efficiency of the second processor performing the second processing is higher than a processing efficiency of the first processor performing the second processing. 3. The biological signal measuring apparatus according to claim 1, wherein the second processing comprises at least one of a simple process, a routine process, and a parallel process. 4. The biological signal measuring apparatus according to claim 1, wherein the second processing is a calculation process specialized for elimination of at least one of body motion noise and extraneous light noise in the measured biological signal. 5. The biological signal measuring apparatus according to claim 1, wherein the given condition comprises at least one of reduction of a quality of the measured biological signal, detection of a body motion, and detection of extraneous light. 6. The biological signal measuring apparatus according to claim 1, wherein, in the second processor, a unit data length for the second processing is shorter than a unit data length for the first processing performed by the first processor. 7. The biological signal measuring apparatus according to claim 1, wherein the first processor is further configured to supply a result of the first processing to the second processor. 8. The biological signal measuring apparatus according to claim 7, wherein, in a case where the load of the first processor performing the first process exceeds the given level, the first processor is further configured to supply a result of the first processing to the second processor. 9. The biological signal measuring apparatus according to claim 1, wherein the first processor further comprises: a disturbance detector configured to detect a disturbance cause of noises in a result of measurement of the biological signal, andwherein in a case where the disturbance detector detects the disturbance cause, the first processor is further configured to control the second processor to perform the second processing. 10. The biological signal measuring apparatus according to claim 9, wherein the disturbance detector comprises at least one of ... | Nihon Kohden Corporation | A61B005/1455 A61B005/00
US08425416 | B2 | 2013-04-23 | Analyte sensor | 2008-03-25 | Systems and methods of use for continuous analyte measurement of a host's vascular system are provided. In some embodiments, a continuous glucose measurement system includes a vascular access device, a sensor and sensor electronics, the system being configured for insertion into communication with a host's circulatory system. | 1. A system for continuous measurement of a glucose concentration, the system comprising: a continuous glucose sensor comprising a first working electrode and a second working electrode, wherein the continuous glucose sensor is located at least in part in a fluid coupler configured to be in fluid communication with a vascular access device configured to be in fluid communication with a host's circulatory system;a flow control device configured to intermittently meter a glucose reference solution across the continuous glucose sensor such that the continuous glucose sensor intermittently measures the glucose concentration of the reference solution, and wherein the system is configured to calibrate the continuous glucose sensor using the measured glucose concentration of the reference solution; anda processor module operatively connected to the continuous glucose sensor and the fluid control device, wherein the processor module is configured to use a priori information to set tolerances for at least one of sensitivity drift or baseline drift. 2. The system of claim 1, wherein the processor module is configured to process signals from the first working electrode and second working electrode to obtain a substantially baseline-free glucose signal. 3. The system of claim 2, wherein the processor module is configured to calibrate the continuous glucose sensor using an equation that does not include a baseline parameter. 4. The system of claim 1, wherein the processor module is configured to use the measured glucose concentration of the reference solution to determine a sensitivity of the continuous glucose sensor. 5. The system of claim 4, wherein the processor module is configured to calibrate the continuous glucose sensor using the sensitivity of the continuous glucose sensor. 6. A system for continuous measurement of an analyte concentration, the system comprising: a continuous analyte sensor located in at least one of a vascular access device or a fluid coupler configured to be in fluid communication with a host's circulatory system;a flow control device configured to intermittently withdraw a blood sample from the host's circulatory system to the continuous analyte sensor; anda processor module operatively connected to the continuous analyte sensor and the flow control device, wherein the processor module is configured to use a priori information to establish at least one predetermined boundary set for a conversion function drawn from calibration. 7. The system of claim 6, wherein the flow control device is configured to intermittently meter a reference solution across the continuous analyte sensor such that the continuous analyte sensor is in continuous contact with either the reference solution or a blood sample from the host's circulatory system, and wherein the flow control device is configured to meter the reference solution such that the sensor is contacting the reference solution at least about 50% of the time during a sensor session. ... | Dexcom, Inc. | A61B005/00 A61B005/05
US08406860 | B2 | 2013-03-26 | Method for evaluating blush in myocardial tissue | 2010-07-22 | Vessel perfusion and myocardial blush are determined by analyzing fluorescence signals obtained in a static region-of-interest (ROI) in a collection of fluorescence images of myocardial tissue. The blush value is determined from the total intensity of the intensity values of image elements located within the smallest contiguous range of image intensity values containing a predefined fraction of a total measured image intensity of all image elements within the ROI. Vessel (arterial) peak intensity is determined from image elements located within the ROI that have the smallest contiguous range of highest measured image intensity values and contain a predefined fraction of a total measured image intensity of all image elements within the ROI. Cardiac function can be established by comparing the time differential between the time of peak intensity in a blood vessel and that in a region of neighboring myocardial tissue both pre and post procedure. | 1. A method for intraoperatively assessing blood flow in surgical flaps and identifying vascular compromise, comprising the steps of: defining a static region of interest (ROI) in an image of a surgical flap;detecting a fluorescence response from tissue following application of a bolus of ICG into the bloodstream;measuring, on one of native tissue adjacent the ROI and a surgical flap pre-operatively associated with the ROI, a first rate of change of increasing perfusion of ICG with time until a determined maximum fluorescence is reached;measuring, on the surgical flap post-operatively associated with the ROI, a second rate of change of increasing perfusion of ICG with time until a determined maximum fluorescence is reached;measuring, on one of native tissue adjacent the ROI and the surgical flap pre-operatively associated with the ROI, a first rate of change of decreasing perfusion of ICG with time after the determined maximum fluorescence is reached;measuring, on the surgical flap post-operatively associated with the ROI, a second rate of change of decreasing perfusion of ICG with time after the determined maximum fluorescence is reached; anddetermining a degree of vascular compromise at the ROI from at least one of a ratio between said first rate of change of increasing perfusion and said second rate of change of increasing perfusion, anda ratio between said first rate of change of decreasing perfusion and said second rate of change of decreasing perfusion. | Novadaq Technologies Inc. | A61B006/00 A61B005/00
US08620417 | B2 | 2013-12-31 | Graphic user interface for physical parameter mapping | 2011-09-22 | A method, including measuring values of a physical parameter at multiple locations in an organ of a subject, and analyzing the measured values to identify a range of the values, including at least one sub-range containing one or more values that were not measured. The method further includes receiving a selection from a user of a value in the sub-range, and, responsive to the selection, displaying a candidate location for further measurement. | 1. A method, comprising: measuring one or more physical parameters at multiple locations in an organ of a subject;analyzing the measured parameters to identify a range of the values, including at least one sub-range containing one or more measured parameters that did not identify a value;generating a number line comprising the identified range of the values and at least one of the one or more measured parameters that did not identify a value;receiving a selection from a user of a value from the at least one of the one or more measured parameters that did not identify a value; andresponsive to the selection, displaying a candidate location for further measurement. 2. The method according to claim 1, wherein the organ comprises a heart. 3. The method according to claim 2, wherein the physical parameter is evaluated in response to one of a force exerted by the heart and a temperature of the heart. 4. The method according to claim 2, wherein the physical parameter is evaluated in response to electrical activity of the heart. 5. The method according to claim 4, wherein the physical parameter comprises respective local activation times (LATs) of the multiple locations in the heart. 6. The method according to claim 5, wherein measuring the values comprises recording respective time-varying electrical potentials at the multiple locations, and wherein analyzing the measured values comprises determining the respective LATs in response to applying a predefined condition to the recorded time-varying electrical potentials. 7. The method according to claim 2, wherein displaying the candidate location comprises displaying an image of the heart to the user, and indicating on the image the candidate location. 8. The method according to claim 1, wherein generating the number line comprises displaying to the user a first visual representation of values that were measured, and a second visual representation, different from the first visual representation, of the at least one sub-range. 9. The method according to claim 8, wherein receiving the selection from the user comprises the user operating a pointing device to select a region in the second visual representation. 10. Apparatus, comprising: a probe, which is configured to provide signals used to measure one or more physical parameters at multiple locations in an organ of a subject; anda processor which is configured to:analyze the measured parameters to identify a range of values, including at least one sub-range containing one or more measured parameters that did not identify a value;generate a number line comprising the identified range of the values and at least one of the one or more measured parameters that did not identify a value;receive a selection from a user of a value from the at least one of the one or more measured parameters that did not identify a value; andresponsive to the selection, display a candidate location for further measurement. 11. The apparatus according to claim 10, wherein t... | Biosense Webster (Israel), Ltd. | A61B005/044
US08433111 | B2 | 2013-04-30 | Method for image data recording with a medical modality designed for image data recording and associated medical modality | 2008-03-20 | A method for image data recording with a medical modality is provided. Protocols for image data recording using the at least two different image recording techniques are provisioned in a common database. The protocols are organized on the basis of body regions and/or clinical pictures. A body region and/or a clinical picture are selected and at least one protocol is displayed as a function of the selection. At least one display protocol for image data recording from the database is selected by a user and/or automatically, and image data is recorded as a function of the at least one selected protocol. | 1. A method for image data recording with a medical modality, which is designed for image data recording using at least two different image recording techniques, the method comprising: provisioning image data recording protocols for at least two different image recording techniques in a common database, the protocols being organized on the basis of at least one of body regions and clinical pictures;selecting at least one of a body region and a clinical picture;displaying at least one protocol as a function of the selected at least one of the body region and clinical picture;selecting at least one display protocol for image data recording from the database; andrecording image data as a function of the at least one selected protocol. 2. The method as claimed in claim 1, wherein the database is stored in a console, the console being designed for at least one of patient registration and control of the image data recording. 3. The method as claimed in claim 1, wherein at least one of the protocol, data, and selection fields associated with at least one of the protocol and data are displayed by a software interface on a display. 4. The method as claimed in claim 1, wherein at least one image data recording protocol for at least one of positron-emission tomography, computed tomography, single-photon-emission computed tomography, magnetic resonance imaging, and X-ray based techniques is provided in the database. 5. The method as claimed in claim 1, wherein the at least one protocol is provided in a tree-like structure. 6. The method as claimed in claim 1, further comprising: providing the at least one protocol taking into account at least one relationship resulting from the at least two image recording techniques. 7. The method as claimed in claim 6, wherein the at least one relationship is at least one relationship for recording of positron-emission image data, the at least one relationship including at least one of, a requirement for a previous magnetic resonance image data record to allow calculation of an attenuation correction,a requirement to record a magnetic resonance scout image data for planning image data recording by positron-emission tomography,a relationship between a reconstruction volume for the positron-emission tomography and measurement field changes during a magnetic resonance image data recording, anda definition of automatic multiplanar reconstructions of positron-emission image data using two-dimensional magnetic resonance image data. 8. The method as claimed in claim 1, wherein the at least one protocol is provided as a function of a selection of at least one protocol in at least one of combinations and sequences, which are governed by the at least two different image recording techniques. 9. The method as claimed in claim 8, wherein a protocol with a long measurement time is provided for selection of a protocol for image data recording by positron-emission tomography, the positron-emission tomography having at least a lon... | Siemens Aktiengesellschaft | G06F017/30 A61B005/00
US08428695 | B2 | 2013-04-23 | Diagnostic systems and methods utilizing probe-ions exhibiting photon avalanche effect | 2007-03-19 | The present disclosure provides advantageous systems and methods for significantly increasing the sensitivity and selectivity for diagnostic procedures, e.g., optical biopsy. The disclosed systems and methods use a highly non-linear effect, the so-called photon avalanche. In the regime close to the avalanche threshold, small differences in density of the probe-ion under investigation or the excitation power can result in very large changes in up-conversion emission intensity. Through this effect, it becomes possible to accurately measure the signal of an optical biopsy probe-ion only in the location(s) where its concentration is highest, while at the same time significantly reducing or eliminating measurement of background signal from probe-ions distributed with a somewhat lower concentration throughout the measurement volume. Also background auto-fluorescence of the surrounding healthy tissue is essentially absent with this technique. | 1. A method for identifying a region or location of interest, comprising: providing one or more probe-ions adapted to exhibit an avalanche up-conversion effect to a region or location of interest;exposing the probe-ions to an activation energy which initiates an avalanche up-conversion effect of selected probe-ions located in one or more regions where concentration of the probe-ions exceeds a concentration threshold; andidentifying the one or more regions where the concentration of the probe-ions exceeds the concentration threshold based on emissions associated, at least in part, with the avalanche up-conversion effect of the selected probe-ions,wherein the avalanche up-conversion effect is not initiated in unselected probe-ions of the probe-ions outside the one or more regions where concentration of the probe-ions exceeds the concentration threshold. 2. The method according to claim 1, wherein the probe-ions are introduced to one of an anatomical environment or a clinical environment comprising the one or more regions. 3. The method according to claim 2, wherein the probe-ion(s) is/are functionalized so as to concentrate in a region and/or location of interest. 4. The method according to claim 1, wherein the activation energy is delivered at an energy level that is at or near a threshold for initiating an up-conversion avalanche effect for the probe-ions. 5. The method according to claim 1, further comprising: differentiating between the one or more regions of higher concentration of probe-ions and background levels of based on the emissions initiated by the activation energy. 6. The method according to claim 1, wherein the activation energy does not initiate auto-fluorescence of tissue at a level sufficient to interfere with a recited determination. 7. The method according to claim 1, wherein at least one of the probe-ions includes a combination of rare earth and transition metal ions. 8. The method according to claim 7, wherein the rare earth ion is Yb3+. 9. The method according to claim 7, wherein at least one of the probe-ions is a mixed rare earth/transition metal phosphor. 10. The method according to claim 7, wherein the transition metal ion is selected from the group consisting of Cr3+, Mn4+, V2+, Mn2+, Ni4+, Fe2+, V3+, Cr4+, Cu2+ and Ni2+. 11. The method according to claim 7, wherein the transition metal ion is characterized by an electronic state of 3d2, 3d3, 3d5 or 3d8. 12. The method according to claim 7, wherein the rare earth and transition metal ions are selected so as to be at a well-defined distance. 13. The method according to claim 12, wherein a bridging angle between the rare earth ion and the transition metal ion involves corner sharing. 14. The method according to claim 1, wherein each of the probe-ions comprise a halide host lattice configured to incorporate both a rare earth ion and a transition metal ion. 15. The method according to claim 14, wherein the halide host lattice is effective for emissions that fa... | Koninklijke Philips Electronics N.V. | A61B006/00 A61B005/0476
US08396524 | B2 | 2013-03-12 | Medical sensor and technique for using the same | 2006-09-27 | A sensor is provided that is appropriate for optical detection of dissolved carbon dioxide. Such a sensor may be used for transcutaneous detection of carbon dioxide in the tissue. Alternatively, such sensors may be inserted into the tissue. Detection of dissolved carbon dioxide in the tissue may serve as a useful clinical marker for physicians. | 1. A dissolved carbon dioxide sensor comprising: a sensor body adapted for use associated with a patient's tissue;one or more emitters disposed on the sensor body, wherein each emitter is adapted to emit at least one wavelength of light between 4200 nm and 4350 nm; andone or more detectors disposed on the sensor body, wherein each detector is adapted to detect the wavelength of light and generate a signal correlated with a level of dissolved carbon dioxide in the patient's tissue, wherein each detector is positioned to have an optical distance of 200 micrometers or less with respect to at least one emitter, and wherein there are no other detectors that detect the wavelength of light disposed on the sensor body that do not have the optical distance of 200 micrometers or less with respect to at least one emitter. 2. The sensor, as set forth in claim 1, wherein each emitter comprises at least one light emitting diode. 3. The sensor, as set forth in claim 1, wherein each detector comprises at least one photodetector. 4. The sensor, as set forth in claim 1, wherein the at least one wavelength of light is 4327 nanometers. 5. The sensor, as set forth in claim 1, comprising a calibration element adapted to provide at least one signal related to at least one physical characteristic of the sensor. 6. The sensor, as set forth in claim 5, wherein the calibration element comprises a coded resistor or an electrically erasable programmable read-only memory. 7. The sensor, as set forth in claim 1, comprising a barrier layer defining at least part of a surface of the sensor body, wherein the barrier layer is substantially impermeable to water. 8. The sensor, as set forth in claim 1, wherein the sensor comprises an optical fiber. 9. The sensor, as set forth in claim 1, wherein the emitters and the detectors are adapted to operate in reflectance mode or transmission mode. 10. The sensor, as set forth in claim 1, wherein the sensor comprises a microneedle. 11. The sensor, as set forth in claim 1, wherein at least one emitter is adapted to emit a second wavelength related to a reference signal, and wherein at least one detector is adapted to detect the second wavelength. 12. The sensor, as set forth in claim 11, wherein the second wavelength related to a reference signal is between 3500-3600 nm. 13. A system comprising: a sensor adapted to be coupled to a monitor, the sensor comprising: a sensor body adapted for use associated with a patient's tissue;one or more emitters disposed on the sensor body, wherein each emitter is adapted to emit at least one wavelength of light between 4200 nm and 4350 nm; andone or more detectors disposed on the sensor body, wherein each detector is adapted to detect the wavelength of light, wherein each detector is positioned to have an optical distance of 200 micrometers or less with respect to at least one emitter, and wherein there are no other detectors that detect the wavelength of light disposed on the sensor body that d... | Covidien LP | A61B005/1455
US08391949 | B2 | 2013-03-05 | Systems and methods for determining the electrical activity of a material | 2008-04-02 | A system and method to map a biological tissue of alternating electrical polarity having a boundary between a depolarized portion and a polarized portion is provided. The system includes a computer, a transducer probe, and a receiver. The transducer probe is in communication with the computer and configured to transmit acoustic waves at a frequency through the biological tissue of alternating electrical polarity. The receiver is in communication with the computer and operable to detect a variation in an electrical activity at approximately the frequency of the acoustic waves. The computer creates a display of at least a portion of the variation in the electrical activity at approximately the frequency of the acoustic waves. | 1. A method to map a biological tissue of alternating electrical polarity having a boundary between a depolarized portion and a polarized portion, the method comprising the steps of: transmitting acoustic waves at a frequency through the biological tissue of alternating electrical polarity such that a magnetic field is generated in response to the compression and rarefaction of the boundary between the depolarized portion and the polarized portion;measuring a variation in electrical activity at approximately the frequency, wherein the variation in electrical activity corresponds to the magnetic field generated in response to the compression and rarefaction of the boundary caused by the acoustic waves;processing the measured variation to generate an output displaying at least a portion of the variation in the electrical activity at approximately the frequency of the acoustic waves; and displaying the output for review. 2. The method of claim 1, further comprising the steps of detecting and measuring a variation in the magnetic field at approximately the frequency of the acoustic waves generated by compression and rarefaction of the boundary caused by the acoustic waves. 3. The method of claim 1, wherein the alternating polarity is produced by depolarization of the heart. 4. The method of claim 1, further comprising the step combining the display of the variation in electrical activity with an ultrasound image of a structural representation of the biological tissue. 5. The method of claim 1, wherein the ultrasound image of the structural representation of the biological tissue is generated from the step of transmitting the acoustic waves. 6. The method of claim 1, wherein a majority of the acoustic waves have a frequency at or less than twenty thousand hertz. 7. The method of claim 1, wherein a ferrite antenna is used to detect the magnetic field. 8. The method of claim 1, wherein the frequency of the plurality of acoustic waves is at or above approximately one megahertz. 9. A system comprising: a computer comprising a display;a transducer probe configured to transmit acoustic waves at a frequency through a biological tissue of alternating electrical polarity such that a magnetic field is generated in response to the compression and rarefaction of the boundary between the depolarized portion and the polarized portion, the transducer probe in communication with the computer; and a receiver in communication with the computer, the receiver operable to detect a variation in an electrical activity at approximately the frequency of the acoustic waves, wherein the variation in the electrical activity corresponds to the magnetic field generated in response to compression and rarefaction of the biological tissue caused by the transmission of the acoustic waves through the biological tissue of alternating polarity, and wherein the computer creates and displays a display of at least a portion of the variation in the electrical activity at approximatel... | General Electric Company | A61B005/05
US08715202 | B2 | 2014-05-06 | Minimally invasive image-based determination of carbon dioxide (CO | 2011-09-27 | What is disclosed is a system and method for image-based determination of carbon dioxide (CO2) concentration in exhaled breath. In one embodiment, an image of the exhaled airstream of a subject of interest is received. The image is captured using a mid-wave infrared camera system having an optical filter tuned to the infrared absorption band of CO2. The image is preprocessed to isolate a region of pixels containing the exhaled airstream and intensity values of pixels in the identified region are normalized by a value of a known radiance such as that of the subject's nose or face. The image is analyzed to determine CO2 concentration levels of the exhaled airstream using a calibration curve which relates pixel intensity to CO2 concentrations. The calibration curve is derived using a physics-based parameterized model. The CO2 concentration levels are determined and communicated to a computer workstation. Various embodiments are disclosed. | 1. A method for image-based determination of carbon dioxide (CO2) concentration in exhaled breath in a non-contact, minimally invasive, respiration measurement environment, the method comprising: receiving at least one IR image of the exhaled airstream of a subject of interest, said image having been captured using a mid-wave infrared camera system having at least one optical filter tuned to an infrared absorption band of CO2, each of said received images comprising, in part, an array of pixels having respective measured intensity values obtained at an absorption band of CO2;processing, via a processor, said IR image to isolate pixels in regions associated with background objects in said image, an area of said subject's nose and face, and said exhaled airstream; and to obtain a digital intensity value for each region comprising values of IO, IBB and ICO2, respectively, where IO is the intensity value in said area of said subject's nose and face, IBB is the intensity value in said background, and ICO2 is the intensity value of said exhaled airstream;determining respective radiances RBB and RO from each of said digital intensity values IBB and IO, where RBB is a background radiance and, RO is a radiance of said nose and face;determining a radiance of said subject's exhaled airstream, RCO2, based upon said radiances RBB and RO and said digital intensities IO, IBB and ICO2; anddetermining CO2 concentration level of said subject's exhaled airstream based on said determined radiance RCO2. 2. The method of claim 1, wherein said camera system is designed to collect the light emitted by the roto-vibrational radiation from CO2 molecules, said system including an infrared camera with a sensitivity band that includes 4.0-4.5 um and a spectral band-pass filter which allows CO2 emission light to enter a lens of said camera. 3. The method of claim 1, wherein said optical filter comprises a narrow band-pass filter which increases a contrast of CO2 relative to background radiation. 4. The method of claim 1, further comprising, in the instance wherein a video stream of time sequential images has been received, determining a respiration rate for said subject of interest based upon a mathematical analysis of time-dynamics of an inhalation-exhalation pattern of said subject. 5. The method of claim 4, further comprising using said CO2 concentration levels and said respiration rate to determine whether said subject of interest is in a state of any of: hyperventilation and hypoventilation. 6. The method of claim 1, further comprising communicating said CO2 concentration levels to any of: a memory, a storage device, a graphical display, a telephonic messaging system, and a computer workstation. 7. The method of claim 1, wherein said radiance RCO2 comprises:RCO2=RBB⁡(ICO2-Io)+Ro⁡(IBB-ICO2)(IBB-Io). 8. A system for image-based determination of carbon dioxide (CO2) concentration in exhaled breath, the system comprising: a processor in communication with a camera syst... | Xerox Corporation | A61B005/08 G01J001/22
US09220415 | B2 | 2015-12-29 | Systems and methods for frequency-domain photoacoustic phased array imaging | 2012-10-25 | Systems and methods of frequency-domain photoacoustic imaging are provided utilizing an ultrasonic phased array probe and intensity modulated optical excitation with coding to improve signal-to-noise ratio. Embodiments employ frequency-domain photoacoustic imaging methodologies such as the photoacoustic radar, coupled with a multi-element ultrasonic sensor array to deliver spatially-resolved correlation images of photoacoustic sources, which may be employed to image optical heterogeneities within tissue-like scattering media. | 1. A photoacoustic imaging system comprising: an optical source configured to produce an optical beam;a modulating means for modulating said optical beam according to a reference modulation waveform and generating a modulated optical beam directed towards a sample;an ultrasonic transducer array comprising a plurality of elements, wherein each element is configured to detect a photoacoustic wave generated in response to sample absorption of the modulated optical beam, and further configured to generate a photoacoustic signal; anda control and processing unit operably coupled to at least the modulating means and the ultrasonic transducer array, the control and processing unit configured to: generate the reference modulation waveform;calculate, for each element of said ultrasonic transducer array, a cross-correlation function based on a Fourier transform of a generated photoacoustic signal and the reference modulation waveform; andprocess the cross-correlation functions in order to generate an image according to a beamforming algorithm, wherein the image represents a spatial distribution of the cross-correlation functions. 2. The photoacoustic imaging system according to claim 1 wherein said optical source is a laser configured for direct current modulation. 3. The photoacoustic imaging system according to claim 2 wherein said laser is a semiconductor laser. 4. The photoacoustic imaging system according to claim 3 wherein said semiconductor laser has a modulation bandwidth within the range of MHz to 25 MHz and a full chirp repetition rate within the range of 1 kHz to 10 kHz. 5. The photoacoustic imaging system according to claim 1 wherein a wavelength of said optical beam is within the range of 755 nm to 808 nm. 6. The photoacoustic imaging system according to claim 1 wherein an electrical connection between said ultrasonic transducer array and said control and processing unit is a parallel electrical connection. 7. The photoacoustic imaging system according to claim 6 wherein said control and processing unit is further configured to process the photoacoustic signals from said ultrasonic transducer array in parallel. 8. The photoacoustic imaging system according to claim 1 wherein the sample is tissue, wherein said optical source is configured to provide a maximum surface irradiance, and wherein the reference modulation waveform is a chirped waveform, and wherein a duration of the chirp of the reference modulation waveform is provided such that a maximum permissible exposure criteria for the tissue is met. 9. The photoacoustic imaging system according to claim 1 wherein a power of said optical source exceeds 10 W. 10. The photoacoustic imaging system according to claim 1 wherein a wavelength of said optical beam is a first wavelength and said reference modulation waveform is a first reference modulation waveform; wherein said system further comprises a second optical source for producing a second optical beam; andwherein said modulating mea... |  | A61B005/00 A61B005/1455 G01N021/17 G01N021/31 G01N021/39 G01N021/47 G03B042/06
US09131874 | B2 | 2015-09-15 | Fluoroscopy-independent, endovascular aortic occlusion system | 2011-04-21 | A system for deploying and selectively inflating a thoracic aortic balloon at a desired location within the thoracic aorta for resuscitative aortic occlusion, inferior to the left subclavian artery, without the aid of fluoroscopy is described. Using CT imaging data, a distance between readily identifiable and consistently located external landmarks of torso extent is measured. Next, using the same data, a second distance from the femoral artery to a desired aortic occlusion location inferior to the left subclavian artery is determined. A correlation between the external measure of torso extent and the desired intra-arterial (i.e. endovascular) distance within the torso is made. Using a nomogram, a calibrated endovascular resuscitative thoracic aortic occlusion system can be positioned to this desired location on any injured individual with end-stage shock and impending cardiovascular collapse or death without the aid of fluoroscopy for delivery or balloon inflation. | 1. A thoracic aortic occlusion system comprising: an endovascular wire;a balloon shaft comprising an aortic occlusion balloon on a distal end of the balloon shaft and a lumen to permit the balloon shaft to pass over the endovascular wire when the endovascular wire and the balloon shaft are inserted into a femoral artery at a femoral head of a patient; anda nomogram comprising one of a table, chart or graph correlating distances between at least two external anatomical landmarks of each human of a pool of humans to centerline distances from the femoral artery at the femoral head to a location within a thoracic aorta of each of the humans, where a distance between at least two anatomical landmarks is measured on a patient and compared to the distances between the at least two external anatomical landmarks on the nomogram to calculate a length to which the endovascular wire and the balloon shaft are to be inserted in the patient such that the aortic occlusion balloon is positioned at a desired location within the thoracic aorta without using fluoroscopy. 2. The system of claim 1, wherein the location within the thoracic aorta coincides with an aortic branch artery landmark. 3. The system of claim 1, wherein the location within the thoracic aorta is inferior to the origin of the left subclavian artery. 4. A method for deploying and selectively inflating a thoracic aortic balloon at a desired location within a thoracic aorta of a patient, comprising: measuring a distance between at least two readily externally identifiable anatomical landmarks of the patient, said anatomical landmarks including at least a symphysis pubis of the patient and a sternal notch of the patient;comparing the distance between the at least two external anatomical landmarks of the patient to a prediction model and calculating a length to which a calibrated endovascular wire and a balloon shaft of the thoracic occlusion system are to be inserted in the patient, the prediction model having correlation data for distances between the at least two external anatomical landmarks of torso extent of a pool of humans to centerline distances from a femoral artery at a femoral head to a location within the thoracic aorta of humans, the data measured using CT imaging; andinserting the calibrated endovascular wire and the balloon shaft to the length calculated for the patient independent of fluoroscopy. 5. The method of claim 4, wherein the prediction model is one of a table, a chart, a graph, or a nomogram. 6. The method of claim 4, wherein the method further includes pre-securing the balloon shaft to the endovascular wire proximate a trailing securement bead, allowing the balloon shaft and the endovascular wire to be inserted in the patient and delivered as a single unit. | THE REGENTS OF THE UNIVERSITY OF MICHIGAN The United States of America as represented by the Secretary of the Air Force | A61B005/107 A61M025/04 A61M025/09 A61B005/00 A61B017/12 B42D015/00 G01B003/10 A61M025/00 A61M025/10
US10022055 | B2 | 2018-07-17 | Blood pressure information measurement device cuff and blood pressure information measurement device provided therewith | 2012-10-01 | A blood pressure information measurement device cuff includes a wide blood pressure value measurement air bladder wrapped around a fitting area when in a fitted state, and a narrow pulse wave measurement air bladder disposed so as to be closer to the fitting area than the blood pressure value measurement air bladder when in the fitted state, and covered by the blood pressure value measurement air bladder when wrapped around the fitting area. The pulse wave measurement air bladder includes an anchored portion anchored to the blood pressure value measurement air bladder so as to be immobile relative to the blood pressure value measurement air bladder and a mobile portion that is not anchored to the blood pressure value measurement air bladder so as to be mobile relative to the blood pressure value measurement air bladder along a wrapping direction in which the cuff is wrapped around the measurement area. | 1. A blood pressure information measurement device cuff that takes on a ring-shaped state when wrapped around a fitting area in a fitted state, the cuff comprising: a first fluid bladder that is configured to be wrapped around the fitting area when in the fitted state, the first fluid bladder having a first length measured in the wrapping direction and a first width measured in a direction perpendicular to the wrapping direction; anda second fluid bladder configured to be disposed so as to be closer to the fitting area than the first fluid bladder is when in the fitted state where there is overlap between the first fluid bladder and the second fluid bladder, the second fluid bladder being covered by the first fluid bladder when wrapped around the fitting area, the second fluid bladder having a second length measured in the wrapping direction and a second width measured in the direction perpendicular to the wrapping direction, wherein the second width is less than the first width, and the second length is approximately equal to the first length, andwherein the second fluid bladder comprises: an anchored portion that is anchored to the first fluid bladder so as to be immobile relative to the first fluid bladder at only one end of the second fluid bladder; anda mobile portion that is not anchored to the first fluid bladder so as to be mobile relative to the first fluid bladder along a wrapping direction in which the cuff is wrapped around the fitting area,wherein the anchored portion of the second fluid bladder is adjacent the mobile portion, and traverses less than a quarter of the second length of the second fluid bladder at the only one end of the second fluid bladder. 2. The blood pressure information measurement device cuff according to claim 1, wherein the first fluid bladder is, when in the fitted state, configured to be wrapped around an area closer to a heart within the fitting area and an area away from the heart within the fitting area, andwherein the second fluid bladder is, when in the fitted state, configured to be wrapped around only the area closer to the heart within the fitting area. 3. The blood pressure information measurement device cuff according to claim 1, further comprising: a guidance portion that guides a movement of the mobile portion along the wrapping direction. 4. The blood pressure information measurement device cuff according to claim 1, further comprising: a vibration blocking portion, disposed between the first fluid bladder and the second fluid bladder, that prevents vibrations produced in the first fluid bladder from being transmitted to the second fluid bladder and that prevents vibrations produced in the second fluid bladder from being transmitted to the first fluid bladder. 5. The blood pressure information measurement device cuff according to claim 1, further comprising: a guidance portion that guides the movement of the mobile portion along the wrapping direction; anda vibration blocking portion, dispose... | OMRON HEALTHCARE Co., Ltd. | A61B005/021 A61B005/022
US10463300 | B2 | 2019-11-05 | Body-worn monitor | 2012-09-18 | In one embodiment, the system is a body-worn device comprising an accelerometer and a temperature sensor. The system in one embodiment includes a power management system to move the body-worn device into a low power state when the body-worn device is not being worn, the power management system determining when the body-worn device is worn based on a combination of sensor data. | 1. A system comprising a wristband and a computer system, the wristband comprising: an accelerometer;a temperature sensor;a power management system configured to move the wristband into a low power state reducing a testing frequency when the wristband is not being worn, and to move the wristband into a high power state when the wristband is being worn, the power management system determining when the wristband is worn based on a combination of detected motion from the accelerometer and detected temperature from the temperature sensor indicating that the wristband is being worn;a communication logic configured to provide data from the accelerometer and the temperature sensor to the computer system;the computer system including a data merge system configured to merge data to create a unified data set for a user from the wristband and one or more other devices of the user, the data merge system configured to identify conflicting data, indicating two sets of incompatible data covering an overlapping time period, the data merge system configured to identify a correct data set between the two sets by identifying the wristband worn by the user during the time period. 2. The system of claim 1, wherein the temperature sensor comprises a body thermometer configured to be in contact with the user when the wristband is worn, to determine a body temperature. 3. The system of claim 2, the temperature sensor further comprises a second thermometer, and the wristband further comprising a data integration logic configured to calculate a differential between the body temperature measured by the body thermometer and an ambient temperature measured by the second thermometer. 4. The system of claim 1, the wristband further comprising: a band user interface configured to send a notification to the user instructing the user to correct a problem with the temperature sensor when the power management system overrides the temperature sensor. 5. The system of claim 1, the wristband further comprising: a health analysis system configured to determine a recommendation for the user based on the data from the accelerometer and the temperature sensor. 6. The system of claim 5, wherein the health analysis system is further configured to determine an ovulation cycle of a female user based on the detected temperature. 7. The system of claim 1, wherein the communication logic is further configured to receive additional data from one or more additional sensors; and the wristband further comprising a data integration logic configured to integrate the additional data with prior data. 8. The system of claim 1, the wristband further comprising: a sleep analysis logic configured to determine a user's quality of sleep, including receiving temperature data to monitor a user's body temperature and ambient temperature, the sleep analysis logic configured to provide recommendations based on the determination of a user's quality of sleep. 9. The system of claim 8, the communication logic... | DP TECHNOLOGIES, INC. | G06F001/3206 A61B005/00 A61B005/01 A61B005/11
US09668697 | B2 | 2017-06-06 | Catheter and catheter system | 2012-10-17 | A catheter comprising an elongated and axially rigid catheter body which has a distal end and a proximal end in respect of an operating position, wherein a movable and/or deformable protection element or a corresponding protection section of the catheter body, which is provided with predetermined motion or deformation resistance, is disposed on the distal end, and transducer elements of a converter device for converting displacement into a non-mechanical quantity are provided in a stationary manner on the protection element or protection section, and corresponding pick-up elements of the converter device are provided on the catheter body, or vice versa, and wherein the catheter body comprises a lead for transmitting a measurement signal generated by the converter device to the proximal end, and a measuring connector on the proximal end. | 1. A catheter comprising: an elongated and axially rigid catheter body which has a distal end and a proximal end in respect of an operating position, wherein a deformable protection section of the catheter body, which is provided with predetermined deformation resistance, is disposed on the distal end, and a transducer element of a converter device for converting displacement into a non-mechanical quantity is provided on a distal end of the protection section, and a corresponding pick-up element of the converter device is provided in a stationary manner on a proximal end of the protection section, wherein the catheter body comprises a lead for transmitting a measurement signal generated by the converter device to the proximal end, and a measuring connector on the proximal end, wherein the transducer element comprises a light-emitting element, and the pick-up element comprises a photodetector element, wherein a flat color filter or a polarization filter is assigned to the light-emitting element, or to the photodetector element so that location information from the non-mechanical quantity is converted into frequency information or polarization information to deduce an extent to which displacement of the protection section occurs,wherein the light-emitting element comprises an elongated fiber-optic element guided in a spiral groove formed in an outer wall of a cylinder provided in the protection section of the catheter body, andwherein displacement of the protection section is deduced based on a point in time a light beam signal exiting the fiber-optic element is detected by the stationary photodetector element. 2. The catheter according to claim 1, wherein the predetermined deformation resistance is attained via natural elasticity of the protection section. 3. The catheter according to claim 1, wherein at least three pick-up elements are evenly distributed about a longitudinal axis or a virtually extended longitudinal axis of the catheter body. 4. The catheter according to claim 3, wherein exactly three pick-up elements are evenly distributed about the longitudinal axis with an angular separation of 120° and are assigned to exactly one transducer element. 5. The catheter according to claim 4, wherein the exactly three pick-up elements are assigned to one pick-up system which picks up spatially resolved signals. 6. The catheter according to claim 5, wherein the pick-up system comprises a charge-coupled device (CCD) row or CCD matrix. 7. The catheter according to claim 1, wherein the flat color filter or the polarization filter has locally varying filter characteristics. 8. The catheter according to claim 1, further comprising timing means assigned to the transducer or pick-up element to enable predetermined temporal control of their activation or location on a predetermined trajectory in the region of the protection section, and wherein the pick-up element is designed to pick up time resolved signals. 9. The catheter according to claim 1, wh... | VascoMed GmbH | A61B005/04 A61B005/00 A61B090/00 A61B008/14 A61M031/00 A61B018/18 A61M025/00 A61N001/05 A61B018/14
US10743794 | B2 | 2020-08-18 | Devices and methods for non-invasive implant length sensing | 2011-10-04 | A device for the non-invasive sensing of the length of an implantable medical device includes an implantable medical device having first and second portions moveable relative to one another and a layer of resistive material disposed on one of the first and second portions. A contact is disposed on the other of the first and second portions, the contact being in sliding contact with the layer of resistive material upon relative movement between the first and second portions. A circuit is configured to measure the electrical resistance along a path including a variable length region of the layer of resistive material and the contact. The electrical resistance can then be converted into a length. | 1. A device comprising: a distraction rod configured for complete subcutaneous implantation, the distraction rod comprising: a first conductive portion comprising: a first end configured for attachment to bone, and a second end having at least a portion of a first conductive surface disposed thereon;a second conductive portion comprising: a hollow portion configured to telescopically receive the first conductive portion therein, the hollow portion further comprising a second conductive surface disposed on an interior surface thereof, the second conductive surface separated from the first conductive surface by a dielectric tube, forming a variable capacitor therewith having a capacitance corresponding to an amount of overlap between the first conductive surface and the second conductive surface and configured to change as the first conductive portion is moved relative to the second conductive portion wherein the first conductive portion and the second conductive portion are telescopically moveable relative to one another along a longitudinal axis of the distraction rod;a resonant coil, a first end of the resonant coil electrically coupled to the first conductive portion, and a second end of the resonant coil electrically coupled to the second conductive portion forming a resonant LC circuit with the variable capacitor formed between the first conductive portion and the second conductive portion; anda rotatable permanent magnet located within the second conductive portion operatively coupled to a lead screw dimensioned to be received by a threaded nut of the first conductive portion, the lead screw configured to impart relative movement between the first conductive portion and the second conductive portion upon a rotation of the rotatable permanent magnet;a drive coil operatively coupled to a signal generator and configured to communicate with the resonant coil wherein the capacitance is formed between the first conductive surface and the second conductive surface when the drive coil communicates with the resonant coil, the capacitance corresponding to a resonant frequency of the distraction rod; anda frequency analyzer operatively coupled to the drive coil and configured to detect a resonant frequency of the distraction rod, wherein the resonant frequency changes as the amount of overlap between the first conductive portion and the second conductive portion changes, the detected resonant frequency thereby corresponding to a dimension of the distraction rod, with the frequency analyzer configured to at least one of: determine and display the dimension of the distraction rod. 2. The device of claim 1, wherein the frequency analyzer is a separate device from the signal generator. 3. The device of claim 1, wherein the frequency analyzer and the signal generator are integrated into a single device. 4. The device of claim 1, wherein the first and second conductive portions of the distraction rod telescope relative to one another. 5. The device of cl... | NuVasive Specialized Orthopedics, Inc. | A61B017/02 A61B005/107 A61B005/00 A61B005/053
US20130102915 | A1 | 2013-04-25 | END-TIDAL CO2 MONITORING TUBE HOLDER | 2012-12-11 | Devices for attaching medical tubing to a nasal cannula are provided. Such devices may comprise a body having a distal end and a proximal end, a connector disposed on the body and adapted to releasably attach the body to the nasal cannula, and one of the following: at least one tube holding member extending along at least one surface of the body and adapted to accept the medical tubing, or at least one body channel extending through the body and having an outlet at the distal end of the body, and a tube connector attached to the proximal end of the body and adapted to fluidly connect the medical tubing the at least one channel. | 1. A device for attaching medical tubing to a nasal cannula, the device comprising: a body having a distal end and a proximal end;a connector disposed on the body and adapted to releasably attach the body to the nasal cannula;at least one body channel extending through the body and having an outlet at the distal end of the body; anda tube connector attached to the proximal end of the body and adapted to fluidly connect the medical tubing to the at least one channel. 2. The device of claim 1, wherein the body is bifurcated at the distal end into a first prong and a second prong spaced apart from the first prong, and wherein the first prong comprises at least one first channel extending through the first prong and fluidly connected to the body channel, and the second prong comprises a second channel extending through the second prong and fluidly connected to the body channel. 3. The device of claim 1, wherein distal ends of the first prong and the second prong positioned in or near alternate nostrils of a patient. 4. The device of claim 1, wherein the connector comprises an elongated member and a pivot that acts to engage the elongated member with the body. 5. The device of claim 1, wherein the connector comprises a strap. 6. The device of claim 1, wherein the connector comprises an elastically biased clip, a nasal cannula. 7. The device of claim 1, wherein the body is connected to a nasal cannula adapted to be connected to an anesthesia machine. 8. The device of claim 1 further comprising a medical tube in fluid communication with the at least one body channel. 9. A device for attaching medical tubing to a nasal cannula, the device comprising: a body having a distal end and a proximal end;a connector disposed on the body and adapted to releasably attach the body to the nasal cannula;at least one body channel extending through the body and having an outlet at the distal end of the body; anda tube connector attached to the proximal end of the body and adapted to fluidly connect the medical tubing to the at least one body channel.wherein the body is bifurcated at the distal end into a first prong and a second prong, the first prong comprising at least one first prong channel extending through the first prong and fluidly connected to the at lest one body channel, and the second prong comprises at least one second prong channel extending through the second prong and fluidly connected to the at least one body channel, andwherein the first prong and the second prong are spaced apart such that, when the body is attached to the nasal cannula, an outlet at a distal end of the at least one first prong channel is positioned in or near one nostril of a patient and an outlet at a distal end of the at least one second prong channel is positioned in or near the other nostril of the patient. 10. The device of claim 9, wherein the first prong channel and the second prong channel converge in the proximal direction for connection to the body channel. 11. Th... | Roni Mendonca Michael Girshin | A61B005/097 A61M016/10 A61B005/08
US20130102918 | A1 | 2013-04-25 | SYSTEM AND METHOD FOR DIAGNOSING AND TREATING PSYCHIATRIC DISORDERS | 2012-08-15 | Systems and methods for diagnosing and treating psychiatric disorders are provided. For example, in one embodiment, the systems and methods generally include: (a) presenting an emotional conflict task to a patient; (b) receiving an input from the patient in response to the emotional conflict task; (c) assessing the patient's response to the emotional conflict task; and (d) modifying the emotional conflict task based on the patient's response. Such systems and methods may also be employed in a computerized training system for treating a patient with, or at risk of, a psychiatric disorder by training the patient's implicit emotional regulation. | 1. A computer-readable storage medium used for treating a patient with, or at risk of, a psychiatric disorder by training the patient's implicit emotional regulation, comprising: instructions executable by at least one processing device that, when executed, cause the processing device to(a) present an emotional conflict task to the patient, wherein the emotional conflict task includes presenting a series of stimuli-pairs, each stimuli-pair representing at least one emotional significance,(b) receive an input from the patient in response to the stimuli-pair,(c) measure a time between when the patient is presented with the stimuli-pair and when the input is received from the patient, and(d) modify how a subsequent stimuli-pair is presented to the patient based on the amount of time between when the patient is presented with the stimuli-pair and when the input is received from the patient. 2. The computer-readable storage medium of claim 1, further comprising: instructions executable by at least one processing device that, when executed, cause the processing device to assess the ability of the patient to correctly identify the emotional significance of the stimuli-pair. 3. The computer-readable storage medium of claim 2, further comprising: instructions executable by at least one processing device that, when executed, cause the processing device to:measure a time between when the patient is subjected to a stimuli-pair and when the patient correctly identifies the emotional significance of the stimuli-pair; andmodify how a subsequent stimuli-pair is presented to the patient based on the amount of time between when the patient is presented with the stimuli-pair and when the patient correctly identifies the emotional significance of the stimuli-pair. 4. The computer-readable storage medium of claim 1, wherein at least one of the stimuli-pairs includes two incongruent stimuli. 5. The computer-readable storage medium of claim 1, wherein at least one of the stimuli-pairs includes two congruent stimuli. 6. The computer-readable storage medium of claim 1, wherein the series of stimuli-pairs include a sequence of stimuli-pairs selected from the group consisting of: an incongruent stimuli-pair preceded by another incongruent stimuli-pair, an incongruent stimuli-pair preceded by a congruent stimuli-pair, a congruent stimuli-pair preceded by another congruent stimuli-pair, and a congruent stimuli-pair preceded by an incongruent stimuli-pair. 7. The computer-readable storage medium of claim 1, wherein at least one stimuli-pair includes an image and an overlaying word. 8. The computer-readable storage medium of claim 1, wherein at least one stimuli-pair includes two images. 9. The computer-readable storage medium of claim 1, wherein at least one a stimuli-pair includes an emotional face with an emotional label overlaying the emotional face. 10. The computer-readable storage medium of claim 1, wherein the emotional conflict task includes a series of fixat... | - | G09B019/00 A61B005/0476 A61B005/00
US20130081479 | A1 | 2013-04-04 | SENSOR SYSTEM TO DETECT PERSENCE OF A PERSON ON AN OBJECT AND MONITORING SYSTEM COMPRISING A SENSOR SYSTEM TO DETECT PERSENCE OF A PERSON | 2012-09-29 | A presence sensor system includes at least one resilient extending member defining an enclosed sensing volume. The sensing volume includes a fluid therein. A pressure within the sensing volume changes upon application of force to the extending member. The presence sensor system further includes a pressure sensor in fluid connection with the sensing volume, a processor system in communicative connection with the pressure sensor and a communication system in communicative connection with the processor system. In a number of embodiments, the presence sensor system is adapted to determine a pressure threshold associated with onset of presence after being placed in use. | 1. A presence sensor system comprising at least one resilient extending member defining an enclosed sensing volume, the sensing volume comprising a fluid therein, a pressure within the sensing volume changing upon application of force to the extending member, the presence sensor system further comprising a pressure sensor in fluid connection with the sensing volume, a processor system in communicative connection with the pressure sensor and a communication system in communicative connection with the processor system. 2. The sensor system of claim 1 is adapted to determine a pressure threshold associated with onset of presence after being placed in use. 3. The sensor system of claim 2 wherein the system is adapted to change the pressure threshold over time on the basis of measured pressures. 4. The sensor system of claim 3 wherein the pressure threshold is determined on the basis of at least one of minimum pressures measured over time and maximum pressures measured over time. 5. The sensor system of claim 3 wherein the pressure threshold is determined on the basis of at least one of an average minimum pressure determined over time and an average maximum pressure determined over time. 6. The sensor system of claim 2 wherein the sensor system determines a time associated with the onset of presence and a variable associated with duration of presence. 7. The sensor system of claim 6 wherein the sensor system further comprises a flow sensor. 8. The sensor system of claim 6 wherein the sensing volume is filled with air. 9. The sensor system of claim 6 wherein the sensor system is adapted to measure at least one variable associated with the wellbeing of the person after the onset of presence. 10. The sensor system of claim 6 wherein the sensor system is adapted to measure at least one variable associated with the wellbeing of the person after the onset of presence. 11. The sensor system of claim 2 wherein the pressure sensor measures variation in pressure after onset of presence is determined. 12. The sensor system of claim 11 wherein measurement of variations in pressure is used to determine if the onset of presence is associated with a person. 13. The sensor system of claim 12 wherein variations in pressure are associated with at least one of movement or variation in a physiological parameter. 14. The sensor system of claim 13 wherein the physiological parameter is at least one of respiration or pulse. 15. The sensor system of claim 1 comprising a single resilient extending member, wherein the resilient extending member is a tube. 16. The sensor system of claim 1 wherein the sensing volume is filled with air at approximately ambient pressure. 17. The sensor system of claim 3 wherein pressure averages over a defined period of time are determined from measured pressures and a difference between the pressure averages for a subsequent defined period of time and a previous defined period of time are determined. 18. The sensor system of clai... | - | G01L001/02 A61B005/024 A61B005/08
US20130090574 | A1 | 2013-04-11 | MOBILE ELECTRONIC DEVICE AND WALKING POSTURE DIAGNOSTIC METHOD | 2012-11-29 | A mobile terminal device includes a first detection unit that detects a displacement value associated with movement in an up-and-down direction, a second detection unit that detects a displacement value associated with movement or turning in a predetermined direction, a storage unit that stores a locus serving as a reference in relation to a walking posture, a extraction unit that extracts a timing of a predetermined characteristic displacement appearing at every step based on detected upward and downward displacement values at plurality timings, a calculation unit that selects extracted successive walking timings, and calculate a locus caused by walking of the selected walking timings based on a displacement value detected by the second detection unit, and a determination unit that determines whether the calculated locus satisfies the reference of the walking posture stored in the storage unit, whereby, a locus of a walking posture can be efficiently obtained. | 1. A mobile electronic device, comprising: a first displacement detection unit that detects a displacement value associated with movement in an up-and-down direction of the mobile electronic device;a second displacement detection unit that detects a displacement value associated with movement or turning in a predetermined direction of the mobile electronic device;a walking posture reference locus storage unit that stores a locus serving as a reference in relation to a walking posture;a characteristic displacement timing extraction unit that extracts a timing of a predetermined characteristic displacement appearing at every step as a walking timing based on upward and downward displacement values detected at a plurality of timings by the first displacement detection unit;a locus calculation unit that selects successive walking timings extracted by the characteristic displacement timing extraction unit, and calculates a locus caused by walking of the selected walking timings based on the displacement value detected by the second displacement detection unit; anda walking posture determination unit that determines whether the locus calculated by the locus calculation unit satisfies the reference in relation to a walking posture stored in the walking posture reference locus storage unit. 2. The mobile electronic device according to claim 1, wherein the locus calculation unit comprises: a right-and-left turning amount calculation unit that calculates, when the second displacement detection unit detects a displacement value associated with turning in a right-and-left direction, a difference between a maximum displacement value caused by an immediately preceding walking timing of the selected walking timing and a maximum displacement value caused by an immediately subsequent walking timing of the selected walking timing as a right-and-left turning locus. 3. The mobile electronic device according to claim 1, further comprising an output unit that outputs a determination result determined by the walking posture determination unit. 4. A computer-readable recording medium having stored therein a program for causing a mobile electronic device to execute a process comprising: extracting a timing of a predetermined characteristic displacement appearing at every step as a walking timing based on upward and downward displacement values detected at a plurality of timings by a first displacement detection unit that detects a displacement value associated with movement in an up-and-down direction of the mobile electronic device;selecting successive walking timings extracted at the extracting;calculating a locus caused by walking of the selected walking timings based on a displacement value detected by a second displacement detection unit that detects a displacement value associated with movement or turning in a predetermined direction of the mobile electronic device; anddetermining whether the locus calculated at the calculating satisfies a reference in relation ... | FUJITSU LIMITED | A61B005/11 A61B005/00
US08812099 | B2 | 2014-08-19 | Detecting and treating nervous system disorders | 2012-11-16 | Some embodiments of a mapping device may be capable of passing through cerebral veins and other cerebrovascular spaces to provide electrophysiological mapping of the brain. These embodiments of the device may also be capable of providing, simultaneously or separately, ablation energy or other treatments to targeted brain tissue. In such circumstances, a user may be enabled to analyze an electrophysiological map of a patient's brain and, at the same time or within a short time period before or after the mapping process, may be enabled to apply ablation energy for treatment of a central nervous system disorder. Such treatment may be accomplished without the use of invasive surgery in which the brain is accessed through an opening in the patient's cranium. | 1. A method of using a catheter device to provide intravenous brain mapping from within one or more cerebral veins, comprising: advancing a distal tip portion of a brain mapping catheter device through a patient's vein that extends below the patient's head to a first position within one or more cerebral veins proximal to brain tissue within the patient's head, wherein the brain mapping catheter device accesses the one or more cerebral veins without surgical access through an opening in the patient's cranium;using one or more electrodes positioned along the distal tip portion of the brain mapping catheter device to detect first electrophysiological signals in a portion of the brain tissue while the one or more electrodes remain disposed at the first position within the one or more cerebral veins and while a proximal portion of the brain mapping catheter device resides external to the patient;after viewing the first electrophysiological signals being displayed on an electrophysiological mapping control and display system, directing the distal tip portion of the brain mapping catheter device to a second position within one or more cerebral veins proximal to the brain tissue; andusing the one or more electrodes positioned along the distal tip portion of the brain mapping catheter device to detect second electrophysiological signals in the brain tissue while the one or more electrodes remain disposed at the second position within the one or more cerebral veins, the second electrophysiological signals being indicative of a location of a seizure focus and being displayed on the electrophysiological mapping control and display system. 2. The method of claim 1, further comprising electrically coupling at least one component of the proximal portion of the brain mapping catheter device to an electrophysiological mapping control and display system. 3. The method of claim 2, wherein the brain mapping catheter device comprises a flexible elongated body having an internal conduit through which one or more electrical wires or conductive lines pass and electrically couple to the one or more electrodes along the distal tip portion of the brain mapping catheter device, the electrical wires extending to the proximal portion of the brain mapping catheter device so as to electrically couple with the electrophysiological mapping control and display system. 4. The method of claim 2, further comprising viewing one or more electrogram signals displayed by the electrophysiological mapping control and display system in response to the one or more electrodes detecting the electrophysiological signals in the portion of the brain tissue. 5. The method of claim 1, further comprising using said one or more electrodes positioned along the distal tip portion of the brain mapping catheter device to provide electrical therapy to the portion of the brain. 6. The method of claim 5, wherein the electrical therapy output from the one or more electrodes at the portion of the brain c... | Mayo Foundation for Medical Education and Research | A61N001/05 A61B005/00
US08428692 | B2 | 2013-04-23 | Systems and methods for bioluminescent computed tomographic reconstruction | 2011-11-23 | An image of an object is synergistically reconstructed using two or multiple imaging modalities. A first reconstructed image, showing structural information of the object is produced using a first imaging modality. The first reconstructed image is segmented, and known optical properties of the object are then mapped to the first reconstructed image. Optical signal emissions from the object are detected and registered with the first reconstructed image. A second reconstructed image volume is then produced using a second imaging modality, based on the mapped optical properties after registration between the first image and the data from the second modality. The second reconstructed image depicts some optical property, such as a bioluminescent source distribution, or optical properties, such as, attenuation and scattering properties, of the object. | 1. A system, comprising: X-ray imaging equipment for imaging an object to produce a reconstructed image;bioluminescence imaging equipment comprising a camera housed in a light-free housing and configured to detect bioluminescent signals emitted from the object, the bioluminescence imaging equipment being further configured to: map optical properties of the object to the reconstructed image, the map step yielding mapped optical properties of the object andreconstruct a bioluminescent source distribution of the object based at least on the mapped optical properties. 2. The system of claim 1, wherein the camera is a cooled back-thinned charge-coupled device (CCD) camera. 3. The system of claim 1, wherein the X-ray imaging equipment is tomographic X-ray imaging equipment. 4. The system of claim 1, wherein the bioluminescence imaging equipment is further configured to detect the bioluminescent signals emitted from the object in three dimensions. 5. The system of claim 3, wherein the bioluminescence imaging equipment is further configured to detect substantially sequentially the bioluminescent signals emitted from the object at multiple angles. 6. The system of claim 3, wherein the bioluminescence imaging equipment is further configured to detect sequentially the bioluminescent signals emitted from the object at multiple angles of view. 7. The system of claim 1, wherein the cooled back-thinned CCD camera is in communication with a control element configured to control said camera. 8. The system of claim 7, wherein the control element is further configured to control at least one imaging parameter of the cooled back-thinned CCD camera, the at least one imaging parameter comprising one or more of a focus, an exposure time, or an aperture. 9. The system of claim 1, wherein the optical properties comprise at least one of absorption coefficients, indices of refraction, scattering coefficients, or scattering anisotropy. 10. The system of claim 1, wherein the bioluminescent source distribution is produced using a radiative transfer equation or an approximation to the radiative transfer equation. 11. A method, comprising: acquiring X-ray imaging data from an object to produce a reconstructed image of the object;detecting bioluminescence emitted from the object;mapping optical properties of the object to the reconstructed image of the object; andreconstructing a bioluminescent source distribution of the object based at least on mapped optical properties, wherein the bioluminescent source distribution is produced using a radiative transfer equation or an approximation to the radiative transfer equation. 12. The method of claim 11, wherein the detecting step comprises collecting said bioluminescence at a plurality of locations arranged on a surface surrounding the object. 13. The method of claim 11, wherein the detecting step comprises detecting substantially simultaneously bioluminescence emitted from multiple angles of view. 14. The method of claim... | University of Iowa Research Foundation | A61B005/05
US08588899 | B2 | 2013-11-19 | Model based control of Parkinson's disease | 2011-03-23 | The present invention relates to a novel means to use a fundamental model of the parts of the brain that are dysfunctional in Parkinson's disease, and related dynamical diseases of the brain, as part of a feedback control system to modulate the signs and symptoms of disease. Fundamental computational models that embody our knowledge of the anatomy, neurons, and dynamics of the parts of the brain we wish to control, and use those models to reconstruct what is inaccessible to our measurements. Through emulation the controller synchronizes to the parts of the brain we wish to observe and track. By passing simultaneous control pulses to both the model controller, as well as the brain, we control both the model and the brain. The detailed framework to embed fundamental models of the brain within a control scheme to control symptoms of Parkinsons and related dynamical diseases of the brain are disclosed. | 1. A computer-based mechanical system for controlling unwanted neurological behavior in an animal or human, comprising: a) at least one electrode or sensor;b) at least one computer processor; andc) a computer, said computer containing a program further containing computational brain models and nonlinear ensemble filters, said computational models further comprising separate models for observation and control with said separate models being capable of operating in intercommunicating parallel, wherein said separate models are in constant feedback communication with one another and with said at least one electrode or sensor. 2. The computer based mechanical system according to claim 1 wherein said separate models further comprise at least three distinct models and the system selects and applies one of said distinct models by assessing which model synchronizes best to a brain being sensed by the electrode or sensor and further which generates the smallest tracking error compared to the other distinct models. 3. The computer based mechanical system according to claim 2 wherein electrical signals within the brain are measured by at least one or more electrodes adapted to be placed in a location selected from the group consisting of the thalamus, globus pallidus, striatum, subthalamic nucleus, cerebellum, brain stem, spinal cord, peripheral nerve, muscle and cortex. 4. The computer based mechanical system according to claim 3 wherein said unwanted neurological behavior is attributable to a disease selected from the group consisting of Parkinson's disease, epilepsy, cognitive disorders, depression, obsessive compulsive disorder, posttraumatic stress disorder, states of wakefulness, minimally conscious state, persistent vegetative state, disorders of digestion or ingestion, disorders of craving, obesity, anorexia, drug addiction, disorders of attention, and attention deficit disorder. | - | A61B005/04
US08934965 | B2 | 2015-01-13 | Conformable actively multiplexed high-density surface electrode array for brain interfacing | 2012-06-01 | Provided are methods and devices for interfacing with brain tissue, specifically for monitoring and/or actuation of spatio-temporal electrical waveforms. The device is conformable having a high electrode density and high spatial and temporal resolution. A conformable substrate supports a conformable electronic circuit and a barrier layer. Electrodes are positioned to provide electrical contact with a brain tissue. A controller monitors or actuates the electrodes, thereby interfacing with the brain tissue. In an aspect, methods are provided to monitor or actuate spatio-temporal electrical waveform over large brain surface areas by any of the devices disclosed herein. | 1. A method for spatio-temporally electrically interfacing with a brain tissue, the method comprising the steps of: providing a conformable device for interfacing with brain tissue in a biological environment, the device comprising: a deformable substrate; a deformable array of electrodes comprising a plurality of electrodes in electrical communication with a plurality of deformable electrical interconnects; and a barrier layer encapsulating at least a portion of the deformable electrical interconnects, wherein the deformable substrate, deformable array of electrodes and the barrier layer provide a net bending stiffness of the device low enough that the device is capable of establishing conformal contact with the brain tissue in the biological environment, wherein the deformable array of electrodes is supported by the barrier layer; electrically contacting at least a portion of the plurality of electrodes with the brain tissue in the biological environment by conformally contacting the conformable device with a surface of the brain tissue in the biological environment; spatio-temporally interfacing the brain tissue with the conformable device to monitor or actuate a spatio-temporal profile over the surface of the brain tissue in electrical contact with the plurality of electrodes; monitoring the spatio-temporal electrical brain profile with the device in conformal and electrical contact with a brain surface of a subject, wherein the monitoring comprises detecting an electric potential of a plurality of individual brain surface locations beneath each electrode of the array of electrodes at a plurality of different time points; encoding the detected electric potential to obtain an encoded spatio-temporal brain waveform; and analyzing the encoded spatio-temporal brain waveform to identify an abnormal spatio-temporal brain waveform, wherein the identified abnormal spatio-temporal brain waveform is a spiral waveform and actuating electrical activity over the brain surface with an output spatio-temporal profile from the deformable array of electrodes to disrupt or terminate the spiral waveform. 2. The method of claim 1, wherein the interfacing step further comprises: actuating the electric potential of the brain tissue at a plurality of individual brain surface locations over a plurality of different time points. 3. The method of claim 1, wherein temporally adjacent time points are separated by a time period that is greater than or equal to 30 μs and less than or equal to 1 second. 4. The method of claim 1, wherein the plurality of different time points span a total time period selected from a range that is greater than or equal to 1 second. 5. The method of claim 1, wherein the number of individual brain surface locations is selected from a range that is greater than or equal to 200 and less than or equal to 10,000. 6. The method of claim 5, wherein adjacent individual brain surface locations are separated from each other by a range that is great... | The Board of Trustees of the University of Illinois The Trustees of the University of Pennsylvania | A61B005/04 A61N005/06 A61M005/20 A61B005/00 A61N001/05 A61B005/0478 A61F002/72 A61N001/00 A61N001/36
US20130102387 | A1 | 2013-04-25 | CALCULATING METABOLIC EQUIVALENCE WITH A COMPUTING DEVICE | 2011-10-21 | A method for estimating a metabolic equivalent of task for use with a computing device is provided herein. The method includes receiving input from a capture device of a user; and tracking a position of each of the plurality of joints of the user. The method further includes determining a distance traveled for each of the plurality of joints between a first frame and a second frame; and calculating a horizontal velocity and a vertical velocity for each of the plurality of joints based on the distance traveled and an elapsed time between the first and second frames. The method further includes estimating a value for the metabolic equivalent of task using a metabolic equation including a component for the horizontal velocity and a component for the vertical velocity for each of the plurality of joints; and outputting the value for display. | 1. A method for estimating a metabolic equivalent of task for use with a computing device, the method comprising: receiving input from a capture device including a sequence of images of a user captured over time;tracking a position of each of a plurality of joints of the user from the sequence of images;determining a distance for each of the plurality of joints between a first frame and a second frame based on a change in position for each of the tracked plurality of joints between the first and second frames;calculating a horizontal velocity and a vertical velocity for each of the plurality of joints based on the distance for each of the plurality of joints and an elapsed time between the first and second frames;estimating a value for the metabolic equivalent of task using a metabolic equation, the metabolic equation including a horizontal component and a vertical component, the horizontal and vertical components based on the calculated horizontal and vertical velocities for each of the plurality of joints; andoutputting the value for display. 2. The method of claim 1, further comprising weighing each of the plurality of joints according to a weighing scheme. 3. The method of claim 1, wherein the capture device is a depth camera and wherein the sequence of images is a sequence of depth images. 4. The method of claim 1, further comprising training the computing device to recognize different users and adjusting the value for a particular user. 5. The method of claim 1, wherein the metabolic equation includes a value for an oxygen consumption. 6. The method of claim 5, wherein the oxygen consumption includes a horizontal variable and a vertical variable, the horizontal and vertical variables based on a broad spectrum of metabolic equivalent values. 7. The method of claim 1, wherein the horizontal velocity includes a velocity in an x direction and a velocity in a z direction. 8. The method of claim 1, wherein the vertical velocity includes a velocity in a y direction. 9. A computing device including a memory holding instructions executable by a processor to: capture a plurality of images of a user using a depth camera associated with the computing device;track a position for each of a plurality of joints of the user over time;determine a change in position for each of the plurality of joints between a first frame and a second, successive, frame, the change in position determined from the tracked position for each of the plurality of joints;calculate a velocity for each of the plurality of joints based on the change in position over an elapsed time between the first and second frames; andoutput a value for a metabolic equivalent of task, the value outputted from a metabolic equation including a horizontal velocity component and a vertical velocity component for each of the plurality of joints. 10. The device of claim 9, wherein the outputted value is output on a display of the computing device. 11. The device of claim 9, wherein the user is... | MICROSOFT CORPORATION | A63F009/24 A61B005/00
US08391953 | B2 | 2013-03-05 | Energy transfer amplification for intrabody devices | 2009-10-06 | Apparatus for driving current in a power circuit of a medical device inserted into a body of a subject includes a power transmitter, which is adapted to generate, in a vicinity of the body, an electromagnetic field having a predetermined frequency capable of inductively driving the current in the power circuit. A passive energy transfer amplifier, having a resonant response at the frequency of the electromagnetic field is placed in proximity to the medical device so as to enhance the current driven in the power circuit by the electromagnetic field. | 1. An invasive medical apparatus, comprising: A catheter, having a distal end, configured to be inserted into a heart of a subject, the catheter comprising a wireless position sensor fixed adjacent to the distal end of the catheter to wirelessly transmit position signals indicative of a position of the catheter within the heart, the wireless position sensor comprising a power coil, a power circuit, and a sensing coil, where the power coil is configured to be driven inductively by a radio-frequency (RF) electromagnetic field to provide operating energy to the wireless position sensor;A signal processing unit external to the subject for determining position and orientation coordinates of the wireless position sensor based on the position signals transmitted by the power coil of the wireless position sensor;A power transmitter configured to generate the RF electromagnetic field in a vicinity of the subject, and dependent upon the spatial position and orientation of the sensing coil, cause currents to flow in the sensing coil, where the power circuit converts the currents into position signals which are transmitted by the power coil to the signal processing unit;A passive energy transfer amplifier configured to be placed on a part of the subject near the heart to enhance inductive driving of the power coil of the wireless position sensor, by amplifying the RF electromagnetic field and causing a greater current flow in the power coil of the wireless position sensor. 2. The apparatus according to claim 1, wherein the passive energy transfer amplifier is adapted to be placed on a chest of the subject, adjacent to the heart. 3. The apparatus according to claim 1, wherein the catheter further comprises one or more electrodes for sensing electrical activity within the heart. | Biosense Webster, Inc. | A61B005/05
US08774896 | B2 | 2014-07-08 | Electrocardiograph with subject contact detection based on signal difference | 2012-08-28 | An electrocardiograph includes first and second induction electrodes, a signal difference generation section, an electrocardiographic detection section, a signal applying section, and a contact detection section. The signal difference generation section generates a potential difference between a signal from the first induction electrode and a signal from the second induction electrode as a signal difference. The electrocardiographic detection section detects an electrocardiographic complex of a subject based on the signal difference. The signal applying section applies a first signal to the first induction electrode and a second signal to the second induction electrode. The first signal has a property different from the electrocardiographic complex. The second signal has a property different from the electrocardiographic complex and the first signal. The contact detection section detects a contact state of the subject to the first and second induction electrodes based on the signal difference. | 1. An electrocardiograph comprising: a first induction electrode inducting a first signal applied thereto;a second induction electrode inducting a second signal applied thereto;a first reference electrode associated with the first induction electrode as an indifferent electrode;a second reference electrode associated with the second induction electrode as an indifferent electrode;a signal difference generation section generating a potential difference between a signal outputted from the first induction electrode and a signal outputted from the second induction electrode as a signal difference;an electrocardiographic detection section detecting an electrocardiographic complex of a subject based on the signal difference generated by the signal difference generation section;a signal applying section applying the first signal to the first induction electrode and the second signal to the second induction electrode, the first signal having a property different from the electrocardiographic complex, the second signal having a property different from the electrocardiographic complex and the first signal; anda contact detection section detecting a contact state of the subject to the first induction electrode and the second induction electrode based on the signal difference generated by the signal difference generation section. 2. The electrocardiograph according to claim 1, wherein the first signal has a potential higher than an assumed potential of the electrocardiographic complex, andthe second signal has a potential higher than the assumed potential of the electrocardiographic complex. 3. The electrocardiograph according to claim 1, wherein the first signal has a frequency higher than an assumed frequency of the electrocardiographic complex, andthe second signal has a frequency higher than the assumed frequency of the electrocardiographic complex. 4. The electrocardiograph according to claim 1, wherein the first signal has a pulse shape where a potential of the first signal changes in a shape of pulse along a time axis, andthe second signal has a pulse shape where a potential of the second signal changes in a shape of pulse along a time axis. 5. The electrocardiograph according to claim 1, wherein the first signal and the second signal have a same phase, andthe second signal has a potential lower than a potential of the first signal. 6. The electrocardiograph according to claim 1, wherein the first signal has a phase different from a phase of the second signal. 7. The electrocardiograph according to claim 1, wherein the first signal has a frequency different from a frequency of the second signal. 8. The electrocardiograph according to claim 1, further comprising: a first capacitor disposed between the signal applying section and the first induction electrode; anda second capacitor disposed between the signal applying section and the second induction electrode, whereinthe signal applying section applies the first signal to the first induction ele... | DENSO CORPORATION | A61B005/0402
US08781565 | B2 | 2014-07-15 | Dynamically configurable biopotential electrode array to collect physiological data | 2011-10-04 | Methods, systems, and devices are described for collecting physiological data using a configurable biopotential array. The array is embedded on a surface area of a handheld device. The array includes a number of electrode tiles. The electrodes include biosensors to collect the physiological data of a user. The electrodes are polled to detect contact with the user's skin. Electrodes in contact with the skin are electrically coupled to form an active electrode area. The coupled electrodes collect the physiological data relating to the user via the biosensors. The electrodes are decoupled after contact with the user's skin is terminated. The physiological data is analyzed and an emotional state or health state of the user is determined from the analyzed data. | 1. A method to collect physiological data using a dynamically configurable biopotential electrode array, comprising: detecting contact between at least two contiguous electrode tiles of the biopotential electrode array and skin of a user;electrically coupling the at least two contiguous electrode tiles, based on detecting contact, to form a first active electrode area within the biopotential electrode array, the first active electrode area functioning as a single electrode; andcollecting physiological data associated with the user via the coupled electrode tiles of the first active electrode area; and, wherein the contiguous electrode tiles share a border. 2. The method of claim 1, further comprising: polling the at least two electrically coupled electrode tiles within the first active electrode area to detect whether the contact between the at least two contiguous electrode tiles and the skin of the user is maintained. 3. The method of claim 2, further comprising: decoupling the at least two contiguous electrode tiles after contact between the skin of the user and the at least two contiguous electrode tiles is terminated. 4. The method of claim 1, further comprising: polling, concurrently with collecting the physiological data, a plurality of non-coupled electrode tiles of the biopotential electrode array to detect contact between non-coupled electrode tiles of the plurality of electrode tiles and the skin of the user. 5. The method of claim 4, further comprising: electrically coupling at least two contiguous electrode tiles, based on detecting contact, to form a second active electrode area within the biopotential electrode array, the second active electrode area functioning as a single electrode; andcollecting physiological data associated with the user via the coupled electrode tiles of the second active electrode area. 6. The method of claim 5, wherein, the first active electrode area and the second active electrode area exist nonconcurrently within the biopotential electrode array. 7. The method of claim 1, further comprising: determining whether a minimum number of active electrode areas exist within the biopotential electrode array; andcollecting physiological data associated with the user based on the determination that the minimum number of active electrode areas exist. 8. The method of claim 1, further comprising: detecting a plurality of active electrode areas within the biopotential electrode array;comparing signal qualities associated with each of the plurality of active electrode areas; andselecting at least one of the plurality of active electrode areas to collect physiological data based on the comparison of signal qualities. 9. The method of claim 1, wherein, the at least two electrode tiles comprise one or more biosensors to collect the physiological data. 10. The method of claim 9, wherein, the one or more biosensors comprise an electrocardiogram (ECG) sensor or a galvanic skin response (GSR) sensor. 11. The method o... | QUALCOMM Incorporated | A61B005/04 A61B005/00 A61B005/0408 A61B005/16 A61B005/053
US08410940 | B2 | 2013-04-02 | Transceiver unit in a measurement system | 2012-04-11 | A measurement system may comprise a sensor wire and a transceiver unit. The sensor wire may comprise an insertable portion configured to be inserted in a blood vessel of a patient's body and a sensor disposed within the insertable portion at a distal end of the sensor wire. The sensor is configured to measure a parameter when inserted inside the patient. The transceiver unit may comprise: a housing adapted to be connected to a proximal end of the sensor wire; and a first communication module within the housing adapted to wirelessly communicate by a communication signal with an external second communication module in order to transfer information to the external second communication module. | 1. A measurement system, comprising: a sensor wire comprising an insertable portion configured to be inserted in a blood vessel of a patient's body and at least one sensor disposed within the insertable portion at a distal end of the sensor wire, wherein the at least one sensor is configured to measure a parameter when inserted inside the patient and to send a sensor signal; anda transceiver unit, comprising: a housing having an aperture through which a proximal end of the sensor wire is to be inserted;a circuit configured to modify the sensor signal so as to obtain a modified sensor signal,a first communication module within the housing adapted to wirelessly send the modified sensor signal to an external second communication module,wherein the sensor wire is fixed to the housing of the transceiver unit such that, as the transceiver unit is rotated along its longitudinal axis, the sensor wire is also rotated. 2. The measurement system according to claim 1, wherein the first communication module is adapted to wirelessly send the modified sensor signal via a radio frequency signal. 3. The measurement system according to claim 1, wherein the circuit comprises an analog-to-digital convertor, a filter, and an amplifier. 4. The measurement system according to claim 1, wherein the circuit comprises a compensator configured to compensate the sensor signal for temperature variation during sensor measurements. 5. The measurement system according to claim 1, wherein the circuit is configured to modify the sensor signal so as to obtain a data stream as the modified sensor signal, and wherein said data stream is in a form of data packets. 6. The measurement system according to claim 1, wherein the first communication module is configured to perform bi-directional communication with the second communication module. 7. The measurement system according to claim 1, wherein the first communication module is adapted to wirelessly send the modified sensor signal to the external second communication module via one of infrared transmission, ultrasound transmission, and light transmission. 8. The measurement system according to claim 1, wherein the transceiver unit further comprises an activator configured to activate and initiate the transceiver unit. 9. The measurement system according to claim 8, wherein the transceiver unit further comprises a female connector with electrical contact surfaces, and wherein said activator activates and initiates the transceiver unit when electrical connections are established between the electrical contact surfaces of the female connector and electrical contact surfaces of a male connector at the proximal end of the sensor wire. 10. The measurement system according to claim 9, wherein said female connector comprises an insulating hollow housing containing a predetermined number of hollow contact surfaces to make contact with the electrical contact surfaces of the male connector. 11. The measurement system according to claim... | St. Jude Medical Systems AB | G08B023/00 A61B005/00 A61N001/00
US08419728 | B2 | 2013-04-16 | Surgical scalpel and system particularly for use in a transverse carpal ligament surgical procedure | 2003-06-30 | The subject invention is a surgical scalpel, scalpel instrument and/or scalpel system (collectively, scalpel), particularly designed for use in a transverse carpal ligament surgical procedure, that evaluates an incision path with respect to a nerve in the incision path, and is used to perform the incision if appropriate. The scalpel emits an evaluation signal through a potential incision path through tissue captured by the scalpel. The scalpel utilizes the emitted evaluation signal to determine the presence of a nerve in the incision path. The dissection and evaluation (surgical) instrument includes a blade that is retractable relative to a target tissue capture area thereof. Evaluation may include determining the presence of a nerve before incision and/or the evaluating whether the target tissue has been appropriately captured. The surgical instrument may disable extension of the blade when the evaluation determines that a nerve is in the dissection path and/or when the captured target tissue is determined to be inappropriate. | 1. A system for performing an incision on a tissue structure, the system comprising: a surgical instrument configured to capture a tissue structure between a signal emitter and signal detector and to then incise the captured tissue structure by axial movement of a flat cutting member with a sharpened edge along an incision path; anda control unit in communication with the surgical instrument and configured to process evaluation data obtained via the surgical instrument in order to determine whether the incision path is clear of a nerve and to disable axial movement of the flat cutting member based upon the determination. 2. The system of claim 1, wherein the tissue structure comprises a transverse carpal ligament. 3. The system of claim 1, wherein said control unit is internal to the surgical instrument. 4. The system of claim 1, wherein said control unit is external to the surgical instrument. 5. The system of claim 1, wherein said surgical instrument includes: a first prong carrying said electrical evaluation signal emitter; anda second prong carrying said electrical evaluation signal detector. 6. The system of claim 5, wherein said first and second prongs are spaced to capture the tissue structure therebetween. 7. The system of claim 1, further comprising: a sensor in communication with the control unit and adapted to receive an evaluation signal, the sensor configured to be attached to skin of a patient proximate the tissue structure. 8. A surgical instrument comprising: a body defining a tissue capture area;a channel fixedly formed in said body and open on one side thereof to said tissue capture area;a flat cutting member with a sharpened edge movable within said channel and configured to retractably extend into said tissue capture area;a signal transmitter located on a first prong adapted to transmit an evaluation signal into said tissue capture area;a signal receiver located on a second prong adapted to receive the transmitted evaluation signal; andcircuitry coupled to said signal transmitter and said signal receiver and adapted to control said signal transmitter, monitor said signal receiver, and evaluate an incision path through target tissue in the tissue capture area with the flat cutting member located completely within said channel. 9. The surgical instrument of claim 8, wherein the flat cutting member is manually extendable into and retractable from said tissue capture area. 10. The surgical instrument of claim 8, wherein said circuitry is internal to said body. 11. The surgical instrument of claim 8, wherein said circuitry is external to said body. 12. The surgical instrument of claim 8, wherein said tissue capture area being defined between said first and second prongs. 13. The surgical instrument of claim 8, wherein said circuitry is adapted to evaluate an incision path through the target tissue by analyzing signal attenuation of an evaluation signal transmitted by said signal transmitter and received by said signal r... | DePuy Products, Inc. | A61B018/18 A61B017/00 A61B017/32 A61B005/05
US20130073315 | A1 | 2013-03-21 | DATA PROCESSING AND TRANSFERRING METHOD RELATING TO THE PLACEMENT OF SURGICAL IMPLANTS | 2010-04-19 | The invention relates to a method for processing and transferring data relating to the placement of a surgical implant, in which: after a surgical implant has been placed and/or positioned on a patient, the alignment of the implant is measured; information on the measured implant alignment is recorded as electronic implantation information data, in particular as an implantation or case report file; the electronic implantation information data, in particular the implantation or case report file, is evaluated in order to verify that a predetermined or target alignment of the implant has been achieved; the verification information data are made available at a warranty and/or insurance supplier's site; and the verification information data are evaluated at the warranty and/or insurance supplier's site, and a warranty and/or insurance report is created. | 1. A method for processing and transferring data relating to the placement of a surgical implant, in which: after a surgical implant has been placed and/or positioned on a patient, the alignment of the implant is measured;information on the measured implant alignment is recorded as electronic implantation information data, in particular as an implantation or case report file;the electronic implantation information data, in particular the implantation or case report file, is evaluated in order to verify that a predetermined or target alignment of the implant has been achieved;the verification information data are made available at a warranty and/or insurance supplier's site; andthe verification information data are evaluated at the warranty and/or insurance supplier's site, and a warranty and/or insurance report is created. 2. The method according to claim 1, wherein the alignment of the implant is measured directly after the implant has been placed at the implantation site. 3. The method according to claim 1, wherein the electronic implantation information data, in particular the implantation or case report file, is transferred from the implantation site to the warranty and/or insurance supplier's site or to a verification supplier's site for evaluation and verification. 4. The method according to claim 1, wherein the electronic implantation information data, in particular the implantation or case report file, is transferred from the implantation site via electronic data transfer, in particular via a direct data upload or via an internet connection, to a data storing and/or processing unit of a warranty and/or insurance or verification supplier, in particular to a data server. 5. The method according to claim 1, wherein the electronic implantation information data, in particular the implantation or case report file, is in a written and/or electronically encoded form. 6. The method according to claim 1, wherein a warranty and/or insurance report is created which includes the information that a warranty and/or insurance can be offered, if the evaluation of the electronic implantation information data shows that the predetermined or target alignment has been achieved. 7. The method according to claim 1, wherein a warranty and/or insurance report is created which includes the information that a warranty and/or insurance cannot be offered, if the evaluation of the electronic implantation information data shows that the predetermined or target alignment has not been achieved. 8. The method according to claim 1, wherein the warranty and/or insurance report or information about its content or result, or a warranty and/or insurance offer, is sent back, in particular automatically, to the implantation site by electronic data transfer. 9. The method according to claim 1, wherein the warranty and/or insurance report or information about its content or result, or a warranty and/or insurance offer, is sent back, in particular automatically, directly af... | - | G06Q050/24 A61B005/00
US08408212 | B2 | 2013-04-02 | Cervical occluder | 2009-08-18 | Apparatus, methods and kits which, when installed or used, occlude or partially occlude a cervical canal, the internal opening of a cervical canal (cervical os), or a uterine side wall rupture location, such as to inhibit or prevent bacterial access and retard leakage of amniotic fluid resulting from PROM. The present apparatus can include an expandable support member of a biocompatible and non-toxic material. In some examples, the support member can include a top portion having a first diameter and a bottom portion having a second diameter less than the first diameter. In some examples, the support member can include an expandable stent of a suitable length and uniform diameter to be inserted in a non-dilated cervical canal or transabdominal access route. In various examples, the apparatus further includes a fluid-resistant fabric, polymer, substance or other material placed over at least the top portion of the support member. | 1. An implantable occlusion apparatus, comprising: an expandable support member extending from a first end portion to a second end portion, the expandable support member sized to pass through a cervical canal or a transabdominal access route and be positioned within at least one of an amniotic membrane, a cervical os, or a uterine side wall; anda first and a second fluid-resistant material, the first fluid-resistant material covering, or coated on, a first end portion of the expandable support member and the second fluid-resistant material extending beyond and coupled to, the first end portion of the expandable support member by crimps thread, adhesive or heat bonding,wherein one or both of the first and second fluid-resistant materials are configured to occlude or partially occlude the cervical os or a rupture of the amniotic membrane near the uterine side wall. 2. The apparatus of claim 1, wherein the expandable support member includes a stent-like structure having a uniform diameter from the first end portion to the second end portion. 3. The apparatus of claim 1, wherein a bottom surface of the second fluid-resistant material is coated with a adhesive. 4. The apparatus of claim 1, wherein the first end portion is configured to support one or both of the first and second fluid-resistant materials and the second end portion is configured to anchor against a wall of the cervical canal or the transabdominal access route. 5. The apparatus of claim 1, wherein the first fluid-resistant material extends at least partially down a length of the expandable support member. 6. The apparatus of claim 1, wherein the second end portion of the expandable support member includes an expanded diameter between about 0.25 cm to about 2.0 cm and a pre-expanded diameter between about 3 mm to about 8 mm. 7. The apparatus of claim 1, wherein one or both of the first and second fluid-resistant materials include an average implanted diameter between about 0.75 cm to about 1.25 cm or between about 3 cm to about 4 cm. 8. The apparatus of claim 1, wherein the expandable support structure includes a shape-memory alloy. 9. The apparatus of claim 1, wherein one or both of the first and second fluid-resistant materials include polytetrafluoroethylene, expanded polytetrafluoroethylene, a tightly woven fluid-resistant, nano-fiber material, silicone, polyurethane, a tissue, or a natural material. 10. The apparatus of claim 1, wherein a seal between one or both of the first and second fluid-resistant materials and adjacent bodily tissue includes sufficient adherence to withstand a pressure of about 20 mmHg or more without substantial fluid leakage through the cervical os. 11. The apparatus of claim 1, wherein one or both of the first and second fluid-resistant materials are resistant to fluid penetration in a first direction and permit fluid penetration in a second direction, opposite the first direction. 12. The apparatus of claim 1, wherein one or both of the first an... | Glenveigh Medical, LLC | A61F006/06 A61F002/24 A61M029/00 A61B005/103
US08428674 | B2 | 2013-04-23 | Apparatus for spectrometric based oximetry | 2007-11-14 | A spectrophotometric sensor assembly for non-invasive monitoring of a blood metabolite within a subject's body tissue is provided that includes a pad, a light source, and a light detector The light source is operative to emit light signals of a plurality of different wavelengths. The light detector is operative to detect light emitted by the light source and passed through the subject's body tissue. The light detector is at least partially enclosed in EMI shielding. In some embodiments, the light detector and EMI shielding are disposed in a detector housing that encloses the light detector and shielding. The housing is aligned with a detector aperture disposed in the pad. | 1. A near infrared spectrophotometric sensor assembly for non-invasive monitoring of blood oxygenation levels in a subject's body tissue, said assembly comprising: a pad;at least one light source operative to emit light signals of a plurality of different wavelengths through a source aperture within the pad;at least one light detector operative to detect light emitted by the light source and passed through the subject's body tissue;electromagnetic interference shielding disposed around at least a portion of the light detector;a detector housing including a base and a cap, wherein the base includes a well sized to receive at least a portion of the light detector, and the cap is sized to receive a remainder of the light detector and shielding not received within the base well; andwherein the base and the cap mate to enclose the light detector and shielding, and the housing is positioned relative to the pad so that the light detector is aligned with a light detector aperture disposed within the pad;wherein the base includes a window comprising an optically transparent material that allows light to pass there through and be sensed by the light detector. 2. The sensor assembly of claim 1, wherein the cap includes a cap well sized to receive the remainder of the light detector and electromagnetic shielding not received within the base well. 3. The sensor assembly of claim 2, wherein the base and the cap attach to one another. 4. The sensor assembly of claim 3 wherein the cap is hingedly attached to the base. 5. The sensor assembly of claim 1 wherein the cap is hingedly attached to the base. 6. The sensor assembly of claim 1, wherein the detector housing further includes a port for receiving an electrical conductor. 7. The sensor assembly of claim 1, wherein the base is attached to the pad. 8. The sensor assembly of claim 1, wherein the cap is attached to the pad. 9. The sensor assembly of claim 1, wherein the detector housing has an interior cavity formed by the base and the cap, and wherein the light detector and electromagnetic shielding are positionally fixed within the interior cavity. 10. The sensor assembly of claim 9, wherein there is a press fit between the interior cavity and the light detector and electromagnetic shielding. 11. The sensor assembly of claim 1, wherein the electromagnetic shielding includes a solid shield disposed around at least a portion of the light detector. 12. The sensor assembly of claim 11, wherein the electromagnetic shielding further includes an optically transparent electromagnetic shielding disposed around at least a portion of the light detector. 13. The sensor assembly of claim 1, wherein the electromagnetic shielding further includes an optically transparent electromagnetic shielding disposed around at least a portion of the light detector. 14. The sensor assembly of claim 1, wherein the at least one light detector includes a first light detector and a second light detector, and each of said light de... | CAS Medical Systems, Inc. | A61B005/1455
US08390047 | B2 | 2013-03-05 | Miniaturized implantable sensor platform having multiple devices and sub-chips | 2009-11-16 | An implantable, miniaturized platform and a method for fabricating the platform is provided, where the e platform includes a top cover plate and a bottom substrate, top cover plate including an epitaxial, Si-encased substrate and is configured to include monolithically grown devices and device contact pads, the Si-encased substrate cover plate including a gold perimeter fence deposited on its Si covered outer rim and wherein the bottom substrate is constructed of Si and includes a plurality of partial-Si-vias (PSVs), electronic integrated circuits, device pads, pad interconnects and a gold perimeter fence, wherein the device pads are aligned with a respective device contact pad on the top cover plate and includes gold bumps having a predetermined height, the top cover plate and the bottom substrate being flip-chip bonded to provide a perimeter seal and to ensure electrical connectivity between the plurality of internal devices and at least one external component. | 1. A device platform, which contains at least one internal component, wherein the device platform is configured to isolate the at least one internal component from an environment external to the device platform while providing for electrical connectivity to at least one external component externally located on the outer surface of the said device platform, the device comprising: an enclosure, said enclosure including a top cover plate and a bottom substrate configured to define a sealed enclosure cavity for containing the at least one component,wherein said top cover plate is configured to allow reception and transmission of electromagnetic radiation, the surface of said top cover plate adjacent said enclosure cavity being covered with an epitaxial Si film in intimate cohesion, andwherein said bottom substrate is constructed of a high resistivity Si having a Si substrate material conductivity and includes at least one partial Si via (PSV), wherein said at least one partial Si via (PSV) is configured to electrically connect said at least one internal component with said at least one external component, andwherein said partial Si via (PSV) is formed by introducing a dopant with said Si material, wherein the combination of said dopant and said Si material results in at least one of a reduced conductivity and a conductivity that is opposite to that of said Si substrate material conductivity, andwherein an outer perimeter of each of said surface of said top cover plate adjacent said enclosure cavity and a surface of said bottom substrate adjacent said enclosure cavity includes a continuous gold fence cohesively bonded to its respective Si surface, wherein said top cover plate and said bottom substrate are configured such that said enclosure cavity is sealed using a gold-to-gold bond. 2. The device of claim 1, wherein said at least one internal component includes a plurality of components, and wherein said at least one external component includes a plurality of components, and wherein said at least one partial Si via (PSV) includes a plurality of partial Si vias (PSVs), each of said plurality of partial Si vias (PSVs) being electrically isolated from each other and electrically connected to one of said plurality of internal and external components. 3. The device of claim 2, wherein said external component is a biosensor. 4. The device of claim 3, wherein the said biosensor is selected from electrochemical biosensor and chemical field effect transistors (Chem-FETs). 5. The device of claim 1, wherein said device is miniaturized to fit inside of a hypodermic needle. 6. The device of claim 1, wherein said top cover plate is constructed from at least one of an epitaxial Si film on sapphire material, an epitaxial Si film-on-quartz material, an epitaxial Ge film-on-ZnSe material, an epitaxial Si film on ZnS material and an epitaxial Si film on SiC material. 7. The device of claim 1, wherein said at least one partial Si via (PSV) is formed by at least on... | - | A61B005/00
US08398560 | B2 | 2013-03-19 | Equine wireless physiological monitoring system | 2005-11-14 | An accelerometer senses equine respiratory structural vibrations. The accelerometer includes a sensing surface configured to be attached to one of hair, skin, bone, ligament, cartilage, and other tissue of a horse. The accelerometer is responsive to respiratory structural vibrations of the horse and outputs a signal corresponding to the respiratory structural vibrations. | 1. A method of monitoring physiological data of an exercising horse comprising: (a) mounting a sensing surface of an accelerometer directly to one of hair and skin of a horse, the accelerometer detecting respiratory structural vibration data;(b) exercising the horse;(c) converting the respiratory structural vibration data to a corresponding signal and wirelessly transmitting the corresponding signal;(d) receiving the wirelessly transmitted corresponding signal at an audio generating device, the audio generating device emitting audible sound in generally real time based on the corresponding signal; and(e) storing, at least temporarily in a memory mounted proximate to the horse, the detected respiratory structural vibration data, wherein at least one of the accelerometer and the memory is configured for wireless communication of the detected respiratory structural vibration data. 2. The method according to claim 1, further comprising: (f) displaying, on one of a trend display and a computer, the respiratory structural vibration data. 3. The method according to claim 1, further comprising: (f) playing back the respiratory structural vibration data stored in the memory as one of a graphical trend and an audible sound. | Andrew H. Elser, PC | A61B005/08 A61B005/103
US08986228 | B2 | 2015-03-24 | Method and apparatus for monitoring surgical traction | 2011-09-19 | Apparatus is described for measuring and displaying the magnitude of traction forces applied to a patient's lower limbs during surgery, and for measuring the direction and magnitude of counter-traction forces applied to the patient's body by the perineal post located at the patient's groin to oppose traction forces applied to the patient's lower limbs. | 1. A method for indicating forces applied to a patient's body while undergoing surgical traction, comprising the steps of: a) providing an operating table with a perineal post, said perineal post having plural strain gauges attached to said perineal post, said plural strain gauges connected to transmitting circuitry and configured for providing electrical signals proportional to a force applied thereto;b) locating a patient on the operating table with said perineal post located between said patient's legs;c) applying traction force to one or both of the patient's legs;d) with said strain gauges, measuring a force applied to said perineal post;e) calculating a direction of the force applied to said perineal post; andf) displaying the direction of the force applied to said perineal post. 2. The method according to claim 1 wherein step d) includes the step of measuring the force applied to said perineal post along two axes. 3. The method according to claim 2 wherein the two axes are generally perpendicular to one another. 4. The method according to claim 3 including the step of providing load cells to measure an amount of traction force applied to one or both of said patient's legs. 5. The method according to claim 4 including the steps of using a computing device to receive signals from said strain gauges and said load cells and with said computing device, analyzing said signals to generate data corresponding to a magnitude and direction of said traction force. 6. The method according to claim 5 including the step of displaying a force vector on a display associated with said computing device, said force vector representing the magnitude and direction of said force applied to said perineal post. 7. The method according to claim 6 including the step of displaying a graphical representation of the patient's body on said display and wherein the force vector is superimposed over a graphical representation of said patient's body. 8. The method according to claim 1 including the step of providing an alarm when the traction force applied to said perineal post exceeds a pre-determined limit. 9. The method according to claim 1 including the step of recording the traction force applied to one or both of the patient's legs. 10. A method for indicating forces applied to a patient's body while undergoing surgical traction, comprising the steps of: a) providing an operating table with a perineal post, said perineal post having plural strain gauges attached to said perineal post and capable of measuring forces applied to said perineal post along at least two different axes;b) locating a patient on the operating table with said perineal post located between said patient's legs;c) attaching a traction application device to both of the patient's legs and providing said traction application devices with a load cell for measuring tension applied to said patient's legs by said traction application devices;d) applying tension to one or both of the patient's leg... | Trimanus Medical, Inc. | A61B005/103 A61B005/117 A61B017/66 A61B005/00
US08509872 | B2 | 2013-08-13 | Redundant connections to picafina probing device | 2012-11-14 | A picafina device that is an electrode for measurement of neuron electrical activity where the number of measurement points is very large, and methods of selecting a subset of available measuring electrodes on the surface of the device. The device can keep the selection for a predetermined length of time, or for an indefinite length of time, both under control of the researcher or the neurosurgeon. Selecting a different measuring pad, or a combination of pads, is equivalent to making measurement at a different location or on a nearby neuron. Several parallel measurements can be made, in which case correlations can be made between the firing of different neurons. | 1. A device for measuring an electrical signal occurring in body cells of an animal comprising: a picafina having a generally cylindrical device body with a proximal extremity, a distal extremity, an inner lumen and an outer surface;a plurality of measuring electrode tips on the outer surface of the picafina in fixed relative positions at the distal extremity;a first plurality of wires running inside the lumen wherein the first plurality of wires have wires comprising at least one element selected from the group consisting of: electric power wires, binary information wires, and signal carrying wires;a plurality of first on/off switches, each of the first on/off switches associated with one of the measuring electrode tips for selecting the associated measuring electrode tip;a plurality of second on/off switches, each of the second on/off switches associated with one of the first plurality of wires running inside the lumen;a device connector at the proximal extremity of the picafina to connect the first plurality of wires in the lumen to additional wires outside the picafina device body, the additional wires outside the picafina for connecting to at least one element selected from the group consisting of: a measuring and/or recording instrument, an electric energy storage, and a control electronics;wherein the measuring electrode tips are configured to measure the electrical signal values at the body cells next to the respective measuring electrode tips; anda timer electronic circuit that controls the duration of the “on” time of at least one of the first or second on/off switches such that once one of the plurality of switches is turned “on” it is kept in the “on” state for a pre-determined time, after which the timer electronic circuit moves the switch to the “off” state. 2. The device of claim 1 further comprising a plurality of electrical amplifiers, each electrical amplifier between each one of the measuring electrode tips and the associated first on/off switch. 3. The device of claim 1 further comprising a means for connecting in parallel a subset of the plurality of measuring electrode tips to the first plurality of wires, the means capable of latching the on state of each of the first on/off switches. 4. The device of claim 3 further comprising a means for un-latching all of the first on/off switches. 5. The device of claim 1 further comprising: an addressing means having bits to form a first address to uniquely identify each of the measuring electrode tips and to form a second address to uniquely identify each of the first plurality of wires; anda plurality of first address decoders, wherein each of the first address decoders is for one of the measuring electrode tips and associated first on/off switch and each of the first address decoders having a unique digital address;a plurality of second address decoders, wherein each of the second address decoders is for one of the first plurality of wires and associated second on/off switch and... | - | A61B005/0478 A61B005/0408
US10130281 | B2 | 2018-11-20 | Device for measuring bioimpedances | 2011-03-14 | The device is used to measure bioimpedances and has in each case at least one measurement electrode for each foot and each hand of a person who is to be measured. The electrodes are connected to an evaluation unit. In addition, at least one balance is used to determine a body weight of the person who is to be measured. The hand electrodes, provided for contact with the hands of the person who is to be measured, are arranged in the area of at least one positionable support element. | 1. A device for measuring bioimpedances, comprising at least two measuring foot electrodes for each foot and at least two measuring hand electrodes for each hand of a person to be measured; an evaluation device, the at least two measuring foot electrodes and the at least two measuring hand electrodes being connected to the evaluation device; at least one scale for determining body weight of the person being measured; at least four positionable electrode support elements, wherein the at least two measuring hand electrodes provided for contact with the hands of the person being measured are arranged in an area of each of the at least four positionable electrode support elements; and a guide element, wherein the at least four electrode support elements include at least two electrode support elements provided for each hand of the person at different positions along the guide element to facilitate differing arm lengths of people being measured, each of the at least two electrode support elements having two measuring hand electrodes, wherein the at least two electrode support elements are positionable with a horizontal directional component, wherein the at least two electrode support elements are rotatable about a longitudinal axis of the guide element, wherein the at least two electrode support elements each have a length and each of the at least two electrode support elements is mounted on the guide element so that the entire length of each of the at least two electrode support elements is slidable along the guide element in a direction of said longitudinal axis of the guide element, wherein each of the electrode support elements has a contour curved about a longitudinal axis of the electrode support element in a gripping direction of a user, wherein the at least two measuring hand electrodes on each electrode support element are separated by a central web so as to increase grasping security, wherein the central web projects perpendicular to the longitudinal axis of the guide element and above contact surfaces of the at least two measuring hand electrodes. 2. The device according to claim 1, wherein the at least two electrode support elements are configured so as to be height adjustable. 3. The device according to claim 1, and further comprising a vertical column that carries an indicator, the guide element being attached to the vertical column. 4. The device according to claim 3, wherein the guide element has ends facing away from the vertical column, and further comprising struts that support the ends of the guide element. 5. The device according to claim 3, wherein the guide element is height adjustable relative to the vertical column. 6. The device according to claim 4, wherein the ends of the guide element facing away from the vertical column are lower in a vertical direction than an area of the guide element facing the vertical column. 7. The device according to claim 1, wherein the guide element has a semicircular shape. 8. The device a... | SECA AG | A61B005/053 A61B005/00 G01G019/50
US10791950 | B2 | 2020-10-06 | In-vivo calibration of contact force-sensing catheters using auto zero zones | 2011-09-30 | A method for the in vivo re-calibration of a force sensing probe such as an electrophysiology catheter provides for the generation of an auto zero zone. The distal tip of the catheter or other probe is placed in a body cavity within the patient. Verification that there is no tissue contact is made using electrocardiogram (ECG) or impedance data, fluoroscopy or other real-time imaging data and/or an electro-anatomical mapping system. Once verification that there is no tissue contact is made, the system recalibrates the signal emanating from the force sensor setting it to correspond to a force reading of zero grams and this recalibrated baseline reading is used to generate and display force readings based on force sensor data. | 1. A method for calibrating a probe having a distal tip and force sensor near the distal end of the probe comprising the steps of: inserting the probe into a body cavity of a patient;receiving location information at a signal processor indicative of the location of the distal tip of the probe in a three-dimensional space;creating an anatomic image of a body cavity and storing image data representative of the location of the body cavity in the three-dimensional space in the signal processor;receiving at the signal processor a first signal from the force sensor indicative of the force being applied to the distal end of the probe;automatically verifying that the distal tip of the probe is not in contact with tissue of the patient independent of the first signal by using the signal processor to compare the location information indicative of the location of the distal tip of the probe to the anatomic image of the body cavity in the three-dimensional space;after the automatic verification step automatically calibrating the processor to set the first signal from the force sensor to a force reading of zero in response to verification that the force sensor is not in contact with tissue. 2. The method of claim 1 further comprising the step of: storing the location of the distal tip of the probe as a location of an auto zero zone. 3. The method of claim 2 further comprising the steps of: manipulating the probe to a stored auto zero zone location;receiving at the signal processor a second signal from the force sensor indicative of the force being applied to the distal end of the probe;recalibrating the processor to set the second signal from the force sensor to a force reading of zero. 4. The method of claim 2 further comprising the steps of: continuously monitoring the location of the distal tip of the probe in three-dimensional space;receiving at the signal processor a second signal from the force sensor indicative of the force being applied to the distal end of the probe;recalibrating the processor to set the second signal from the force sensor to a force reading of zero when the location of the distal tip of the probe is equivalent to an auto zero zone location. 5. The method of claim 2 wherein the step of receiving location information regarding the distal tip of the catheter comprises receiving the spatial coordinates and pitch, roll and yaw of the location sensor. 6. The method of claim 2 wherein the auto zero zone is expanded from a single point using reconstructed tissue geometry from an electro-anatomic mapping system to determine a three-dimensional auto zero zone around the single auto zero zone location that has been verified and located. 7. The method of claim 2 wherein the auto zero zone is expanded from a single point using reconstructed tissue geometry from an electro-anatomic mapping system to determine a three-dimensional auto zero zone around the single auto zero zone location that has been verified and located. 8. The method of cl... | Biosense Webster (Israel) Ltd. | A61B005/042 A61B005/06 A61B005/00 G01L025/00 A61B018/00 A61B018/14 A61B017/00 A61B090/00
US09662060 | B2 | 2017-05-30 | Integrity testing method and apparatus for delivering vapor to the uterus | 2012-10-09 | A method and system of providing therapy to a patient's uterus is provided, which can include any number of features. The method can include the steps of inserting a uterine device into the uterus and performing a uterine integrity test to determine that the uterus is intact and not perforated. If it is determined that the uterus is not perforated, a patency test can be performed to determine that the uterine device is not clogged or embedded in tissue. If the uterus is intact and the device is not clogged or embedded in tissue, the uterus can be treated with the uterine device, e.g., uterine ablation. Systems for performing these methods are also disclosed. | 1. A method of performing a procedure on a uterus of a patient, comprising: performing a uterine integrity test comprising: inserting a uterine device into the uterus of the patient;delivering gas or fluid from an inflow lumen of the uterine device into the uterus;measuring a flow rate of the gas or fluid as it is delivered into the uterus;determining that the uterus is sealed if the flow rate decreases below a flow rate threshold value;eliminating retrograde flow from the uterus back through the uterine device with a one way valve disposed in the inflow lumen; andafter performing the uterine integrity test and determining that the uterus is sealed, performing a patency test for the uterine device comprising: delivering gas or fluid from the inflow lumen of the uterine device into the uterus;removing gas or fluid from the uterus with an outflow lumen of the uterine device;determining that the uterine device is not clogged or embedded in tissue if a flow rate of gas or fluid removed from the uterus is observed through the outflow lumen of the uterine device. 2. The method of claim 1 wherein the uterine device is a uterine ablation device. 3. The method of claim 1 wherein fluid flow is observed in a flow meter of the outflow lumen. 4. The method of claim 1 wherein the determining that the uterus is sealed step further comprises determining that the uterus is sealed if the flow rate decreases below a flow rate threshold value within a predetermined time period. 5. The method of claim 1 wherein the one way valve prevents retrograde flow and sinusoidal wave forms in response to uterine contractions. 6. The method of claim 1 wherein the determining that the uterus is sealed step further comprises determining that the uterus is sealed if the flow rate decreases to zero after the predetermined time period. 7. The method of claim 1 wherein the delivering steps further comprise delivering gas or fluid from the inflow lumen of the uterine device into the uterus at a constant pressure bounded by a safety threshold pressure. 8. The method of claim 7 wherein the safety threshold pressure is approximately 70 mm Hg. 9. The method of claim 1 where the flow rate threshold value is between 2 and 5 ml/min. 10. The method of claim 1 further comprising, during the patency test, determining that the uterine device is clogged or embedded in tissue if the return flow of gas or fluid is not observed in the outflow lumen of the uterine device. 11. The method of claim 1 further comprising, during the uterine integrity test, determining that the uterus has a perforation that is sealed at lower pressures and is opened at higher pressures if the flow rate oscillates between a low level and a high level. 12. The method of claim 1 wherein, during the uterine integrity test, the determining that a uterus is sealed step further comprises determining that the uterus is sealed if the flow rate averages approximately zero or the flow rate average is below a threshold value... | AEGEA MEDICAL INC. | A61B005/00 A61B018/04 A61B005/03 A61B018/00
US09354290 | B2 | 2016-05-31 | Method and magnetic resonance system to generate an MR image with a tracking factor | 2012-03-02 | For the generation of a magnetic resonance (MR) image of a predetermined volume segment of a living subject, a tracking factor is determined for each of different regions of the volume segment, from which the position of the respective region can be determined depending on a position of a moving area of the subject. MR image data of the volume segment are acquired for different positions of the moving area. The position of the moving area is calculated depending on the position and the tracking factor of the respective region, and the MR image data of the respective region are reconstructed using the MR image data of the volume segment corresponding to the calculated position of the moving area. The MR image of the predetermined volume segment is generated as a combination of the constructed MR image data of the regions. | 1. A method to generate a magnetic resonance (MR) image of a predetermined volume segment of a living subject, comprising: operating an MR scanner to acquire MR data from a predetermined volume segment of a living subject, for different positions of a moving area of the living subject, said volume segment comprising a plurality of different regions within said volume segment;providing said MR data to a computer, and using said computer to determine the different position of the moving area and a respective tracking factor for each of said plurality of different regions of the volume segment that correlates movement of each different region to said moving area;for each of said different regions, using said computer to calculate a position of the respective region dependent on the position of the respective region and the tracking factor for the respective region, by determining the position of the respective region from the tracking factor dependent on a position of the moving area; andusing the MR data and the calculated positions of the respective regions to reconstruct a motion-corrected image of each respective region wherein the calculated positions of the respective regions correct for motion of the respective regions due to said moving area, and making the reconstructed motion-corrected images available in electronic form from the computer as a data file. 2. A method as claimed in claim 1 wherein the living subject is a mammal and wherein the moving area is a diaphragm of the mammal. 3. A method as claimed in claim 1 wherein the living subject is a mammal, and wherein said predetermined volume segment comprises at least a portion of a region of the heart of the mammal, including an immediate environment of the heart of the mammal. 4. A method as claimed in claim 3 wherein said predetermined volume segment comprises a coronary region of the mammal. 5. A method as claimed in claim 1 wherein the living subject is a mammal and wherein the moving area is a diaphragm of the mammal and wherein the predetermined volume segment is at least a portion of a region of the heart of the mammal, including an immediate environment of the heart of the mammal. 6. A method as claimed in claim 5 wherein said regions of the volume segment are located at least partially atop one another in a direction of a basic magnetic field of the MR scanner, and wherein the position of the respective regions corresponds to a position along the direction of the basic magnetic field. 7. A method as claimed in claim 1 comprising acquiring said MR data of said volume segment for different positions of the moving area by a step-by-step automatic entry by said computer of said data unto an electronic memory organized as k-space that corresponds to a volume that comprises the predetermined volume segment, independent of the position of the moving area, and for each step in entering the MR data into k-space, acquiring only MR data of a partial segment of k-space for the corresp... | Siemens Aktiengesellschaft | A61B005/00 G01R033/567 A61B005/055 G01R033/563
US09302752 | B2 | 2016-04-05 | Breathing sensing device with pressure chambers having different cross-sectional passages connected to a system pressure for detecting pressure drop due to breathing | 2011-03-02 | This invention relates to a breathing sensing device for detecting a pressure drop due to breathing. The device includes a diaphragm (100) having a first pressure chamber (120) on one side and a second pressure chamber (121) on a second side within an actuator housing. The first and second pressure chambers (120,121) are connected to a system pressure (L1) by flow passages (143, 153) having different cross sectional passage area (Ar, Af) arranged to facilitate detection of a pressure drop due to breathing. | 1. Breathing sensing actuator comprising: an actuator housing;a supply pressure connection constructed to connect the actuator housing to a supply pressure and provide a system pressure within the actuator housing;a timer chamber defined by the actuator housing, wherein when the actuator is connected to the supply pressure, the timer chamber fills with air from the system pressure through a restriction passage;a release valve constructed to release air pressure from the timer chamber when an air pressure in the timer chamber reaches a set release pressure value and fill a floatation device with the released air pressure;an activity valve comprising an activity diaphragm, the activity valve being constructed to release air pressure from the timer chamber when breathing by a diver using the actuator occurs, wherein the restriction passage is constructed to fill the timer chamber at a set rate so that if breathing does not occur by a set time the set release pressure value will be reached and the release valve will open;a first pressure chamber defined by the actuator housing and a first side of the activity diaphragm and having a first flow passage in communication with the supply pressure and the first pressure chamber;a second pressure chamber defined by the actuator housing and a second side of the activity diaphragm and having a second flow passage in communication with the supply pressure and the second pressure chamber, wherein when the actuator is connected to the supply pressure said first and second pressure chambers are connected to the system pressure by flow passages having different cross sectional passage areas arranged to facilitate detection of a pressure drop due to breathing, wherein the relation of cross sectional passage area between the cross sectional passage area providing a restricted flow passages to and/or from the second pressure chamber is in the range of 1/50- 1/200 in relation to the cross sectional passage area providing a flow passage to and/or from the first pressure chamber, arranged to acquire a momentary pressure difference between said first and second pressure chambers as a consequence of a pressure change in said system pressure. 2. The breathing sensing actuator according to claim 1, further comprising an on-off valve comprising an on-off diaphragm, the on-off diaphragm having a first side contacting an ambient environment and a second side contacting a balance chamber defined by the actuator housing, wherein when water pressure contacting the first side of the on-off diaphragm is greater than a pressure in the balance chamber the actuator is switched into an on mode, and the balance chamber is open to the ambient environment before a system pressure is opened and closed to the ambient environment when the system pressure is opened to calibrate the pressure in the balance chamber to the ambient pressure at a surface of water. 3. A method of breathing while diving comprising: attaching the actuator according... | CONSENSUM AS | G01F001/34 B63C011/22 A61B005/087 A62B009/02
US10850126 | B2 | 2020-12-01 | System and method for guided adaptive brachytherapy | 2011-05-27 | A system and methods for adaptive placement of a treatment element include a placement device (134), and a localization system (120) configured to track progress of the placement device such that a position of a treatment element (146, 132) placed by or to be placed by the placement device is stored in memory. A computer system (142) includes a program (104) implemented in computer readable storage media and configured to compute an effect of the treatment element at the position and determine whether a dosage amount has been achieved by the treatment element for treatment of an organ. | 1. A system for adaptive placement of treatment elements in an organ of a subject in accordance with a target dosage plan for treatment of the organ, the system comprising: a placement device configured to place a treatment element at a first actual location in the organ, the treatment element corresponding to a virtual treatment element at a planned location in a model of the organ;a tracking system configured to track the placement of the treatment element by identifying a trajectory of the placement device for guiding a tip of the placement device toward a planned location of the treatment element according to the target dosage plan, and to identify the first actual location at which the treatment element is placed;an ultrasound imaging device configured to generate a planning image of the organ with the subject in an initial pose for determining the target dosage plan and to generate a real-time image of the organ after the placement of the treatment element; anda computer system comprising: computer readable storage media configured to store the first actual location of the treatment element provided by the tracking system; anda processor programmed to compute an effect of the treatment element at the first actual location on the target dosage plan for treatment of the organ as compared to an effect of the virtual treatment element at the planned location, to adapt another planned location of another virtual treatment element in the model of the organ in response to the computed effect of the treatment element to achieve the target dosage plan, and to superimpose the planning image onto the real-time image of the organ to enable repositioning of the subject to the initial pose for placing another treatment element,wherein the placement device is further configured to place the another treatment element, corresponding to the another virtual treatment element, in a second actual location in the organ corresponding to the adapted another planned location. 2. The system as recited in claim 1, wherein the placement device includes one of a needle, a probe, and an applicator. 3. The system as recited in claim 1, wherein each of the treatment element and the another treatment element includes a radioactive seed. 4. The system as recited in claim 1, wherein each of the virtual treatment element and the another virtual treatment element includes a virtual seed. 5. The system as recited in claim 1, wherein the ultrasound imaging device comprises a transrectal ultrasound (TRUS) device. 6. The system as recited in claim 1, wherein the tracking system includes a fiber Bragg grating system. 7. The system as recited in claim 1, wherein the processor is further programmed to compute a dosage of the another virtual treatment element, and to determine a simulated dosage effect of the another virtual treatment element on the target dosage plan. 8. A treatment method, comprising: acquiring an ultrasound planning image of a subject positioned in an initia... | KONINKLIJKE PHILIPS N.V. | A61N005/10 A61B005/06 A61B006/02 A61B008/12 A61B034/20
US09242076 | B2 | 2016-01-26 | Ultrasonically visible scoring balloon | 2012-08-30 | An angioplasty balloon (40) is provided with a plurality of scoring elements (44) extending along the balloon (40). Within the scoring element (44) there are provided channels or lumens (36) extending therethrough. The channels or lumens (36) provide for Rayleigh scattering of ultrasonic waves directed to the balloon (40), thereby being visible by imaging devices. The channels or lumens (36) provide visibility of the balloon (40) during medical procedures, both when the balloon (40) is in a deflated, wrapped, condition and also when the balloon (40) is inflated. It is not necessary to use contrast media to fill the balloon (40). | 1. A medical angioplasty balloon for location within a lumen of a patient, the balloon including a balloon wall extending in the direction of a longitudinal axis of the balloon and provided with one or more scoring or cutting elements, there being embedded within the one or more scoring or cutting elements an elongate channel or lumen having proximal and distal ends, completely circumscribed and enclosed by the balloon wall, sealed at its proximal and distal ends, and filled with a gas, the channel or lumen thereby providing a material discontinuity therewithin to increase ultrasonic visibility. 2. A medical balloon according to claim 1, wherein the at least one channel or lumen is substantially round in axial cross-section. 3. A medical balloon according to claim 1, wherein the at least one such scoring element extends in a longitudinal direction of the balloon. 4. A medical balloon according to claim 1, wherein the scoring element is integral with the balloon. 5. A medical balloon according to claim 1, wherein the at least one scoring element is formed of the same material as the balloon. 6. A medical balloon according to claim 4, where in the at least one channel or lumen has a diameter of less than 100 micrometers. 7. A method of monitoring a medical angioplasty balloon within a patient, which balloon is provided with a balloon wall extending in the direction of a longitudinal axis of the balloon and provided with one or more scoring or cutting elements, there being embedded within the one or more scoring or cutting elements an elongate channel or lumen having proximal and distal ends, completely circumscribed and enclosed by the balloon wall, sealed at its proximal and distal ends, and filled with a gas, the channel or lumen thereby providing a material discontinuity therewithin to increase ultrasonic visibility; the method including the steps of inserting the balloon into the body of a patient, directing ultrasonic or magnetic wave energy to the patient; detecting the ultrasonic or magnetic wave energy reflected or scattered from said patient by the at least one channel and determining from the detected wave energy the location and/or condition of scoring or cutting elements of the balloon. 8. A method according to claim 7, wherein the determination step monitors for the shape of said channels in order to determine a shape of the balloon and/or a state of inflation of the balloon. 9. A method according to claim 7, wherein the determination step monitors for the relative position of a plurality of said channels, in order to determine a shape of the balloon and/or a state of inflation of the balloon. | COOK MEDICAL TECHNOLOGIES LLC | A61B005/05 A61M025/10 A61B017/3207 A61B019/00 A61B017/22
US20130066176 | A1 | 2013-03-14 | VENOUS OXYGEN SATURATION SYSTEMS AND METHODS | 2011-09-09 | Methods and systems are discussed for determining venous oxygen saturation by calculating a ratio of ratios from respiration-induced baseline modulations. A calculated venous ratio of ratios may be compared with a look-up table value to estimate venous oxygen saturation. A calculated venous ratio of ratios is compared with an arterial ratio of ratios to determine whether baseline modulations are the result of a subject's respiration or movement. Such a determination is also made by deriving a venous ratio of ratios using a transform technique, such as a continuous wavelet transform. Derived venous and arterial saturation values are used to non-invasively determine a cardiac output of the subject. | 1. A method for analyzing a physiological signal obtained from a subject, the method comprising: calculating, from the obtained physiological signal, a first ratio value indicative of a modulation in the obtained physiological signal;obtaining a second ratio value indicative of a cardiac pulsatile component in the obtained physiological signal;comparing the first ratio value to the second ratio value; andmaking a determination regarding the obtained physiological signal based on the comparison of the first ratio value to the second ratio value. 2. The method of claim 1, wherein calculating the first ratio value comprises: calculating a first numerator value by dividing a first amplitude of a first candidate respiration-induced baseline modulation in a first wavelength component of the obtained physiological signal by a first mean amplitude of the first candidate respiration-induced baseline modulation;calculating a first denominator value by dividing a second amplitude of a second candidate respiration-induced baseline modulation in a second wavelength component of the obtained physiological signal by a second mean amplitude of the candidate second respiration-induced baseline modulation; andcalculating a ratio using the first numerator value and the first denominator value. 3. The method of claim 2, wherein obtaining the second ratio value comprises: calculating a second numerator value by dividing a first amplitude of a first cardiac pulsatile component in the first wavelength component of the obtained physiological signal by a first mean amplitude of the first cardiac pulsatile component;calculating a second denominator value by dividing a second amplitude of a second cardiac pulsatile component in the second wavelength component of the obtained physiological signal by a second mean amplitude of the second cardiac pulsatile component; andcalculating a ratio using the second numerator value and the second denominator value. 4. The method of claim 3, wherein the comparing comprises deriving a signal quality metric from the first ratio value and the second ratio value, and wherein making the determination comprises using the signal quality metric to determine a likelihood that the respiration-induced baseline modulations in the signal are caused by respiration. 5. The method of claim 4, wherein the signal quality metric comprises a function of the first ratio value and the second ratio value. 6. The method of claim 5, wherein the function is a combined ratio of the first ratio value and the second ratio value. 7. The method of claim 5, wherein the determination is based on a difference between the signal quality metric and a threshold value. 8. The method of claim 7, wherein the threshold value comprises a finger oxygen usage measure derived from a long-term difference between respiration and pulsatile modulations in data collected from the subject over time. 9. The method of claim 4, further comprising comparing each of the first ratio v... | Nellcor Puritan Bennett Ireland | A61B005/1455
US20130079659 | A1 | 2013-03-28 | INTEGRATION OF ELECTROENCEPHALOGRAPHY (EEG) AND TRANSCRANIAL DIRECT CURRENT STIMULATION (tDCS) WITH HIGH-SPEED OPERATION, ELECTRODE, RE-USE, AUTOMATED tDCS ELECTRODE CONFIGURATION, AND MULTIPLE INDEPENDENT tDCS CURENT SOURCES | 2011-09-23 | Transcranial direct current stimulation (tDCS) and electroencephalography (EEG) are integrated, including re-using electrodes to perform both tDCS and EEG, and automatically alternating EEG collection and tDCS application. EEG and tDCS functionalities are integrated into a single headset. Improvements in tDCS include realizing multiple tDCS current flow configurations without repositioning electrodes, and concurrently applying multiple independent tDCS currents to a subject. | 1. A method of integrating transcranial direct current stimulation (tDCS) and electroencephalography (EEG), comprising: collecting EEG data from a subject using an electrode arrangement that includes a plurality of electrodes positioned on a scalp of the subject; andapplying tDCS to the subject using said electrode arrangement. 2. The method of claim 1, including automatically alternating said applying and said collecting. 3. The method of claim 1, wherein said applying includes selecting at least two electrodes of said electrode arrangement, and automatically accessing said at least two electrodes electrically to permit tDCS current flow therebetween. 4. The method of claim 1, wherein said applying includes concurrently supplying first and second independent tDCS currents to said electrode arrangement. 5. An apparatus that integrates tDCS and EEG, comprising: an electrode arrangement including a plurality of electrodes adapted for placement on a scalp of a subject;an EEG analyzer coupled to said electrode arrangement to receive EEG data from the subject; anda tDCS drive apparatus coupled to said electrode arrangement for applying tDCS to the subject. 6. The apparatus of claim 5, including a switching arrangement coupled to said electrode arrangement and said EEG analyzer and said tDCS drive apparatus, said switching arrangement configured for automatically alternating connection of electrode arrangement to said EEG analyzer and said tDCS drive apparatus. 7. The apparatus of claim 5, including a switching arrangement coupled to said electrode arrangement and said tDCS drive apparatus, said switching arrangement configured for selecting at least two electrodes from said electrode arrangement, and for automatically connecting said at least two electrodes to said tDCS drive apparatus. 8. The apparatus of claim 5, wherein said tDCS drive apparatus includes first and second current sources for respectively supplying first and second independent tDCS currents to said electrode arrangement concurrently. 9. A method of performing tDCS, comprising: maintaining a plurality of electrodes respectively positioned at a plurality of locations on a scalp of a subject; andduring said maintaining, using a first set of said electrodes to apply a first tDCS current flow in a first current flow configuration on the scalp, andthereafter, using a second set of said electrodes to apply a second tDCS current flow in a second current flow configuration on the scalp, wherein said second set of electrodes is different from said first set of electrodes. 10. The method of claim 9, including, during said maintaining, selecting said first and second sets of electrodes, anddiscontinuing said using said first set of electrodes, and thereafter automatically commencing said using said second set of electrodes. 11. The method of claim 9, including collecting EEG data from the subject using the electrodes. 12. The method of claim 11, wherein said collecting includes automa... | - | A61B005/0476
US20130096461 | A1 | 2013-04-18 | METHOD AND APPARATUS FOR DETERMINING FLOW RATES OF EXCRETED OR SECRETED BODY FLUIDS | 2011-03-10 | The invention relates to an apparatus and method to determine and monitor the flow rates and volume of fluids excreted or secreted by the body. The invention achieves the above objects by providing an apparatus comprising; a measuring unit comprising a conduit made of a material having a low thermal conductivity and supporting at least two thermistors; an upstream thermistor serving as a compensation thermistor and a downstream thermistor located as far downstream as possible from said upstream thermistor and pre-heated to and kept at pre-defined temperature which is warmer than the fluid temperature to be metered; and means for applying small electric voltages to the thermistors to enable generation of an electric signal; and a control and display unit being operatively connected to the measuring unit. | 1. An apparatus for determining the flow rate and amount of a selected secreted or excreted body fluid, comprising: a) a measuring unit comprising a conduit made of a material having a low thermal conductivity and supporting at least two thermistors; an upstream thermistor serving as a compensation thermistor and a downstream thermistor located as far downstream as possible from said upstream thermistor and pre-heated to a temperature which is warmer than the fluid temperature;b) means for applying constant small electric voltages to said thermistors to enable generation of electric signals, said signals flowing through said upstream thermistor being sufficiently low to prevent substantial heating of said thermistor; andc) a control and display unit being operatively connected to said measuring unit, said control unit including means for calculating the difference between the electrical resistance of said upstream and said downstream thermistors and then calculating the flow rate based on the electrical signal difference, the flow rate being a function of the body fluid flow rate and then calculating the accumulated amount of fluid based on the internal cross section of said conduit in which said fluid flows; and comprising a display for displaying the flow rate and displaying the accumulating volume of body fluid. 2. The apparatus as claimed in claim 1, further comprising a heating element, thermally coupled to said downstream thermistor and distant from said upstream compensation thermistor, said heating element heating said downstream thermistor and maintaining said downstream thermistor in a pre-defined temperature range. 3. The apparatus as claimed in claim 1, further comprising a heating element, thermally coupled to said downstream thermistor and distant from said upstream compensation thermistor, said thermistors and heating element being supplied with a fixed constant regulated level of electric power. 4. The apparatus as claimed in claim 2 wherein said heating element has a low electrical resistance and is powered by a low voltage power supply, the combination of which is sufficient to maintain said downstream thermistor at said constant pre-defined temperature. 5. The apparatus as claimed in claim 2, wherein said heating element is thermally coupled to said downstream thermistor by means of a heat conducting material. 6. The apparatus as claimed in claim 1 wherein said connector means for interconnecting said control and display unit to said measuring unit comprises a connection selected from the group comprising electronic circuitry, a data and power communication cable, and an electromagnetic transmitter/receiver. 7. An apparatus for determining the flow rate and amount of milk passing from the breast of a woman to a baby, comprising a) a measuring unit having a short conduit containing at least two thermistors as claimed in claim 1;b) an adaptor arranged to fit and retain contact with the nipple area of the breast, said adapto... | - | A61B005/00
US08391947 | B2 | 2013-03-05 | Catheter with sheet array of electrodes | 2010-12-30 | A medical device has a flexible elongated body, a handle connected to the elongated body, at least one spine connected to the elongated body, and a flexible sheet attached to the at least one spine. The flexible sheet has a plurality of electrodes thereon, wherein the flexible sheet and the plurality of electrodes define a mapping assembly for mapping electrical information in tissue, and wherein the at least one spine and the flexible sheet is movable from a collapsed configuration to a deployed configuration. | 1. A medical device comprising: a flexible elongated body;a handle connected to the elongated body;a plurality of spines connected to the elongated body;a flexible sheet having a plurality of electrodes thereon, the flexible sheet and the plurality of electrodes defining a mapping assembly for mapping electrical information in tissue, wherein each of the plurality of spines is attached near a respective corner of the flexible sheet with the spines and the flexible sheet being movable from a collapsed configuration to a deployed configuration; anda central spine shorter in length than the plurality of spines which is connected to the flexible sheet at a location near the center of the sheet. 2. The medical device according to claim 1, further comprising a location sensor on the at least one of the plurality of spines. 3. The medical device according to claim 2, wherein the location sensor provides six-dimensional location information. 4. The medical device according to claim 3, wherein the mapping assembly provides mechanical information. 5. The medical device according to claim 1, wherein the plurality of electrodes are an array of electrodes on the flexible sheet. 6. The medical device according to claim 5, wherein the mapping assembly comprises a photoresist. 7. The medical device according to claim 6, wherein the photoresist comprises SU-8 material. 8. The medical device according to claim 1, wherein the plurality of spines comprises two or more spines. 9. The medical device according to claim 1, wherein the plurality of spines comprises three or more spines. 10. The medical device according to claim 1, wherein the plurality of spines comprises four or more spines. 11. The medical device according to claim 1, wherein the plurality of spines comprises five or more spines. 12. The medical device according to claim 1, wherein the flexible sheet comprises a plurality of distinct, separate sections, the sections having a unitary-like form in the deployed configuration. 13. The medical device according to claim 1, wherein the flexible sheet has a convex form in the deployed configuration. 14. The medical device according to claim 1, wherein the flexible sheet has a concave form in the deployed configuration. 15. The medical device according to claim 1, wherein the plurality of electrodes are used for treating the tissue. 16. A method for mapping tissue comprising the steps of: providing a device comprising a flexible elongated body; a handle connected to the elongated body; a plurality of spines connected to the elongated body; and a flexible sheet having a plurality of electrodes thereon, the flexible sheet and the plurality of electrodes defining a mapping assembly for mapping electrical information in tissue, wherein each spine is connected to a respective corner of the flexible sheet with the flexible sheet and the plurality of spines being movable from a collapsed configuration to a deployed configuration wherein the device furth... | Biosense Webster (Israel), Ltd. | A61B005/042 A61B018/14
US20130096395 | A1 | 2013-04-18 | METHOD AND APPARATUS FOR PERSONALIZED PHYSIOLOGIC PARAMETERS | 2011-04-01 | Methods and apparatus combine patient measurement data with demographic or physiological data of the patient to determine an output that can be used to diagnose and treat the patient. A customized output can be determined based the demographics of the patient, physiological data of the patient, and data of a population of patients. In another aspect, patient measurement data is used to predict an impending cardiac event, such as acute decompensated heart failure. At least one personalized value is determined for the patient, and a patient event prediction output is generated based at least in part on the personalized value and the measurement data. For example, bioimpedance data may be used to establish a baseline impedance specific to the patient, and the patient event prediction output generated based in part on the relationship of ongoing impedance measurements to the baseline impedance. Multivariate prediction models may enhance prediction accuracy. | 1. An apparatus to monitor a patient, the apparatus comprising: at least two electrodes coupled to circuitry to measure an impedance of the patient;at least one processor to receive the measured impedance and patient data, the at least one processor configured to determine an output based on the impedance and the patient data. 2. The apparatus of claim 1, wherein the patient data corresponds to a demographic of the patient. 3. The apparatus of claim 2, wherein the patient demographic corresponds to one or more of a gender of the patient, an age of the patient, or a race of the patient. 4. (canceled) 5. The apparatus of claim 1, wherein the patient data corresponds to fat of the patient comprising one or more of a percent body fat of the patient, a body mass index, a height of the patient, a weight of the patient, a caliper measure of the fat of the patient, a tape measure test of the patient, a near infrared interactance, images of the patient to determine fat, dual energy x-ray absorptiometry (DXA), expansion based on body volume, body average density measurement, a second impedance measurement of the patient, an anthropometeric measurement of body fat, a circumference of the patient, a circumference of a body part, a thickness of a skin fold, or an estimate of body density. 6. The apparatus of claim 1, wherein the output comprises customized patient data based on patient data corresponding to fat of the patient and at least one patient demographic comprising one or more of a sex, a race, or an age of the patient. 7. (canceled) 8. The apparatus of claim 1, wherein the patient data comprises one or more of blood pressure, creatinine, blood urea nitrogen (BUN), troponin, ck-mb (creatinine kinase-MB), or a previous event of the patient. 9. The apparatus of claim 1, wherein the output comprises one or more of a patient hydration indicator, an adjusted impedance, a patient population statistic adjusted based on the patent data, the hydration indicator over time, or a patient event prediction output. 10. (canceled) 11. The apparatus of claim 1, wherein the at least one processor is configured to increase an hydration amount of the patient hydration indicator based on the impedance measurement and in response to a decrease of fat of the patient and wherein the at least one processor is configured to decrease the hydration amount of the patient hydration indicator based on the impedance measurement and in response to an increase of the fat of the patient. 12. The apparatus of claim 11, wherein the hydration indicator comprises an adjusted impedance of the patient and wherein the adjusted impedance corresponds inversely to the hydration of the patient. 13. The apparatus of claim 1, wherein the output comprises the adjusted impedance. 14-15. (canceled) 16. The apparatus of claim 1, wherein the output comprises a spot check output based on a spot check impedance measurement of the patient and the patient data. 17-18. (canceled) 19. The appa... | CORVENTIS, INC. | A61B005/0205 A61N001/00 A61B005/107 A61B006/00 A61B005/053 A61B005/00
US08406855 | B2 | 2013-03-26 | Computer-operated mammography system with a contrast agent injector, and controller and operating method therefor | 2011-08-31 | A controller for a contrast agent-based, dual energy or two-spectrum tomosynthesis, has a control module that is designed for synchronized control of an injector and the mammography system. The control is based on measured, patient-specific values. | 1. A medical system comprising: a mammography apparatus configured to obtain tomographic scans of a breast of a patient in a mammography procedure, said tomographic scans including a first tomoscan and at least one second tomoscan following said first tomoscan;said mammography apparatus comprising a movable compression plate operable to selectively compress and decompress the breast in the mammography apparatus during said mammography procedure;a contrast agent injector configured to interact with the patient to inject contrast agent into the patient;a computerized control unit configured to operate said mammography apparatus, including operating said compression plate, and to operate said contrast agent injector with synchronized control of operation of said contrast agent injector and said mammography apparatus;said control unit having an input provided with predefined, patient-specific parameters having respective values that are specific to the patient;said control unit being configured to automatically calculate injection-specific data, comprising a contrast agent quantity and a contrast agent flow speed, from said patient-specific parameters, and to control injection of said contrast agent into the patient via said contrast agent injector using said injection-specific data;said control unit also being configured to automatically determine compression data dependent on said injection-specific data, and to control compression and decompression of the breast in the mammography apparatus by moving said compression plate dependent on said compression data; andsaid control unit also being configured to calculate mammography apparatus control data dependent on said patient-specific parameters, said injection-specific data and said compression data, and to control said mammography apparatus dependent on said mammography apparatus control data, said mammography apparatus control data including at least a designation of a starting point in time for said at least one second tomoscan, with said mammography apparatus control data and said compression data and said injection-specific data being matched to each other. 2. A system as claimed in claim 1 wherein said control unit is integrated into said mammography apparatus. 3. A system as claimed in claim 1 wherein said control unit is located at a remote location with respect to a site of said mammography apparatus, and wherein said medical system comprises a communication link configured for data exchange between said control unit and said mammography apparatus. 4. A system as claimed in claim 1 wherein said control unit is configured by hardware to calculate said injection-specific data, said compression data, and said mammography apparatus control data. 5. A system as claimed in claim 1 wherein said control unit is configured by software to calculate said injection-specific data, said compression data, and said mammography apparatus control data. 6. A medical system as claimed in claim 1 comprisin... | Siemens Aktiengesellschaft | A61B006/00 A61B005/05 A61B006/04 G06K009/00
US08390445 | B2 | 2013-03-05 | Sensory enhancement systems and methods in personal electronic devices | 2012-03-01 | Disclosed are personal electronic devices (PEDs) having a sensory enhancement (SE) system for monitoring environmental conditions and detecting environmental events, for example but not limited to, changes in acoustic, thermal, optical, electromagnetic, chemical, dynamic, wireless, atmospheric, or biometric conditions. The detection of such events can be used to invoke a notification, an alert, a corrective action, or some other action, depending upon the implementation to the PED user or another party. | 1. A non-transitory computer readable medium comprising computer program code instructions for a personal electronic device (PED) that can be transported with a user, the PED having a computer based architecture with a processor designed to execute the computer program code instructions, the PED designed to perform a first electronic based intelligence function, the first electronic based intelligence function enabling the user to initiate and receive wireless telephone calls over a telephone network, the computer program code instructions designed to enable the PED to perform a second electronic based intelligence function that is different than the first electronic based intelligence function, the second electronic based intelligence function involving detection of an event in an environment associated with the PED, the PED comprising a transducer designed to sense an environmental condition, the computer program code instructions comprising: instructions designed to detect the event in the environment associated with the PED by comparing sensed data from the transducer with reference data and determining detection of the event based upon the sensed data and the reference data, the computer program code instructions comprising instructions for initiating a notification upon detection of the event, the computer program code instructions comprising instructions for acquiring the reference data from the environment associated with the PED with the transducer and storing the reference data in memory associated with the PED prior to detecting the event;detection engine software comprising instructions that correlate the sensed data and the reference data to produce a correlation value that is indicative of a relationship between the sensed data and the reference data; and instructions that initiate a detection indication when the correlation value is above a predefined threshold; andwherein the correlation is performed by storing the reference data in the frequency domain; storing the sensed data in the time domain; converting the sensed data from the time domain to the frequency domain by performing a fast Fourier transform on the sensed data that is stored in the time domain; comparing the frequency domain sensed data with the frequency domain reference data to produce a correlation result; determining detection of the event when the correlation result surpasses the predefined threshold, which indicates that the frequency domain sensed data matches the frequency domain reference data; and wherein the frequency domain sensed data and the frequency domain reference data are each numerical arrays of magnitudes or vectors. 2. The medium of claim 1, wherein the sensed data and the reference data are each numerical arrays of magnitudes or vectors that can be compared and that were derived by sampling an environmental signal over respective time periods. 3. The medium of claim 1, wherein the computer program code instructions further comprise instructi... | Innovation Specialists, LLC | G08B001/08 G08B023/00 A61B005/04 A61B005/00 H04B007/00 H04W068/00 G01P003/36
US08744560 | B2 | 2014-06-03 | Electrogram summary | 2011-09-30 | The present disclosure is directed to generating and displaying an electrogram (EGM) summary for use by physicians or other clinicians. An implantable medical device (IMD) transmits EGM signal data for a number of cardiac episodes to an external computing device. The external computing device selects a subset of the cardiac episodes for which information or images are displayed to the user. In various examples, cardiac episodes may be selected for display based at least in part on a retrospective analysis classification of the cardiac episode. | 1. A method comprising: receiving cardiac electrogram (EGM) signal data from an implantable medical device (IMD), the EGM signal data including a plurality of detected cardiac episodes, each of the plurality of cardiac episodes classified by the IMD as at least one of a ventricular tachycardia/ventricular fibrillation (VT/VF) episode, a supraventricular tachycardia (SVT) episode, a ventricular tachycardia non-sustained (VTNS) episode, an atrial tachycardia/atrial fibrillation (AT/AF) episode, a monitored VT episode, or a ventricular oversensing (VOS) episode;conducting a retrospective analysis of each of the plurality of cardiac episodes, the retrospective analysis providing a retrospective analysis classification;using at least one processor, creating, for each cardiac episode category, a subset of the plurality of cardiac episodes, each subset including greater than or equal to one episode and less than or equal to a predetermined number of episodes; andselecting, using the at least one processor, a respective subset of the plurality of cardiac episodes for display based at least in part on at least one of the IMD classification and the retrospective analysis classification. 2. The method of claim 1, further comprising displaying a thumbnail of a portion of the EGM signal for each of the subset of the plurality of cardiac episodes. 3. The method of claim 2, further comprising selecting the portion of the EGM signal in the thumbnail based on a portion of the EGM signal used to make the retrospective analysis classification. 4. The method of claim 1, further comprising displaying information associated with the respective subset of the plurality of cardiac episodes selected for display. 5. The method of claim 4, wherein the information displayed for the respective subset of the plurality of cardiac episodes includes an indication of the IMD classification and an indication of the retrospective analysis classification. 6. The method of claim 4, wherein the information displayed for the respective subset of the plurality of cardiac episodes includes notes, generated by a processor, regarding a basis for the retrospective analysis classification. 7. The method of claim 1, further comprising prioritizing each type of IMD classification based on EGM summary rules, and displaying the selected cardiac episodes based at least in part on the prioritization. 8. The method of claim 7, further comprising prioritizing the selected cardiac episodes within each IMD classification type based on EGM summary rules. 9. The method of claim 1, wherein selection of the respective subset of cardiac episodes is based at least in part on both the IMD classification and the retrospective analysis classification. 10. The method of claim 1, further comprising selecting, from the plurality of cardiac episodes, one or more VT/VF episodes with a unique morphology. 11. The method of claim 1, wherein the respective subset of the plurality of cardiac episodes comprises ... | Medtronic, Inc. | A61B005/0456
US08417315 | B2 | 2013-04-09 | Marker systems with spaced apart surfaces or markers and methods of using the same | 2007-05-14 | A marker system includes a structure having a first surface and a second surface, a first marker located on the first surface, and a second marker located on the second surface, wherein the first marker and the second marker are arranged so that they face approximately a same direction, and so that they can be simultaneously viewed by an optical device, and wherein a first distance between the first marker and the optical device is different from a second distance between the second marker and the optical device when the first and the second markers are simultaneously viewed by the optical device. | 1. A marker system, comprising: a structure having a first surface, a second surface, and a third surface;a first marker coupled to the first surface; anda second marker coupled to the second surface;wherein the first surface to which the first marker is coupled and the second surface to which the second marker is coupled are arranged so that their respective normals face approximately a same direction; andwherein the first surface and the second surface are offset from each other at least in a direction along one of the normals, and the third surface is coupled between the first surface and the second surface. 2. The system of claim 1, wherein the first surface and the second surface are parallel. 3. The system of claim 1, wherein the first marker faces towards a first direction, the second marker faces towards a second direction, and the first and second directions do not vary by more than 15° . 4. The system of claim 1, further comprising a third marker on the first surface, and a fourth marker on the second surface. 5. The system of claim 1, further comprising a third marker on the first surface, and a fourth marker on the first surface. 6. The system of claim 1, wherein the first surface and the second surface face are separated by a distance having a value that is at least 0.5 centimeter. 7. The system of claim 1, further comprising a marking on the structure for indicating an orientation of the structure. 8. The system of claim 1, further comprising an optical device for viewing the first and the second markers. 9. The system of claim 8, further comprising a processor coupled to the optical device. 10. The system of claim 9, wherein the processor is configured to process data regarding a spacing between the first marker and the second marker, wherein the spacing is measured in a viewing direction of the optical device. 11. The system of claim 9, wherein the processor is configured to determine a position of the structure based at least in part on a relative spacing between the first marker and the second marker. 12. The system of claim 9, wherein the processor is configured to determine an orientation of the structure based at least in part on a relative spacing between the first marker and the second marker. 13. The system of claim 9, wherein the processor is configured to track a position of the structure. 14. The system of claim 1, wherein a distance between the first and the second surface measured in the direction along the one of the normals is at least 0.5 centimeter. 15. The system of claim 1, wherein the first surface has a planar region, the planar region having an area that is larger than an area of the first surface. 16. The system of claim 1, further comprising a first cross-marking on the third surface that is coupled between the first and second surfaces. 17. The system of claim 16, further comprising: a fourth surface that is perpendicular to the third surface; anda second cross-marking on the fourth surface... | Varian Medical Systems, Inc. | A61B005/05
US08412306 | B2 | 2013-04-02 | Voltage standing wave suppression for MR-guided therapeutic interventions | 2007-03-27 | A system and method of tracking a medical device and generating an image of a target area. The medical device includes a tracking device to create an imaging field-of-view that extends beyond the tip of the medical device while allowing the tip of the medical device to be visualized. The medical device further includes an imaging/visualization device to create an imaging field from the point of view of the medical device. A voltage standing wave suppression device is formed on the exterior surface of the medical device to prevent the formation of voltage standing waves and localized tissue heating. The voltage standing wave suppression device includes two cable traps spaced apart from one another with each cable trap being formed of a closely packed coiled region of a conductor extending the length of the medical device. | 1. A medical system comprising: a flexible catheter having a proximal end and a distal end and comprising: a flexible tubular wall having an interior surface defining a lumen extending along a longitudinal axis and an exterior surface coaxially exposed outside the flexible tubular wall and separated from the interior surface by a wall thickness, between the distal end and the proximal end;an antenna coil device coupled to the exterior surface adjacent the distal end of the flexible catheter, the antenna coil device having a tracking portion and an imaging portion, the tracking portion providing localized spatial sensitivity relative to the imaging portion, the tracking portion and imaging portion connected together to transmit a combined signal, the combined signal simultaneously comprising a tracking signal and an imaging signal, the combined signal being of a character so that the imaging signal may be distinguished from the tracking signal after their combination at an imaging system to generate an image of a field-of-view forward of the distal end and to generate a location of the distal end;a conductive member electrically coupled to the antenna coil device adapted to transmit the combined signal therein, and extending to the proximal end of the flexible catheter along the exterior surface;a proximal cable trap and a distal cable trap electrically coupled to the conductive member, wherein the proximal cable trap and distal cable trap are located on the exterior surface of the flexible tubular wall, the proximal cable trap and a distal cable trap adapted to suppress the formation of standing voltage waves at the conductive member;whereby the lumen may pass a therapeutic device therein from the proximal end to the distal end without interference from the cable trap or antenna coil device. 2. The medical system of claim 1, wherein a distance between the proximal cable trap and the distal cable trap is substantially half of a length of the flexible catheter. 3. The medical system of claim 1, wherein the signal has a frequency F and a corresponding wavelength WL, wherein a distance between the proximal cable trap and the distal cable trap is less than substantially one fifth WL. 4. The medical system of claim 3, wherein the distance between the proximal cable trap and the distal cable trap is substantially one tenth WL. 5. The medical system of claim 1, further comprising an intermediate cable trap evenly spaced between the proximal and distal cable traps. 6. The medical system of claim 1, wherein the proximal and distal cable traps each comprise a coiled region of the conductive member having tightly packed coil turns. 7. The medical system of claim 6, wherein the coiled region has from substantially 70 to 75 coil turns. 8. The medical system of claim 1, wherein the antenna coil device further comprises an imaging loop located on the exterior surface of the distal end of the flexible tubular wall and electrically coupled to the conductive... | Wisconsin Alumni Research Foundation | A61B005/05
US08417328 | B2 | 2013-04-09 | Electrical systems for detection and characterization of abnormal tissue and cells | 2008-01-31 | An apparatus for the diagnosis of a biological sample is disclosed. An embodiments of the apparatus includes a probe, a probe head distally connectable to the probe, the probe head further comprising a plurality of electrode elements thereby forming an electrode array where each electrode element is variably actuatable to apply an electrical signal to the biological sample; an RF signal source for applying the electrical signal to the electrode array; an electrode selector adapted and configured to switch the electrical signal from the RF signal source between the plurality of electrode elements; and a detection circuit for analyzing a dielectric property received from the biological sample. Methods and kits for diagnosing a biological sample are also disclosed. | 1. An apparatus for diagnosis of a biological sample, comprising: a probe,a probe head distally connectable to the probe, the probe head further comprising a fixed plate having a plurality of electrode elements forming an electrode array extending therefrom, wherein each electrode element comprises a tip and a shaft and is adapted to be separately actuatable to apply an electrical signal to the biological sample between selected pairs of electrode elements on the electrode array forming an electrical circuit through the biological tissue;a moveable plate adjacent the fixed plate wherein the moveable plate controls a depth of penetration of the electrode elements;an RF signal source for applying the electrical signal respective electrode elements within the electrode array forming a respective selected pair of electrode elements;an electrode selector adapted and configured to switch a signal pulse from the RF signal source to one of the selected electrode elements forming the respective selected one or more pairs of electrode elements; anda detection circuit configured to detect the effect on the signal pulse of a dielectric property of the biological sample intermediate the respective selected pair of electrode elements and to generate a tissue map of normal and abnormal cells. 2. The apparatus of claim 1, wherein the electrode selector is a multiplexer. 3. The apparatus of claim 1, wherein the detection circuit is configured to obtain a plurality of measurements in response to a signal pulse. 4. The apparatus of claim 1, further comprising a processor for analyzing a group of parameters with reference to a stored parameter. 5. The apparatus of claim 1, wherein the probe head is configured to collect successive groups of signal pulses over time. 6. The apparatus of claim 1, configured to derive at least two parameter values from a target signal pulse. 7. The apparatus of claim 1, wherein the probe head has an electrode array area of less than or equal to 100 mm2. 8. The apparatus of claim 1, wherein the apparatus is adapted and configured for use in vivo. 9. The apparatus of claim 1, wherein the apparatus is configured to analyze at least one dielectric property received by the detection circuit from the biological sample in real-time. 10. The apparatus of claim 1, further comprising a plurality of serially deployable probe heads each probe head comprising one or more electrode elements. 11. The apparatus of claim 1 wherein the dielectric property received by the detection circuit is a function of at least one of voltage, current or frequency. 12. The apparatus of claim 1 wherein the probe head measures the dielectric property locally. 13. The apparatus of claim 1, wherein the apparatus is adapted to measure a near-field response in the sample. 14. The apparatus of claim 1, wherein the apparatus is adapted to measure a far-field response in the sample. 15. The apparatus of claim 1 wherein a near-field electrical response and a far-f... | LS Biopath, Inc. | A61B005/05
US08398536 | B2 | 2013-03-19 | Implantable two-chamber system for supporting the left ventricle of the heart | 2007-07-17 | An implantable two-chamber system is for supporting the left ventricle of the heart. Each of the two pumping chambers (1, 1′) of the two-chamber system is ventricular shaped including an inlet (11) and an outlet (12). A pressure plate (2) is rotatably mounted externally in two arms (5) which are movably retained on the output shaft (9) of a drive unit (15) such that the center of motion (8) of the arms (5), which lies on the output shaft (9), is located on the side of the pumping chamber (1, 1′) facing away from adapters (4, 4′), and thus outside the pumping chambers (1, 1′). Each of the ventricular pumping chambers (1, 1′) is provided with a bulge (13) in order to reduce the resistance to fluid flow, this bulge (13) having a length ranging from 10 to 15 percent of the length of the pumping chamber. | 1. An implantable two-chamber system for supporting the left ventricle of the heart, comprising a pumping device and a drive unit, the pumping device comprising a first pumping chamber, a second pumping chamber, and a pressure plate arranged therebetween, the drive unit being able to reciprocate the pressure plate between two end positions, wherein fluid is compressed in the first pumping chamber at the same time that the second pumping chamber is emptied,wherein each of the first and second pumping chambers has: a shape of a ventricular bag,a first end,a second end,a pumping chamber length defined by the first end and the second end,an inlet formed at the first end and having a constant inlet diameter, andan outlet formed at the first end and having a constant outlet diameter,wherein the inlet is immediately beside the outlet such that at least an inner wall of the inlet meets an inner wall of the outlet,wherein the inlet is under an acute angle with the outlet, andwherein each of the first and second pumping chambers has a respective bulge for reducing flow resistance, the bulge being contiguous with the inlet and having a bulge length, the bulge length being 10 to 15% of the pumping chamber length. 2. The two-chamber system of claim 1, wherein the acute angle between the inlet and the outlet of each of the first and second pumping chambers is between 30° and 60°. 3. The two-chamber system of claim 1, wherein a first maximum width in an inlet region and a second maximum width in an outlet region of each of the first and second pumping chambers are about 65 to 72% of the respective pumping chamber length, and wherein the first and second pumping chambers are narrower in a region adjacent at least one of the inlet region and the outlet region. 4. The two-chamber system of claim 1, wherein the inlet of each of the first and second pumping chambers is inclined by about 10° to a pumping chamber bottom. 5. The two-chamber system of claim 1, wherein at least one of the constant inlet diameter and the constant outlet diameter is about one third of the pumping chamber length. 6. The two-chamber system of claim 5, wherein the pressure plate is profiled and rounded at an edge portion. 7. The two-chamber system of claim 1, wherein the two-chamber system further comprises adapters on a first side of the two-chamber system, wherein the drive unit is located outside of the first and second pumping chambers on a second side of the two chamber system, the second side being averted from the first side,wherein the drive unit comprises an output shaft and two arms movably retained at the output shaft,wherein the pressure plate is rotatably supported externally in the two arms, andwherein a center of motion of the two arms lies on the output shaft. 8. The two-chamber system of claim 7, wherein the pressure plate is slightly narrower than at least one of the first and second pumping chambers in a compressed state. 9. The two-chamber system of claim 7, wherei... | Deutsches Zentrum fuer Luft- und Raumfahrt e.V. | A61N001/362 A61N001/00 A61B005/02 A61M005/178
US08419644 | B2 | 2013-04-16 | Cordless charger for a wearable patient monitor | 2007-05-01 | The present application discloses a cordless charger for a wearable patient monitor. When a patient (10) is diagnosed with a heart condition, or suspected heart condition, they are prescribed a patient monitoring system. The system includes monitors (12) that the patient (10) wears to collect the data of interest. Each day, the patient swaps the monitor (12) he or she is wearing with a fully charged monitor (12) from a cordless charger (14). In this manner, a fresh monitor (12) is always available for monitoring the patient (10). The cordless charger (14) includes a battery (50) that powers the processes of the charger and recharges batteries (34) of the monitors (12). Data from the monitors can be either offloaded to the charger memory (70), or transmitted to a remote database (32) via the patient's Bluetooth enabled cellular phone (30) or other like device. | 1. A patient monitoring system comprising: a first wearable patient monitor that is operative to monitor at least one aspect of a patient's physiology, the first monitor including a first rechargeable power source and a first low-power transmitter;a second wearable patient monitor that is operative to monitor the at least one aspect of the patient's physiology, the second monitor including a second rechargeable source, and a second low-power transmitter;a portable, cordless charger including an internal rechargeable power supply that is operative to recharge the rechargeable power source of the monitor from the internal rechargeable power supply, the portable, cordless charger including a processor that is operative to determine at least one of a battery charging level or a battery charging rate associated with the rechargeable power source of the first and second wearable patient monitors, and a battery level associated with the internal rechargeable power supply of the charger, and wherein the processor is operative to selectively balance a promptness of recharging the rechargeable power source of the first and second wearable patient monitors relative to preserving the battery level determined for the cordless internal rechargeable power supply of the charger by continuously adjusting the charging rate of the rechargeable power source of the first and second wearable patient monitors and a data transfer system that includes a portable wireless communication device external to the first and second wearable patient monitors and the portable cordless charger, the portable wireless communication device including a low-power receiver operative to receive data from the first and second low-power transmitters of the first and second wearable patient monitors, wherein the portable wireless communication device is operative to communicate the data received from the first and second wearable patient monitors to a processor or memory at a remote site. 2. The patient monitoring system as set forth in claim 1, wherein the portable cordless charger includes at least one docking bay in which the first monitor is supported and the first rechargeable power supply is charged while the second monitor is monitoring the at least one aspect of the patient's physiology, and in which the second monitor is supported and the second rechargeable power supply is charged while the first monitor is monitoring the at least one aspect of the patient's physiology. 3. The patient monitoring system as set forth in claim 1, wherein the monitor first transmits data to a temporary storage, which then relays the data to the processor or memory. 4. The patient monitoring system as set forth in claim 1, wherein the monitor rechargeable power supply includes a battery sized to power the monitor for at least 24 hours and wherein the internal power supply of the cordless charger includes a charger battery sized to recharge the monitor battery at least thirty times. 5. The patient mo... | Koninklijke Philips Electronics N.V. | A61B005/02
US08409105 | B2 | 2013-04-02 | Device for non-invasive measurement of blood pressure and ankle-brachial index | 2009-09-22 | A device for non-invasive measurement of blood pressure includes a blood pressure cuff, a plethysmographic electrode for acquiring an impedance plethysmogram distal to the cuff and a processing device to inflate and deflate the cuff, generate the impedance plethysmogram and to determine the systolic and diastolic blood pressures. It is determined when the cuff is completely occluding the extremity, e.g., by detecting pulses at a second, partially occluded cuff or by a photoplethysmogram attached to the big toe. The device can be used to measure systolic or diastolic blood pressure or both. It can also be used to take ankle-brachial measurements. An autocorrelation technique can be used to correct noise. | 1. A method for non-invasively measuring blood pressure of a patient, the method comprising: (a) attaching a pressure cuff to an extremity of the patient;(b) attaching a plethysmographic device to the extremity at a distal location relative to the pressure cuff;(c) inflating the cuff to cause occlusion in the extremity and deflating the cuff;(d) determining when the cuff has caused complete occlusion in step (c) by using a device for determining the complete occlusion;(e) taking a series of waveforms representing blood pulsations by using the plethysmographic device;(f) measuring the blood pressure from the waveforms in a processor by multiplying corresponding points in groups of the waveforms in the processor to produce product waveforms and measuring the blood pressure from the product waveforms; and(g) outputting the blood pressure measured in step (f) from the processor. 2. The method of claim 1, wherein the device for determining the complete occlusion comprises a second cuff, and wherein step (d) comprises attaching the second cuff to the extremity, partially occluding the extremity by use of the second cuff, and detecting pulses at the second cuff. 3. The method of claim 1, wherein the device for determining the complete occlusion comprising the plethysmographic device, said plethysmographic device further comprising a photoplethysmogram sensor, and wherein step (d) comprises attaching the photoplethysmogram sensor to the extremity and detecting pulses with a photoplethysmogram. 4. The method of claim 3, wherein the photoplethysmogram sensor is attached to a toe of the patient. 5. The method of claim 1, wherein the plethysmographic device comprises an impedance plethysmographic electrode. 6. The method of claim 1, wherein the groups of the waveforms are groups of even numbers of the waveforms. 7. The method of claim 6, wherein the groups of the waveforms are groups of at least four of the waveforms. 8. The method of claim 1, wherein the blood pressure comprises systolic blood pressure. 9. The method of claim 8, wherein step (f) comprises: (i) inflating the cuff until the waveforms include no concordant waveforms;(ii) deflating the cuff;(iii) identifying a pressure of inflation of the cuff at which the waveforms become concordant; and(iv) measuring the systolic blood pressure from the pressure identified in step (f)(iii). 10. The method of claim 9, wherein step (f) is performed iteratively. 11. The method of claim 8, wherein step (c) is performed twice, once with a first deflation rate and once with a second deflation rate which is slower than the first deflation rate. 12. The method of claim 8, wherein the systolic blood pressure is measured in both an arm and a leg of the patient. 13. The method of claim 12, wherein an ankle-brachial index is calculated. 14. The method of claim 13, wherein said ankle-brachial index is calculated automatically and a pulse volume curve is provided. 15. The method of claim 1, wherein the blood ... | Smithmarks, Inc. | A61B005/02
US08417352 | B2 | 2013-04-09 | System and method for stimulating sensory nerves | 2010-04-28 | An electrotherapy system for stimulating sensory nerves within skin tissue includes a electrode carrier, a pulse generator, an array of skin-penetrating electrodes and surface skin electrodes, a pulse conditioning circuit, and a power source. The system administers biphasic pulsed current at the surface skin electrodes and monophasic pulsed current at each skin-penetrating electrode. The skin-penetrating surfaces and skin contact surfaces of the electrotherapy system may be sterilized or may be replaceable for outpatient reusability. | 1. An electrotherapy system for stimulating sensory nerves within skin tissue, said system comprising: an electrode carrier having an external non-conductive coating;a pulse generator electrically connected to said electrode carrier;an array of skin-penetrating electrodes disposed on said electrode carrier, each of said skin-penetrating electrodes including a needle-like protrusion;at least one surface skin electrode disposed on said electrode carrier, said at least one surface skin electrode being physically spaced and electrically separate from any needle-like protrusions disposed on the electrode carrier; anda pulse conditioning circuit operatively connected between said at least one surface skin electrode and said array of skin-penetrating electrodes,wherein said pulse generator produces a biphasic pulsed current at said at least one surface skin electrode capable of passing said biphasic pulsed current through the skin tissue; and,wherein said pulse generator and said pulse conditioning circuit collectively produce a monophasic pulsed current at each of said skin-penetrating electrodes capable of passing said monophasic pulsed current through the skin tissue. 2. The system of claim 1, wherein said pulse generator provides each of said skin-penetrating electrodes with a pulse train of about 0.1 to 10 Hertz, each pulse in said pulse train characterized by a pulse duration of about 0.5 to 10.0 milliseconds and a current amplitude of up to about 2 milliamperes. 3. The system of claim 2, wherein said current amplitude during a pulse onset reaches a maximum current amplitude of about 0.5 to 2 milliamperes within about 0.25 milliseconds at most from said pulse onset, said maximum current amplitude generated by said pulse conditioning circuit, and wherein said current amplitude is reduced by about 5 to 50 percent thereafter for the remainder of said pulse duration. 4. The system of claim 1, wherein said pulse generator provides said at least one surface skin electrode with pulse trains having a burst frequency of about 0.1 to 10 Hertz, a pulse string frequency within the burst of about 50 to 400 Hertz, a burst duration per each one of said at least one surface skin electrode of up to about 100 milliseconds, a pulse duration of about 0.05 to 0.3 milliseconds, and a current amplitude of up to approximately 50 milliamperes. 5. The system of claim 1, wherein said biphasic and monophasic pulsed currents are configured to administer electroanalgesia at said surface skin electrode and at each of said skin-penetrating electrodes in a non-consecutive pattern of transcutaneous electrical nerve stimulation and skin-penetrating electrical nerve stimulation. 6. The system of claim 1, wherein said pulse conditioning circuit includes at least one of a capacitor in parallel with a resistor, a semiconductor field effect transistor, a digital signal processor, and an inductor. 7. The system of claim 1, wherein each of said skin-penetrating electrodes is configu... | Meagan Medical, Inc. | A61N001/00 A61B005/04
US08892181 | B2 | 2014-11-18 | Non-invasive fetal monitoring | 2012-10-17 | A non-invasive fetal monitoring system includes a plurality of contact elements, each of the contact elements comprising a plurality of electrodes configured in a unique pattern. The plurality of contact elements are configured for attachment to an external skin surface of a pregnant female for detecting fetal and/or maternal electrical activity. | 1. A system for monitoring fetal electrical activity, the system comprising: a plurality of contact elements, each of the plurality of contact elements configured for attachment to an external skin surface of a pregnant female; andat least two sets of electrodes associated with each of the plurality of contact elements such that electrodes of each set contact the external skin surface of the pregnant female when the associated contact element is attached, the at least two sets of electrodes comprising a first set of electrodes arranged in a first pattern and a second set of electrodes separate from the first set of electrodes and arranged in a second pattern distinct from the first pattern, each of the plurality of contact elements having its sets of electrodes configured in a unique pattern such that at least one electrode from a first contact element and a corresponding electrode from a second contact element form a cross-body lead, fetal electrical activity being detected by the electrodes when the contact elements are attached. 2. The system of claim 1, wherein the fetal electrical activity is indicative of fetal cardiac activity, fetal brain activity, fetal body position, or a combination thereof. 3. The method of claim 1, wherein the plurality of contact elements are each configured for attachment to an external skin surface in the torso region of the pregnant female. 4. The method of claim 3, wherein the plurality of contact elements are each configured for attachment to a different area of the torso. 5. The method of claim 4, wherein the plurality of contact elements are configured for attachment to the abdominal region, the lumbar region and one or more side regions of the torso, or any combination thereof. 6. The system of claim 1 wherein each of the plurality of contact elements comprises a patch. 7. The system of claim 6 wherein the patch comprises a fabric. 8. The system of claim 6 wherein the patch includes an adhesive for adhering to the external skin surface of the pregnant female. 9. The system of claim 1 wherein the electrode pattern of each of the at least two sets of electrodes of each of the contact elements is configured in relation to an anatomical reference point of the pregnant female. 10. The system of claim 9 wherein each of the contact elements includes a reference element to guide attachment of the contact element to the external skin surface of the torso of the pregnant female. 11. The system of claim 9 wherein the anatomical reference point is the maternal heart, the belly button, the iliac arch, or the spine. 12. The system of claim 1 wherein fetal electrical activity is detected by the electrodes when the contact elements are attached regardless of the position of the fetus within the pregnant female. 13. The system of claim 1 wherein a first one of the plurality of contact elements is configured for attachment to the external skin surface of an abdominal region of the torso of the pregnant female and ... | MindChild Medical, Inc. | A61B005/0444 A61B005/0448 A61B005/00 A61B005/11
US08403872 | B2 | 2013-03-26 | Weight-bearing lower extremity brace | 2009-07-14 | The present disclosure relates, according to some embodiments, to a device and/or system (e.g., redistributing weight away from a subject's foot), which may comprise (a) a platform, (b) at least one vertical support fixed to the platform and extending upwardly from the platform, and (c) at least one cuff (i) configured to surround and releasably grip at least a portion of a subject's leg other than the foot and (ii) mounted (e.g., adjustably) to the at least one vertical support at a vertical position along the at least one vertical support sufficient to suspend a subject's foot in a non-weight-bearing position above the platform during ambulation, wherein the platform, the at least one vertical support, and the at least one cuff together are configured to bear at least the subject's full weight. | 1. A system for redistributing weight away from a subject's foot, the system comprising: a platform;at least one vertical support fixed to the platform and extending upwardly from the platform with an S-curve profile and generally behind the subject's leg on which the system is worn; andat least one cuff (a) configured to surround and releasably grip at least a portion of the subject's leg other than the foot, (b) mounted to the at least one vertical support at a vertical position along the at least one vertical support sufficient to suspend the subject's foot in a non-weight-bearing position above the platform during ambulation, and (c) having alignment pins along at least two edges configured to guide cuff components into proper alignment with each other and to support the cuff when it surrounds the circumference of at least a portion of the subject's leg,wherein the platform, the at least one vertical support, and the at least one cuff together are configured to bear at least the subject's full weight. 2. A system for redistributing weight away from a subject's foot according to claim 1, wherein the at least one vertical support comprises a strut positioned relative to the subject's leg on which the system is worn opposite the subject's sagittal plane or opposite the subject's coronal plane. 3. A system for redistributing weight away from a subject's foot according to claim 1, wherein the at least one vertical support comprises a strut positioned generally outside the subject's leg on which the system is worn. 4. A system for redistributing weight away from a subject's foot according to claim 1, wherein the at least one vertical support extends distal to the subject's foot. 5. A system for redistributing weight away from a subject's foot according to claim 1, wherein the at least one cuff comprises an anterior shell, an opposing posterior shell, and at least one tension adjustment fastener configured to releasably connect the anterior shell and the posterior shell, wherein the anterior shell and the posterior shell are configured to combine to surround the circumference of the subject's leg. 6. A system for redistributing weight away from a subject's foot according to claim 5, wherein the anterior shell comprises at least one fastener guide positioned across the anterior surface of the anterior shell and configured to receive at least a portion of the at least one tension adjustment fastener. 7. A system for redistributing weight away from a subject's foot according to claim 5, wherein the anterior shell and/or the posterior shell comprise a moldable plastic selected from the group consisting of a thermoplastic, a thermosetting plastic, and combinations thereof. 8. A system for redistributing weight away from a subject's foot according to claim 5, wherein the anterior shell or the posterior shell is adjustably mounted to the at least one vertical support. 9. A system for redistributing weight away from a subject's foot according to cla... | TOAD Corporation | A61F005/00 A61B005/103 A41D013/00
US08406849 | B2 | 2013-03-26 | Systems and methods for magnetic resonance imaging | 2007-04-02 | Methods and apparatus for operating an MRI system is provided. The disclosure provides a diffusion-prepared driven-equilibrium preparation for an imaging volume and acquiring 3-dimensional k-space data from said prepared volume by a plurality of echoplanar readouts of stimulated echoes. An excitation radio-frequency signal and first and second inversion RF signals are provided to define a field-of-view (FOV). | 1. A method for operating an MRI system in diffusion imaging, comprising the steps of: providing a single Diffusion-Prepared Driven-Equilibrium preparation (DPDE) for a localized imaging volume comprising a first excitation RF pulse followed by first and second successive RF inversion pulses, said first and second successive RF inversion pulses determining the localized imaging volume for imaging with the first inversion pulse inverting magnetization and the second inversion pulse and accompanying phase encoding gradient restoring magnetization to a non-selected portion of said localized imaging volume;acquiring Diffusion-weighted MRI imaging (DWI) and Diffusion-tensor MRI imaging (DTI) 3-dimensional k-space data from the prepared localized imaging volume by applying a plurality of stimulated echo planar imaging (EPI) pulse sequence acquisitions of a selected portion of said localized imaging volume, in response to said single diffusion-prepared driven-equilibrium preparation; andreconstructing and generating medical images of said localized imaging volume using the acquired DWI and DTI 3-dimensional k-space data, in response to said single diffusion-prepared driven-equilibrium preparation. 2. The method of claim 1, wherein the selected portion of said localized imaging volume comprises a slab being imaged and said plurality of stimulated echo planar imaging pulse sequence acquisitions acquire said slab as center-out k-space segments andsaid first excitation RF pulse and the first and second successive RF inversion pulses comprise 90 degree, 180 degree and 180 degree pulses respectively. 3. The method of claim 1, wherein said plurality of stimulated echo planar imaging pulse sequence acquisitions acquire interleaved k-space segments and employ a corresponding plurality of variable flip angle RF excitation pulses progressively changed to reduce T1 decay-related blurring in a slice direction. 4. The method of claim 1, wherein said MRI system is operated for diffusion-weighted MR imaging (DWI) and said plurality of stimulated echo planar imaging pulse sequence acquisitions acquire a plurality of interleaved k-space segments with an individual segment being acquired using an excitation RF pulse, rephasing crusher gradient, an echo-planar imaging readout gradient, and a rewinding or spoiler gradient. 5. The method of claim 1, wherein said MRI system is operated for diffusion tensor MR imaging (DTI). 6. The method of claim 1, wherein the step of acquiring 3-dimensional k-space data comprises center-out acquisition of 3-dimensional k-space data segments for reconstruction of an individual image slice, in response to said single diffusion-prepared driven-equilibrium preparation. 7. A control system for an MRI apparatus for use in diffusion imaging, comprising: a control processor configured to generate one or more instructions for: providing a single Diffusion-Prepared Driven-Equilibrium (DPDE) for a localized imaging volume comprising a first exci... | University of Utah Research Foundation | A61B005/05
US08406840 | B2 | 2013-03-26 | Spatially resolved oxymetry | 2006-09-07 | In optical tomography, a calibration of the data may be necessary for image reconstruction. According to an exemplary embodiment of the present invention, the object of interest is used for calibration, wherein the image data is acquired during a highly oxygenated phase of the object of interest and wherein the calibration data is acquired during a low oxygenated phase of the object of interest. This may provide for an improved calibration, resulting in improved image quality. | 1. An optical examination apparatus for optical examination of an object of interest, the optical examination apparatus comprising: a detector unit adapted for detecting first radiation and second radiation from the object of interest in response to light emitted from an optical radiation source propagating through the object of interest, the first radiation and the second radiation providing first detection data and second detection data, respectively; anda determination unit adapted for determining spatially resolved information relating to the object of interest based on the first detection data and the second detection data,wherein the first detection data corresponds to a first oxygen concentration inside the object of interest,wherein the second detection data corresponds to a second oxygen concentration inside the object of interest, which is different from the first oxygen concentration, andwherein the spatially resolved information relating to the object of interest is determined using a ratio of the first detection data and the second detection data for calibration. 2. The optical examination apparatus of claim 1, wherein the optical radiation source comprises a coupler adapted for coupling light emitted by a plurality of lasers or photodiodes, and emitting the coupled light to the object of interest. 3. The optical examination apparatus of claim 1, wherein the determination unit is adapted for reconstructing a two-dimensional or three-dimensional image of the object of interest based on the first detection data and the second detection data. 4. The optical examination apparatus of claim 1, wherein the first detection data corresponds to a systolic phase of the object of interest; and wherein the second detection data corresponds to a diastolic phase of the object of interest. 5. The optical examination apparatus of claim 4, further comprising: an electrocardiogram unit adapted for acquiring electrocardiogram data of the object of interest during the detection of the first radiation and the second radiation by the detector unit;wherein the determination unit is adapted for identifying the systolic phase and therefore the first detection data and for identifying the diastolic phase and therefore the second detection data based on electrocardiogram data. 6. The optical examination apparatus of claim 1, wherein the determination unit is adapted for reconstructing blood dynamics of the object of interest on the basis of a temporal behaviour of the first radiation and the second radiation. 7. The optical examination apparatus of claim 1, wherein the detector unit is adapted for detecting, as the first detection data, first and second transmission data and, as the second detection data, first and second reflection data. 8. The optical examination apparatus of claim 1, adapted as an optical mammography apparatus. 9. The optical examination apparatus of claim 1, wherein the detector unit comprises a spatially resolving detector. 10. Th... | Koninklijke Philips Electronics N.V. | A61B005/00
US09500472 | B2 | 2016-11-22 | System and method for sensing shape of elongated instrument | 2012-09-04 | An instrument system that includes a first optical fiber, a second optical fiber and a controller is provided. The first optical fiber is operatively coupled to an elongate body that is adapted to be placed inside a patient. The second optical fiber is operatively coupled to the patient, to an actuating element adapted to actuate the elongate body, or to a portion of an imaging system adapted to identify a location of the portion relative to the elongate body. The controller is operatively coupled to the first optical fiber and the second optical fiber and is adapted to receive a first signal from the strain sensor provided on the first optical fiber, receive a second signal from the strain sensor provided on the second optical fiber; and determine a position or orientation of the elongate body based on the first signal and based on the second signal. | 1. An instrument system comprising: an elongate body;an optical fiber operatively coupled to the elongate body and having a strain sensor provided on the optical fiber, the optical fiber associated with a first coordinate system;a localization sensor associated with a second coordinate system; anda controller operatively coupled to the optical fiber and the localization sensor and adapted to receive a first signal from the strain sensor and a second signal from the localization sensor, wherein the first signal is associated with the first coordinate system and the second signal is associated with the second coordinate system, wherein the controller is adapted to: determine first information indicative of a location of the elongate body based on the first signal from the strain sensor;determine second information indicative of the same location of the elongate body based on the second signal from the localization sensor; andspatially associate the first coordinate system and the second coordinate system based on the first information and the second information,wherein the second information indicates the location of the elongate body in only two dimensions of a three dimensional coordinate system, and wherein the controller is configured to determine the same location of theelongate body in a third dimension based on the first information, and wherein the third dimension of the three dimensional coordinate system is the depth. 2. The system of claim 1, wherein the localization sensor comprises a marker or a beacon adapted to interact with a fluoroscopy, ultrasound, electromagnetic, or laser source. 3. The system of claim 2, wherein the localization sensor comprises a radio-opaque marker adapted to interact with a fluoroscopy gun. 4. The system of claim 1, wherein the second coordinate system is a coordinate system of an imaging system. 5. The system of claim 4, wherein the imaging system is selected from the group consisting of an image capture device, a fluoroscope, an optical camera, an infrared camera, an ultrasound imager, a magnetic resonance imager, and a computer tomography imager. | KONINKLIJKE PHILIPS ELECTRONICS N.V. | A61B001/01 A61B001/04 G01B011/16 A61B005/06 A61B006/12 A61B001/00 G01L001/24 A61B008/08 A61B018/08 A61B008/00 A61B005/00 A61M025/01
US09241645 | B2 | 2016-01-26 | Multiple MR fluid flow imaging at predetermined temporal resolution within selected period of cardiac cycle determined by multiple MR imaging at different temporal resolution | 2012-10-02 | A magnetic resonance imaging apparatus according to an exemplary embodiment includes a determining unit and an imaging unit. When a fluid traveling through a subject is imaged for multiple times at different phases, the determining unit determines a period on the time axis within which imaging is performed at intervals satisfying a predetermined temporal resolution. The imaging unit performs imaging for multiple times by the temporal resolution within the period. | 1. A magnetic resonance imaging apparatus comprising: a determining unit configured to, when a fluid traveling through a subject has been imaged for multiple times at different phases of the subject's cardiac cycle at a first temporal resolution and the different phases cover a first period of the cardiac cycle, determine a second period of the cardiac cycle on a time axis within which further imaging of the fluid is to be performed at intervals satisfying a second temporal resolution; andan imaging unit configured to perform imaging of the fluid for multiple times at the second temporal resolution within the second period,wherein the imaging unit performs imaging multiple times within the first period at the first temporal resolution being below the second temporal resolution and the determining unit determines, on the basis of a plurality of images collected at the first temporal resolution, the second period being included in the first period. 2. The magnetic resonance imaging apparatus according to claim 1, further comprising: a play controller configured to successively play images, which are collected by the imaging unit for multiple times, in time series. 3. The magnetic resonance imaging apparatus according to claim 1, wherein: the determining unit: performs ECG-Prep imaging multiple times to collect a plurality of images at the different cardiac phases while changing a delay time from a synchronization signal,displays on a display the images collected by the ECG-Prep imaging or a transition of a signal value analyzed on the basis of the images, anddetermines the second period by accepting an operator specification, based on the display, of a period that is set between systole and diastole, and the imaging unit:performs, within the second period, imaging for multiple times at the intervals satisfying the second temporal resolution by using an FBI (fresh blood imaging) imaging method to depict blood pumped out of a heart. 4. The magnetic resonance imaging apparatus according to claim 1, wherein: the determining unit: performs ECG-Prep imaging multiple times to collect a plurality of images at the different cardiac phases while changing a delay time from a synchronization signal, anddetermines the second period from a transition of signal values analyzed on the basis of the images collected by the ECG-Prep imaging, andthe imaging unit: performs, within the second period, imaging for multiple times at the intervals satisfying the second temporal resolution by using an FBI imaging method to depict blood pumped out of a heart. 5. The magnetic resonance imaging apparatus according to claim 1, wherein: the determining unit: performs BBTI-Prep imaging multiple times to collect a plurality of images at the different phases while changing a BBTI (black-blood time to inversion) time from a synchronization signal,displays on a display the images collected by the BBTI-Prep imaging or a transition of signal values analyzed on the basis of the image... | KABUSHIKI KAISHA TOSHIBA TOSHIBA MEDICAL SYSTEMS CORPORATION | A61B005/05 A61B005/026 A61B005/055 A61B005/00 G01R033/483 G01R033/563
US09392960 | B2 | 2016-07-19 | Focused prostate cancer treatment system and method | 2011-06-23 | Systems and methods for locating lesions in a prostate or other organ during a first intervention session, and for using that lesion location information during a second intervention session are presented. A module for detecting and reporting the position of a prostate in real time is disclosed. The module comprises a sensor which detects and electronic signal. An image registration system for mapping first-session 3D model information to a second-session 3D model is also presented, as is a prostate modeling facilitation tool which comprises a set of predefined 3D models of the prostate. | 1. A system for locating lesions in an organ, comprising: A) a tracking system including an electromagnetic signal transmitter positionable near a patient and sensors configured to sense an electromagnetic signal emitted by the electromagnetic signal transmitter, the sensors including at least one first sensor attached to a body of the patient and at least one second sensor, wherein the tracking system is configured to report the sensors' position within a fixed three-dimensional (3D) coordinate system relative to the position of the electromagnetic signal transmitter in real time; andB) a controller, including at least one processor, a 3D modelling module, and a display;the at least one processor configured to: receive image data including image pixels from an imaging modality including an imaging probe, the imaging probe having a fixed spatial relationship with the at least one second sensor;use position data of the at least one second sensor to register image pixels of images received from the imaging modality into the 3D coordinate system;use said 3D modelling module to create a 3D virtual model of an organ of the patient from a series of first images received during a first phase activity from the imaging modality; andregister a landmark of the organ on the 3D virtual model of the organ; andthe at least one processor is further configured to in real time: employ real-time position data received from the at least one first sensor to compensate for body movements of the patient between the first phase activity and a second phase activity, thereby relating to a second image of the organ obtained during the second phase activity a body-movements-compensated position;identify a landmark of the organ in the second image; andalign the landmark in the second image with the landmark in the 3D virtual model to map the second image onto the 3D virtual model and to display on the display a composed image including the second image mapped onto the 3D virtual model. 2. The system of claim 1 wherein the organ is a prostate and the second image is obtained by an ultrasound transducer. 3. The system of claim 2 wherein the landmark is at least one of prostate borders, a prostatic urethra, an urethra entrance to a bladder neck, a prostate urethra end at an apex of the prostate, or seminal vesicles near the prostate. 4. The system of claim 2 wherein the at least one second sensor is attached to the imaging probe. 5. The system of claim 1 wherein the first image and the second image are obtained from different imaging modalities. 6. The system of claim 1 wherein the 3D virtual model includes image pixels received from the imaging modality. 7. The system of claim 1 wherein the second image is a graphical representation of a second 3D virtual model created during the second phase activity. 8. The system of claim 1 wherein the identification of the landmark of the organ in the second image is performed algorithmically. 9. A method of locating lesions in an ... | UC-CARE LTD. | A61B005/06 A61B010/02 A61B008/12 A61B017/00 A61B018/00
US09907475 | B2 | 2018-03-06 | Implantable micro-component electrodes | 2011-06-16 | The present disclosure provides robust implantable micro-component electrodes that can be used in a variety of medical devices. The medical device may be a neural probe that can monitor or stimulate neural activity in an organism's brain, spine, nerves, or organs, for example. The micro-component electrode has a small physical profile, with ultra-thin dimensions, while having high strength and flexibility. The micro-electrode has an electrically conductive core material, e.g., carbon. The surface of the core material includes one or more electrically conductive regions coated with an electrically conductive material and one or more non-conductive regions having an electrically non-conductive biocompatible polymeric coating. Implantable devices having such micro-components are capable of implantation in an organism for very long durations. | 1. An implantable micro-component electrode comprising: a core consisting of an electrically conductive core material;one or more electrically conductive regions disposed directly on the surface of the electrically conductive core material comprising an electrically conductive biocompatible coating;an electrically non-conductive biocompatible coating disposed directly on regions of the surface of the electrically conductive core material where the one or more electrically conductive regions are absent; anda layer comprising a biofunctional agent disposed directly on the electrically non-conductive biocompatible coating, the biofunctional agent being poly(ethylene glycol) (PEG) or poly(ethylene glycol methacrylate) (PEGMA),wherein the micro-component electrode has at least one dimension of less than or equal to about 10 μm. 2. An implantable micro-component electrode of claim 1, wherein the electrically conductive core material that has an elastic tensile modulus of greater than or equal to about 200 GPa and a nominal value of stiffness of greater than or equal to about 5 GN/μm and the electrically non-conductive biocompatible coating has a thickness of less than 1 μm. 3. The implantable micro-component electrode of claim 1, wherein the electrically conductive core comprises carbon. 4. The implantable micro-component electrode of claim 3, wherein the electrically conductive core is selected from the group of materials of carbon fibers, composites comprising single-walled carbon nanotubes, composites comprising multi-walled carbon nanotubes, graphene, and combinations thereof. 5. The implantable micro-component electrode of claim 1, wherein the electrically conductive core comprises a metal selected from the group consisting of: gold, platinum, tungsten, steel, iridium, or combinations thereof. 6. The implantable micro-component electrode of claim 1, wherein the electrically conductive coating comprises a conductive biocompatible material selected from the group consisting of: poly(3,4-ethylene dioxythiophene) (PEDOT) with a poly(4-styrenesulfonate) (PSS) counter ions, polypyrrole, platinum, iridium oxide, carbon nanotubes, graphene, and combinations thereof. 7. The implantable micro-component electrode of claim 1, wherein the electrically non-conductive biocompatible coating comprises a parylene polymer or a parylene polymer derivative. 8. The implantable micro-component electrode of claim 1, wherein at least one of the electrically conductive core material or the electrically non-conductive biocompatible coating are patterned, shaped, and/or etched. 9. An implantable neural probe medical device comprising one or more of the micro-component electrode of claim 1. 10. A micro-component electrode for an implantable medical device comprising: a core consisting of an electrically conductive core material comprising carbon and having a diameter of less than or equal to about 10 μm;one or more electrically conductive regions disposed directly on... | THE REGENTS OF THE UNIVERSITY OF MICHIGAN | A61B005/04 A61N001/00 A61B005/00 A61N001/05 B82Y005/00
US09332943 | B2 | 2016-05-10 | Flexible surface parameter measurement system for the muscular-skeletal system | 2011-09-23 | At least one embodiment is directed to an insert for measuring a parameter of the muscular-skeletal system. The insert can be temporary or permanent. In one embodiment, the insert is prosthetic component for a single compartment of the knee. The insert comprises a support structure and a support structure respectively having an articular surface and a load bearing surface. The height of the insert can be less than 10 millimeters. At least one internal cavity is formed when support structures are coupled together for housing electronic circuitry, sensors, and the power source. The insert includes a flexible articular surface. Flexible articular surface transfers loading to sensors internal to the insert. | 1. A measurement system for measuring loading applied by a muscular-skeletal system comprising: an insert configured to measure loading value and loading location, where the insert includes:a first support structure having an articular surface and a major interior surface, wherein the major interior surface is planar, wherein the first support structure has a first region with a first thickness and a second region with a second thickness, and wherein the first and second thicknesses are different;a load plate wherein the load plate has a major planar surface, wherein the major planar surface of the load plate couples to the major interior surface of the first support structure;at least three sensors, where the articular surface is configured to transfer loading to the load plate, wherein the load plate is configured to transfer loading to the at least three sensors, wherein data from the at least three sensors is configured to be used by a processor to determine loading location and loading value on the articular surface, wherein the first support structure includes a circumferential groove formed in a periphery of the first support structure, the circumferential groove allowing the articular surface to flex under loading. 2. A measurement system for measuring loading applied by a muscular-skeletal system comprising: an insert configured to measure loading value and loading location, where the insert includes:a first support structure having an articular surface and a major surface wherein the first support structure includes a circumferential groove formed in a periphery of the first support structure, the circumferential groove allowing the articular surface to flex under loading;at least three sensors underlying the articular surface of the first support structure, wherein measurement data from the at least three sensors is configured to be used by a processor to determine loading location and loading value on the articular surface;a load plate coupled between the major surface of the first support structure and the at least three sensors; anda second support structure coupled to the first support structure where the first and second support structures are configured to form a housing that isolates the at least three sensors from an external environment. 3. The measurement system of claim 2 further including: electronic circuitry coupled to the at least three sensors configured to receive measurement data from the at least three sensors and transmit the measurement data from the insert; anda power source configured to provide power to the electronic circuitry and the at least three sensors where the electronic circuitry and power source are in the housing, where the first support structure has a first region with a first thickness and a second region with a second thickness, and where the first and second thicknesses are different. 4. A measurement system for measuring loading applied by a muscular-skeletal system comprising: a housing conf... | ORTHOSENSOR INC | A61B005/00 A61B005/103 A61F002/38 A61F002/46 A61F002/30
US09693709 | B2 | 2017-07-04 | Systems and methods for determining respiration information from a photoplethysmograph | 2011-09-23 | A patient monitoring system may determine one or more reference points of a physiological signal. The system may select one or more fiducial points on the physiological signal relative to the reference points. The one or more fiducial points may be selected by selecting a point spaced by a time interval relative to one of the reference points. The time interval may be a predetermined constant, or the time interval may depend on physiological information. The system may generate a fiducial signal based on the selected fiducial points, calculate physiological information such as a respiration rate based on the selected fiducial points, or both. | 1. A patient monitoring system, the system comprising: a sensor interface configured to receive a photoplethysmograph signal of a patient, the photoplethysmograph signal comprising a plurality of pulse waves;processing equipment configured to: sample the photoplethysmograph signal;determine two successive reference points on the sampled photoplethysmograph signal, corresponding to two successive pulses;locate a maximum value of the sampled photoplethysmograph signal between the two successive reference points;select a fiducial point located a predetermined number of samples before or after the located maximum value and between the two successive points; andcalculate a respiration rate based at least in part on the selected fiducial point. 2. The system of claim 1, further comprising memory coupled to the processing equipment, wherein the memory is configured to store fiducial information comprising the predetermined number of samples, and wherein the processing equipment is further configured to access the fiducial information. 3. The system of claim 1, wherein the predetermined number of samples is 16 samples. 4. The system of claim 1, wherein the processing equipment is further configured to create a fiducial signal based at least in part on the selected fiducial point. 5. The system of claim 1, wherein each of the two successive reference points of the photoplethysmograph signal is of a type selected from the group consisting of a zero, a first derivative maximum, a first derivative zero, a first derivative minimum, a second derivative maximum, a second derivative minimum, a second derivative zero, and any combination thereof. 6. The system of claim 1, wherein the photoplethysmograph comprises a plurality of pulse waves, and wherein each of the two successive reference points corresponds to a single pulse wave of the plurality of pulse waves. 7. The system of claim 1, wherein the predetermined number of samples is predetermined based at least in part on a pulse period. 8. The system of claim 7, wherein the predetermined number of samples corresponds to a time interval of 10% of the pulse period. | Nellcot Puritan Bennett Ireland | A61B005/02 A61B005/08 A61B005/1455 A61B005/00
US20130072808 | A1 | 2013-03-21 | STRUCTURED PROBES FOR NEURAL APPLICATIONS | 2011-09-16 | A probe for recording and/or stimulating brain activity includes a connecting portion and at least one shank extending from the connecting portion. The at least one shank includes a first side, a second side opposed to the first side, and a fin protruding substantially perpendicularly from the second side and running on at least a part of a length of the at least one shank. The first side includes at least one recording and/or stimulating site. | 1.-17. (canceled) 18. A probe for recording and/or stimulating activity in a brain, comprising: a connecting portion; andat least one shank extending from the connecting portion, wherein the at least one shank includes a first side, the first side including at least one recording and/or stimulating site, a second side opposed to the first side, and a fin protruding substantially perpendicularly from the second side and running on at least a part of a length of the at least one shank. 19. The probe according to claim 18, wherein the at least one shank includes a T-shaped cross-section provided by the fin protruding substantially perpendicularly from the second side. 20. The probe according to claim 18, wherein the first side has a substantially constant orientation along the length of the at least one shank, and the second side includes an angled profile along the length of the at least one shank. 21. The probe according to claim 18, wherein the at least one shank includes a triangular shaped tip at a distal end from the connecting portion. 22. The probe according to claim 18, wherein the at least one shank includes a chisel shaped tip at a distal end from the connecting portion. 23. The probe according to claim 18, wherein the at least one shank includes a sharp pointed tip at a distal end from the connecting portion, the sharp pointed tip formed in a plane defined by the first side. 24. A probe for recording and/or stimulating activity in a brain, comprising: a connecting portion;a first shank extending from the connecting portion and including a first side, a second side opposed to the first side, and a fin protruding substantially perpendicularly from the second side and running on at least a part of a length of the first shank, wherein the first side includes at least one recording and/or stimulating site; anda second shank extending from the connecting portion, substantially parallel to the first shank, and including a first side, a second side opposed to the first side, and a fin protruding substantially perpendicularly from the second side of the second shank and running on at least a part of a length of the second shank, wherein the first side of the second shank includes at least one recording and/or stimulating site,wherein,the fin of the first shank is attached to one of the fin of the second shank, the first side of the second shank, and the second side of the second shank, thereby linking the first shank to the second shank. 25. A probe for recording and/or stimulating activity in a brain, comprising: a connecting portion;a first set of shanks extending from the connecting portion, wherein each of the first set of shanks includes a first side, and a second side opposed to the first side, wherein the first side includes at least one recording and/or stimulating site; anda second set of shanks extending from the connecting portion and having substantially a similar orientation as that of the first set of shanks, wherein each of... | IMTEK IMEC | A61B005/0484 H01R043/16
US08388554 | B2 | 2013-03-05 | Physical exercise assisting device | 2007-10-03 | A physical exercise assisting device includes a physical activity amount recorder recording a performed physical activity amount such that a physical exercise amount and a lifestyle activity amount can be recognized for a physical activity that has an intensity greater than or equal to a reference intensity; goal storage unit storing goals for the physical activity amount and the physical exercise amount to be performed in a predetermined unit period; and a display displaying goal achievement of the physical activity amount and the physical exercise amount based on the physical activity amount and the physical exercise amount recorded by the physical activity amount recorder and the goals stored in the goal storage unit. | 1. A physical exercise assisting device comprising: a physical activity detector detecting a physical activity of a user;a processor receiving the physical activity from the physical activity detector and calculating a physical activity amount; anda controller that classifies the physical activity amount into a lifestyle activity amount and a physical exercise amount using a unit of MET such that physical activity amounts greater than or equal to 3 METs and smaller than 4 METs are classified as the lifestyle activity amount and that physical activity amounts greater than or equal to 4 METs are classified as the physical exercise amount, wherein the physical activity amount is based on all movements that consume greater energy than in a resting state of the user, the physical exercise amount is based on the activity that is performed intentionally according to a plan for the purpose of maintaining and enhancing physical strength of the user, and the lifestyle activity amount is the physical activity amount from which the physical exercise amount is subtracted;a physical activity amount recorder recording the physical exercise amount and the lifestyle activity amount, based on performance of the user during a predetermined period of time;a goal storage unit storing a first goal for the physical exercise amount and a second goal for the lifestyle activity amount; anda display displaying a first goal achievement status of the physical exercise amount and, at the same time, a second goal achievement status of the lifestyle activity amount based on the physical exercise amount and the lifestyle activity amount recorded in the physical activity amount recorder and the first and second goals stored in the goal storage unit. 2. The physical exercise assisting device according to claim 1, wherein the physical activity amount recorder includes a detector detecting a physical activity of a user, and calculating the intensity and the physical activity amount of the physical activity performed by the user based on the detection result of the detector. 3. The physical exercise assisting device according to claim 2, wherein the physical activity amount recorder records the physical activity amount only when the physical activity of greater than or equal to the reference intensity is continuously performed for longer than or equal to a predetermined time. 4. The physical exercise assisting device according to claim 3, wherein the physical activity amount recorder dynamically changes the length of the predetermined time according to the intensity of the physical activity. 5. The physical exercise assisting device according to claim 3 or 4, wherein the physical activity amount recorder determines whether to assume a physical activity amount as the physical exercise amount or a lifestyle activity amount based on a magnitude of the continuously performed physical activity amount. 6. The physical exercise assisting device according to claim 2, 3 or 4, wherein the... | Omron Healthcare Co., Ltd. | A61B005/103 A63B071/00
US08388534 | B2 | 2013-03-05 | Apparatus for providing skin care information by measuring skin moisture content and method and medium for the same | 2007-09-24 | An apparatus for providing skin care information, the apparatus including: an electrode unit supplying a voltage to a user's skin and detecting a current signal in the user's skin; a measurement control unit measuring the user's skin moisture content and sweat gland activity by using the detected current signal; a data calculation unit deriving skin moisture content information by using the skin moisture content and the sweat gland activity, and generating skin care information corresponding to the skin moisture content information; and an information provider providing the user with the generated skin care information is provided. | 1. An apparatus for providing skin care information, the apparatus comprising: an electrode unit adapted to supply a voltage to a user's skin and to detect a current signal in the user's skin, wherein the electrode unit comprises an M electrode;a measurement control unit to measure the user's skin moisture content and sweat gland activity by using the detected current signal;a data calculation unit to derive skin moisture content information by using calculation of interrelation between the skin moisture content and the sweat gland activity, and to generate skin care information corresponding to the skin moisture content information; andan information provider to provide the user with the generated skin care information, wherein the measurement control unit comprises:a signal converter to convert the current signal into a voltage signal;a signal supplier to generate an in-phase signal and an out-of-phase signal with respect to the voltage signal, and supplying the generated in-phase signal and the out-of-phase signal to the voltage signal;a sweat gland activity measurement unit to measure conductance of the current signal by synchronizing the voltage signal and the in-phase signal, and measuring the sweat gland activity of the user's skin from the measured conductance of the current signal; anda skin moisture content measurement unit to measure susceptance of the current signal by synchronizing the voltage signal and the out-of-phase signal, and measuring the skin moisture content of the user's skin from the measured susceptance of the current signal,wherein the susceptance and conductance of the current signal that is detected from the user's skin, supplied with the voltage, by way of the M electrode is used to simultaneously measure skin moisture content and sweat gland activity,wherein the data calculation unit determines whether the sweat gland activity is within a range of a predetermined normal sweat gland activity and when the measured sweat gland activity is within the range of the normal sweat gland activity, the data calculating unit determines that the measured skin moisture content is normally measured without any effect from sweat glands, thereby deriving the skin moisture content information, andwherein the data calculation unit determines the user did not measure the skin moisture content information in a desirable skin moisture content measurement environment and the data calculation unit controls the information provider to provide the user with a measurement environment checklist when the measured sweat gland activity is outside the range of the normal sweat gland activity. 2. The apparatus of claim 1, further comprising: a data storage unit to store the skin care information or the skin moisture content information. 3. The apparatus of claim 1, wherein the data calculation unit derives the measured skin moisture content as the user's skin moisture content information when the measured sweat gland activity is within the range ... | Samsung Electronics Co., Ltd. | A61B005/00 A61B005/05
US08430818 | B2 | 2013-04-30 | Capsule medical apparatus | 2007-10-25 | The capsule medical apparatus of the present invention is disposed in a test subject and acquires information on the inside of the test subject. The capsule medical apparatus comprises a plurality of communication electrodes that are disposed on the surface of the capsule medical apparatus and capable of communication for outputting the information acquired by the capsule medical apparatus to the outside of the test subject, a judgment section that judges whether or not the plurality of communication electrodes can perform the communication based on the state of the plurality of communication electrodes, and a control section that suspends, based on the judgment result obtained in the judgment section, the operations of at least part of various sections of the capsule medical apparatus when the plurality of communication electrodes cannot perform the communication. | 1. A capsule medical apparatus comprising: an encapsulated body adapted to be disposed within a test subject;an information acquisition section arranged to the encapsulated body, the information acquisition section being configured to perform at least one function to acquire information;a plurality of communication electrodes arranged on an external surface of the encapsulated body and adapted to be in contact with the test subject in which the encapsulated body is disposed, the plurality of communication electrodes being capable, based on the characteristic of the test subject that the plurality of communication electrodes are in contact with, of communicating the acquired information to the outside of the encapsulated body;a judgment section configured to judge whether or not the plurality of communication electrodes are capable, based on the characteristic of the test subject that the plurality of communication electrodes are in contact with, of communicating the acquired information to the outside of the encapsulated body; anda control section configured to control the information acquisition section to suspend, based on the judgment result obtained in the judgment section, the performance of one or more of the at least one function of the information acquisition section when the plurality of communication electrodes are not capable, based on the characteristic of the test subject that the plurality of communication electrodes are in contact with, of communicating the acquired information to the outside of the encapsulated body. 2. The capsule medical apparatus according to claim 1, wherein the judgment section is configured to judge, based on the state of the plurality of communication electrodes, that the plurality of communication electrodes can perform the communication when the plurality of communication electrodes are closed, and that the plurality of communication electrodes cannot perform the communication when the plurality of communication electrodes are open. 3. The capsule medical apparatus according to claim 2, wherein the judgment section is configured to judge whether the plurality of communication electrodes are open or closed based on the impedance or the voltage value difference between the plurality of communication electrodes. 4. The capsule medical apparatus according to claim 2, wherein the capsule medical apparatus is stored with the plurality of communication electrodes open. 5. The capsule medical apparatus according to claim 3, wherein the capsule medical apparatus is stored with the plurality of communication electrodes open. 6. The capsule medical apparatus according to claim 3, wherein: the information acquisition section includes: an illumination section configured to illuminate a subject present in the test subject in which the encapsulated body is disposed, andan image pickup section configured to pick up an image of the subject illuminated by the illumination section, andthe control section is configured ... | Olympus Corporation | A61B005/02
US08428672 | B2 | 2013-04-23 | Medical ventilator with autonomous control of oxygenation | 2010-01-29 | A portable critical care medical ventilator with autonomous control of oxygenation is provided. The system and method provide for significantly reducing the O2 required to maintain an adequate O2 concentration and as a result delivery of O2 to the body's tissues and does not require the clinician to enter initial values. | 1. A method for delivering oxygen to a patient with a mechanical ventilator, the method comprising: (a) supplying fractionally inspired oxygen (FlO2) to a patient based on a target oxygen saturation (SpO2), wherein the target SpO2 is set a lower limit of clinical acceptability of SpO2 for the patient to conserve oxygen;(b) monitoring SpO2 returned from the patient;(c) determining an error between the monitored SpO2 and the target SpO2 and while the error is greater than a predetermined error iteratively performing,(d) determining a gain factor such that increases to FlO2 are greater than decreases for a magnitude of the determined error;(e) determining a correction factor by multiplying the determined gain factor by the magnitude of the error;(f) applying the correction factor to the supplied FlO2; and further comprisingwaiting a first predetermined time period before iteratively performing steps (c)-(f). 2. The method as in claim 1, wherein the first predetermined time period is about 40 seconds. 3. The method as in claim 1, wherein the gain factor is determined such that increases to FlO2 are three times as great as decreases for the magnitude of the determined error. 4. The method as in claim 3, wherein if the correction factor is greater than a predetermined correction factor threshold, set the correction factor to the predetermined correction factor threshold. 5. The method as in claim 4, wherein the predetermined threshold is about 20 percent. 6. The method as in claim 4, further comprising, wherein if the supplied FlO2 is adjusted more than a predetermined alert threshold with a second predetermined time period, issuing an alert to an operator of the mechanical ventilator. 7. The method as in claim 6, wherein the predetermined alert threshold is about 10 percent. 8. The method as in claim 6, wherein the predetermined alert threshold is about 10 percent and the second predetermined time period is about 10 minutes. 9. The method as in claim 3, further comprising: determining if the monitored SpO2 is below a predetermined safety threshold, wherein if the monitored SpO2 is below the predetermined safety threshold for a predetermined safety time period, adjusting the FlO2 to 1.0. 10. The method as in claim 9, wherein the predetermined safety threshold is about 88 percent. 11. The method as in claim 10, wherein the predetermined safety time period is about 20 seconds. 12. A system for delivering oxygen to a patient comprising: a ventilator for supplying fractionally inspired oxygen (FlO2) to a patient based on a target oxygen saturation (SpO2), wherein the target SpO2 is set at the lower limit of clinical acceptability of SpO2 for the patient to conserve oxygen; andan O2 concentrator coupled to the ventilator for supplying oxygen to the ventilator,wherein the ventilator monitors SpO2 returned from the patient, determines an error between the monitored SpO2 and the target SpO2 and while the error is greater than a predetermined error, ... | Impact Instrumentation, Inc. | A61B005/00
US08396545 | B2 | 2013-03-12 | Electrophysiological screens for cognitive modulators | 2009-02-24 | Methods, apparatuses, and systems for analysis of electromagnetic activity of prefrontal cortex neurons in subjects are provided. The methods, apparatuses, and systems of the present invention can be used as a means to screen for cognitive modulators. They can be used to predict the effects of compounds such as psychostimulants and other drugs on prefrontal cortex-dependent cognition. | 1. A method of testing a subject to predict an effect of an administered compound on the subject's prefrontal cortex-dependent cognition, which comprises: administering a compound; subsequently administering a stimulus that evokes an electromagnetic response in the subject's prefrontal cortex;sensing at least one component of the electromagnetic response in the subject's prefrontal cortex independent from electromagnetic responses in other areas of the brain in response to the administered stimulus both in the presence and in the absence of the compound;comparing the at least one component of the electromagnetic response from the prefrontal cortex evoked by the stimulus in the absence of the administered compound with the at least one component of the electromagnetic response from the prefrontal cortex evoked by the stimulus in the presence of the administered compound; anddetermining the effect of the administered compound based on the comparison. 2. The method of claim 1 wherein determining the effect of the administered compound comprises correlating the at least one component of the electromagnetic response evoked by the stimulus with the effect of the administered compound on the subject's prefrontal cortex-dependent cognition. 3. The method of claim 1 wherein the at least one component of the electromagnetic response is an electrical component. 4. The method of claim 1 wherein the stimulus is selected from the group consisting of electrical, magnetic, photic, auditory, or mechanical stimulation of the subject's nervous system. 5. The method of claim 1 wherein the sensing of the at least one component of the electromagnetic response comprises measuring field potentials of the prefrontal cortex. 6. The method of claim 1 wherein the sensing of the at least one component of the electromagnetic response comprises electroencephalography or magnetoencephalography. 7. The method of claim 1 wherein the administering the stimulus comprises an electrical stimulation of the subject's hippocampus. 8. The method of claim 1 wherein the administering of the stimulus comprises an electrical stimulation with a current of between about 0.01 mA and about 10.0 mA, a duration of between about 0.01 ms and about 10.0 ms, and a frequency of between about 0.1 Hz and about 10 Hz. 9. The method of claim 1 wherein the administered compound enhances the prefrontal cortex-dependent cognition. 10. The method of claim 1 wherein the administered compound impairs the prefrontal cortex-dependent cognition. 11. The method of claim 1 wherein sensing the at least one component of the electromagnetic response in the subject's prefrontal cortex in response to the administered stimulus in the absence of the compound comprises: administering the stimulus; andsensing the at least one component of the electromagnetic response, the sensing being performed prior to administering the compound. 12. The method of claim 1 wherein administering the stimulus is performed during sen... | Wisconsin Alumni Research Foundation | A61B005/05 A61B005/484
US08406846 | B2 | 2013-03-26 | Mammographic apparatus | 2007-03-20 | The mammographic apparatus of this invention maintains peripheral portions of the breast area Ma of the sternal plate of a patient M in contact with a sternal plate contact box 3 during radiography for RI distribution images of the breast area Ma of the patient M. Since the body motion accompanying respiration of the patient M shifts from the breast side to the back side, the motion of the breast area Ma of the patient M accompanying respiration of the patient M is suppressed easily. In addition, since radiography for RI distribution images is carried out with the patient M in a seated position seated on a seating unit 2, the apparatus is compact and can installed in a limited area, compared with an apparatus that carries out radiography for RI distribution images with a patient in a sleeping position lying on her back or on a side on a top board. | 1. A mammographic apparatus for imaging a patient's breast area, comprising (A) a seating device for seating the patient; (B) an upper body support device for supporting the weight associated with an upper body of the patient seated on the seating device; and (C) an image pickup device for picking up images of the breast area of the patient seated on the seating device and having the upper body supported by the upper body support device, wherein the upper body support device contacts and supports the peripheral portions of the breasts,wherein the upper body support device is a sternal plate contact device contactable by one of peripheral portions of the breast area of the patient's sternal plate, andwherein the image pickup device is a gamma-ray detector for receiving the patient's breast area and carrying out radiation image pickup by detecting gamma rays produced by a radioisotope introduced into the patient and having reached the breast area, and outputting gamma ray detection signals, said apparatus further comprising (I) an emission data collecting device for collecting emission data for RI distribution image acquisition according to the gamma ray detection signals outputted from the gamma-ray detector, and (J) an RI distribution image acquiring device for acquiring RI distribution images which are radiographic images of the patient's breast area based on the emission data collected by the emission data collecting device. 2. The mammographic apparatus according to claim 1 further comprising (D) an equipment holding device for holding the upper body support device and the image pickup device; and (E) as raising and lowering device for raising and lowering the equipment holding device together with the upper body support device and the image pickup device, forward and backward relative to the patient. 3. The mammographic apparatus according to claim 2, further comprising (G) a lower leg contact device held by the equipment holding device to be contactable by lower legs of the patient seated on the seating device. 4. The mammographic apparatus according to claim 1, further comprising (F) an armrest device arranged laterally of the sternal plate contact device for receiving right and left arms of the patient. 5. The mammographic apparatus according to claim 4, further comprising (D) an equipment holding device for holding the upper body support device and the image pickup device; and (E) a raising and lowering device for raising and lowering the equipment holding device together with the upper body support device and the image pickup device, forward and backward relative to the patient, the seating device also being held by the equipment holding device, said apparatus further comprising (H) a tilt avoiding device for avoiding tilting of the armrest device by raising and lowering the armrest device in an opposite direction in response to raising, and lowering, of the equipment holding device. 6. The mammographic apparatus according to claim ... | Shimadzu Corporation | A61B005/05
US08428706 | B2 | 2013-04-23 | Sheet conductance/resistance measurement system | 2006-11-10 | An apparatus for testing of electrical or physical properties of a material include a single coil sensor mounted adjacent to a sample of the material. Sheet conductance of a wide variety of materials may be measured using the single coil to determine if the material conforms to generally accepted standards for the use to which the material will be put. In some examples, the material is a semiconductor wafer or flat panel. In other examples, the material is the body tissue of a patient. A non-invasive technique using the apparatus is also disclosed for monitoring the health of patient tissue such as musculature, and/or to determine whether healthy circulation is present, by measuring the conductance of the patient tissue in response to a magnetic field applied by the single coil. The single coil may be hand held, or it may be movable using an automated positioning system under computer control. | 1. A system for measuring conductance of a material sample, comprising: a coil for creating a magnetic field adjacent to a sample to be tested;an oscillator connected to the coil for applying a voltage to the coil; andan automatic gain control circuit connected to the oscillator for sensing a voltage change caused by the sample when the sample is positioned adjacent to the coil and exposed to the magnetic field;wherein the voltage change is proportional to a conductance of the sample; andwherein the system further comprises a movable housing, the coil, oscillator and automatic gain control circuit are contained within the housing such that a portion of the coil is positionable adjacent the sample to expose the sample to the magnetic field; andwherein the system further comprises an adjustment assembly connected to the movable housing to enable movement of the movable housing to adjust the position of the coil with respect to the sample along at least two mutually perpendicular axes such that multiple sample points can be measured using the coil. 2. The system of claim 1, wherein the adjustment assembly is automated and includes a computer controller, the automatic adjustment assembly connected to said movable housing to automatically position the coil at a desired location with respect to the sample, the automatic adjustment assembly being adjustable along three mutually perpendicular axes, wherein the computer controller is programmed to move the automatic adjustment assembly to a desired position in response to a user command or a pre-programmed routine to measure the multiple sample points using the coil. 3. The system of claim 2, further comprising an offset sensor and a feedback control loop, the offset sensor configured for measuring a distance between the coil and the sample and communicating information relating to said distance to said computer controller via said feedback loop, wherein said computer controller is operable to automatically adjust the position of said coil with respect to said sample to maintain a predetermined distance between said coil and said sample. 4. The system of claim 3, further comprising a memory associated with said coil, said memory being capable of storing a plurality of conductance values for said sample, and a processor associated with said memory, said processor configured to execute instructions for developing trend information from said plurality of conductance values. 5. A system for measuring conductance of a material sample, comprising: a coil for creating a magnetic field adjacent to a sample;an oscillator connected to the coil for applying a voltage to the coil;an automatic gain control circuit connected to the oscillator for sensing a voltage change caused by the sample when the sample is positioned adjacent to the coil and exposed to the magnetic field, the voltage change being proportional to a conductance of the sample;a movable housing containing the coil, oscillator and automatic gain con... | - | A61B005/00
US08406854 | B2 | 2013-03-26 | Marker for positioning in body tissue | 2005-07-05 | The present invention relates to a marker to be used inside human or animal body, comprising an elongated wire of a radiation retarding and/or radioactive material, wherein the wire is arranged with at least one bending means, capable of bending the wire upon insertion in human tissue. The invention also relates to a penetration needle to be used with the marker as well as a tool for facilitating the insertion and creation of the marker according to the invention. | 1. A marker which is inserted and then remains inside of a human or animal body, comprising: an elongated wire of a radiation retarding and/or radioactive material,wherein the wire includes several reductions of material along said wire configured tobend the wire into a bundle or cluster of bent wire upon insertion of the wire in body tissue,attach the bent wire bundle or cluster to the body tissue to prevent movement or migration thereof , andform the bent wire bundle or cluster into a dense marker with a certain mass that visibly appears as a single dense marker when radiated. 2. A marker according to claim 1, wherein said wire has a cross-sectional diameter in the range 0.1 to 0.5 mm. 3. A marker according to claim 2, wherein said wire has a diameter of 0.3 mm. 4. A marker according to claim 1, wherein said wire is made of gold. 5. A marker according to claim 1, wherein the wire further includes a start bend member at a front end thereof which, upon meeting the body tissue, is configured to resist further movement of the front end such that a remaining portion of the wire forms the bent wire bundle or cluster upon insertion in the body tissue. 6. A marker according to claim 5, wherein the start bend member is a length of the front end of the wire which is bent in a direction different from a longitudinal direction of the wire. 7. A marker according to claim 5, wherein the start bend member is a longitudinal slit at the front end of the wire which defines arms on each side of the slit which are configured to bend in different directions upon meeting the body tissue. 8. A marker according to claim 1, wherein each of said several reductions of material along said wire is present at a different peripheral location relative to a peripheral location of an adjacent said reduction. | - | A61B005/05
US09222832 | B2 | 2015-12-29 | Device and method for detecting and monitoring ingredients or properties of a measurement medium, in particular of physiological blood values | 2011-06-21 | The invention relates to a device for detecting and monitoring ingredients or properties of a measurement medium, for example physiological blood values, wherein said device contains a light source (20) for generating broad-spectrum measurement light (2) and for acting on a measurement area (3), and means (9) for fanning out the analysis light (4) reflected by the measurement area (3). The device also has a sensor array (11) for picking up the fanned light. The sensor array (11), the light source (20) and the means for dispersing the analysis light (4) are arranged as a compact unit in a housing. | 1. A device for identifying and monitoring contents or properties of a measurement medium comprising at least one broadband light source for generating broadband analysis light, [directly acting on a measurement region,]a dispersive optical element for spreading the analysis light according to the wavelength thereof, which analysis light has been returned by at least one measurement point or has passed through the measurement point,a two-dimensional sensor array for recording the spread analysis light, which two-dimensional sensor array is arranged such that light with different wavelengths impinges on different points of the sensor array, and such that the spread analysis light impinges on a plurality of adjacent rows of the two-dimensional sensor array such that the spectrum can simultaneously be captured by a plurality of rows of the two-dimensional sensor array,the device having a housing and being designed as a compact assembly which contains at least the light source, the dispersive optical element and the sensor array, the housing configured to position the light source for directly acting on the measurement region when the housing is aligned with respect to the measurement region anda computer arrangement which adds the sprectra generated by the adjacent rows to improve the signal to noise ratio. 2. The device as claimed in claim 1, wherein the housing is designed to be affixed to a point on the body of a human patient or to a line for the measurement medium. 3. The device as claimed in claim 2, wherein the housing is designed to be affixed to the finger or an earlobe. 4. The device as claimed in claim 1, wherein the dispersive optical element is a diffraction grating. 5. The device as claimed in claim 4, said diffraction grating being a holographic grating. 6. The device as claimed in claim 1, wherein the device has a slit aperture, which is arranged between an inlet region for the analysis light and the dispersive optical element. 7. The device as claimed in claim 6, wherein the slit aperture is arranged with respect to the dispersive optical element such that an elongate image is spread open in a direction different from the main axis of the elongate image. 8. The device as claimed in claim 1, wherein the device has an analog/digital converter. 9. The device as claimed in claim 1, wherein the device has an amplifier. 10. The device as claimed in claim 9, wherein the amplifier can be parameterized. 11. The device as claimed in claim 1, wherein the device has a connector for an electrical communication connection. 12. The device as claimed in claim 1, wherein the device is designed to measure transmission and reflection. 13. The device as claimed in claim 12, wherein said computer arrangement is designed such that it is alternately possible to carry out a transmission measurement and a reflection measurement, with the device having a first broadband light source for carrying out a reflection measurement by illuminating a firs... | Senspec GmbH | A61B005/1455 G01J003/18 A61B005/00 A61B005/145 G01J003/02 G01J003/28 G01J003/42 G01N021/31
US08391976 | B2 | 2013-03-05 | System and method for cardiac resynchronization therapy with optimization of effort-based rate-responsive pacing | 2010-11-23 | An active implantable medical device for cardiac resynchronization therapy with effort based rate-responsive pacing is described. The device calculates a rate-responsive stimulation frequency based on output signal of an effort sensor between a base frequency (fbase) and a maximum frequency (fmax). The device determines a target stimulation frequency based on the difference between a first frequency and the maximum frequency (fmax). The first frequency is the higher frequency of the base frequency (fbase) and the spontaneous frequency of the patient. The device calculates a stimulation frequency that has an immediate increase in the pacing rate from the higher of the initial value of the current stimulation frequency, or the spontaneous frequency to the target stimulation frequency, within a predetermined time, or a predetermined number of cardiac cycles. A plurality of consecutive effort zones (Z1-Z4) is defined over the extent of the dynamic range of the output signal of the effort sensor. | 1. An active implantable medical device for treating a heart failure condition with cardiac resynchronization therapy (CRT) and/or with synchronized stimulation, comprising: an effort sensor providing an output signal representative of a current level of a patient's effort; anda CRT pacemaker having electrodes configured to determine a spontaneous frequency (fsp) of a patient in the presence of a sinus rhythm and control logic configured to detect a beginning of the patient's effort from the output signal, stimulation frequency varying between a base frequency (fbase) and a maximum frequency (fmax) according to the output signal, and selectively delivering stimulation pulses according to said effort stimulation frequency, said control logic selectively delivering stimulation pulses for CRT via incrementing said delivered pulse stimulation frequency by: determining a target frequency based on a difference between a first frequency and the maximum frequency (fmax), wherein the first frequency is the higher frequency of the base frequency (fbase) and the spontaneous frequency (fsp); andincreasing, in response to a detection of the beginning of the patient's effort, the stimulation frequency from an initial value or the spontaneous frequency to said target frequency in a predetermined time period corresponding to the time period of no more than four cardiac cycles. 2. The device of claim 1, wherein the output signal of the effort sensor has a dynamic range, the control logic being provided and configured to define a plurality of consecutive effort zones corresponding to the dynamic range of the output signal of the effort sensor, determining when the output signal of the effort sensor increases from a preceding effort zone to a consecutive effort zone, and wherein incrementing said delivered pulse stimulation frequency determines, separately for each consecutive effort zone, said target frequency and an increase of the delivered stimulation frequency to said determined target frequency, the determined target frequency of each consecutive effort zone being based on the difference between the target frequency of the preceding effort zone and the maximum frequency (fmax). 3. The device of claim 2, wherein said plurality of consecutive effort zones are defined by an equal division of the dynamic range of the output signal of the effort sensor. 4. The device of claim 2, further comprising means for updating the dynamic range of the output signal of the effort sensor, and redefining the corresponding plurality of consecutive effort zones to the updated dynamic range. 5. The device of claim 1, wherein said control logic is configured to determine the target frequency determines a percentage of the difference between the first frequency and the maximum frequency (fmax). 6. The device of claim 5, wherein said percentage is 50%. | Sorin CRM S.A.S. | A61N001/00 A61B005/02 A61B005/04
US08425415 | B2 | 2013-04-23 | Health monitoring appliance | 2012-06-06 | A heart monitoring system for a person includes one or more wireless nodes; and a wearable appliance in communication with the one or more wireless nodes, the appliance monitoring vital signs. Other implementations can monitor heart rate, heart rate variability, respiratory rate, fluid status, posture and activity. | 1. A wireless system for a person, comprising: a wearable appliance monitoring one or more vital signs;a plurality of wireless nodes in communication with the wearable appliance; andpatient monitoring equipment coupled to the wireless nodes; anda web server coupled to the wireless nodes to provide information to an authorized remote user. 2. The system of claim 1, comprising an accelerometer to detect a dangerous condition and to generate a warning when the dangerous condition is detected. 3. The system of claim 1, wherein the appliance is wirelessly coupled to a hospital monitoring equipment. 4. The system of claim 1, comprising one of: EKG detector, ECG detector, electromagnetic detector, ultrasonic detector, optical detector, a Hidden Markov Model (HMM) recognizer, a dynamic time warp (DTW) recognizer, a neural network, a fuzzy logic engine. 5. The system of claim 1, wherein the appliance monitors patient movement. 6. The system of claim 1, comprising an in-door positioning system coupled to one or more network appliances to provide location information. 7. The system of claim 1, comprising a call center coupled to the appliance to provide a human response. 8. The system of claim 1, comprising a heart disease recognizer to detect stroke symptom or heart attack symptom. 9. The system of claim 1, comprising code to store and analyze patient information. 10. The system of claim 1, comprising code to store medicine taking habits, eating and drinking habits, sleeping habits, or exercise habits. 11. The system of claim 1, wherein the wireless nodes are embedded inside patient monitoring equipment or the wireless nodes are external to the patient monitoring equipment. 12. A monitoring system, comprising: a plurality of wireless nodes coupled to hospital monitoring equipment and a mesh network coupled to the wireless nodes; anda wearable appliance in communication with the wireless nodes, the appliance monitoring heart rate, heart rate variability, respiratory rate, fluid status, posture and activity. 13. The system of claim 12, wherein data to hops from node to node. 14. The system of claim 12, comprising code to store medicine taking habits, eating and drinking habits, sleeping habits, or exercise habits. 15. The system of claim 12, wherein the appliance transmits and receives voice from a person over the network. 16. The system of claim 12, wherein the appliance continuously monitors key vital signs to help physicians track the person's health status and detect potential health risks or worsening conditions. 17. A monitoring system for a person, comprising: one or more wireless nodes including mesh network nodes; anda wearable appliance in communication with the one or more wireless nodes, the appliance monitoring heart rate, heart rate variability, and patient activity. 18. The system of claim 17, comprising wherein the wireless nodes communicate with redundant data transmission. 19. The system of claim 17, comprising code to cap... | - | A61B005/00
US08729464 | B2 | 2014-05-20 | Method for determining stage of chronic kidney disease, device therefor and method for operating the same | 2011-05-30 | This invention provides a method or device for determining the stage of chronic kidney disease.;The present invention relates to a method for determining a stage of chronic kidney disease in a subject suffering from kidney disease, the method comprising the steps of: (A-1) measuring the content of at least one marker selected from the group consisting of markers (1) to (16) in a specimen from the subject,(B-1) determining the stage indicated by each marker by comparing the content of the at least one marker in the specimen from the subject, which has been measured in step (A-1), with a reference content range determined in each stage, and(C-1) determining that when each marker indicates the same stage, which has been determined in step (A-1), the chronic kidney disease in the subject is in that stage. | 1. A method for determining a stage of chronic kidney disease in a subject suffering from kidney disease, the method comprising the steps of: (A-1) measuring the content of at least one marker selected from the group consisting of markers (1) to (16) shown below by subjecting a specimen from the subject using liquid chromatography/time of flight mass spectrometry under the following conditions:Liquid-Chromatography ConditionsLiquid-chromatography equipment: Agilent 1100 Series (Agilent);Column: Cadenza C18 2×150 mm, 3 μm (Imtakt);Pre-column: TCI OPTI-GUARD Fit ODS (TCI);Mobile phase A: 0.05% formic acid;Mobile phase B: acetonitrile;For gradient elution:0 to 15 min: linear gradient from 5% to 95% mobile phase B in mobile phase A,15 to 20 min: linear gradient from 95% to 100% mobile phase B in mobile phase A, and20 to 35 min: 100% mobile phase B is kept;Flow rate: 0.2 mL/min; andMeasurement sample content: 5 μL.Time of Flight Mass Spectrometry ConditionsMeasuring range: m/z 70 to 1,000;Orifice 1 voltage: 10 to 40V, −10 to (−40) V sweep;Ion guide voltage: 500 to 2,500 V sweep;Detector: 2,800 V; andMeasuring equipment: Accu TOF JMS-T100LC (JEOL).Markers(1): marker having a retention time of 2.03±0.5 (min) and an accurate mass (m/z) of 104.10±10 mDa in positive ion measurement [M+H]+;(2): marker having a retention time of 3.80±0.5 (min) and an accurate mass (m/z) of 257.10±10 mDa in positive ion measurement [M+H]+;(3): marker having a retention time of 6.52±0.5 (min) and an accurate mass (m/z) of 312.12±10 mDa in positive ion measurement [M+H]+;(4): marker having a retention time of 6.87±0.5 (min) and an accurate mass (m/z) of 232.15±10 mDa in positive ion measurement [M+H]+;(5): marker having a retention time of 8.32±0.5 (min) and an accurate mass (m/z) of 265.12±10 mDa in positive ion measurement [M+H]+;(6): marker having a retention time of 10.54±0.5 (min) and an accurate mass (m/z) of 300.22±10 mDa in positive ion measurement [M+H]+;(7): marker having a retention time of 6.57±0.5 (min) and an accurate mass (m/z) of 211.08±10 mDa in negative ion measurement [M−H]−;(8): marker having a retention time of 7.19±0.5 (min) and an accurate mass (m/z) of 411.13±10 mDa in negative ion measurement [M−H]−;(9): marker having a retention time of 8.25±0.5 (min) and an accurate mass (m/z) of 263.10±10 mDa in negative ion measurement [M−H]−;(10): marker having a retention time of 2.26±0.5 (min) and an accurate mass (m/z) of 286.13±10 mDa in positive ion measurement [M+H]+;(11): marker having a retention time of 8.29±0.5 (min) and an accurate mass (m/z) of 495.23±10 mDa in positive ion measurement [M+H]+;(12): marker having a retention time of 8.32±0.5 (min) and an accurate mass (m/z) of 529.22±10 mDa in positive ion measurement [M+H]+;(13): marker having a retention time of 8.64±0.5 (min) and an accurate mass (m/z) of 304.13±10 mDa in positive ion measurement [M+H]+;(14): marker having a retention time of 9.24±0.5 (min) and an accurate mass (m/z) of 389.21±10 mDa ... | Noriaki Tanaka | H01J049/04
US08653966 | B2 | 2014-02-18 | System for seamless and secure networking of implantable medical devices, electronic patch devices and wearable devices | 2012-10-31 | A system level scheme for networking of implantable devices, electronic patch devices/sensors coupled to the body, and wearable sensors/devices with cellular telephone/mobile devices, peripheral devices and remote servers is described. | 1. A system comprising: a first medical device configured for implantation internally within a body, wherein the first medical device includes a first processor that is dynamically configurable;a second medical device configured for implantation internally within the body, wherein the second medical device includes a second processor that is dynamically configurable, wherein the first medical device and the second medical device are coupled forming a network including at least the first medical device and the second medical device;an external electronic patch medical device, wherein the electronic patch medical device includes a processor and where the electronic patch medical device is configured fir communication, wherein the electronic patch medical device is further configured to sense one or more environmental parameters external to the body and to control one or more of the medical devices in response to the one or more environmental parameters; anda non-transitory computer implemented application on a remote server or a mobile device separate from the electronic patch medical device, wherein the electronic patch medical device is configured to communicate to at least the first medical device and is further configured to communicate to the remote server or mobile device;wherein each device has a unique identifier. 2. The system of claim 1, wherein the electronic patch medical device is configured to receive one or more human body parameters and further process, measure, monitor, and/or archive the human body parameters. 3. The system of claim 2, wherein the mobile device comprises multifunction communication devices, handheld computers, or cellular telephones. 4. The system of claim 3, wherein the system is configured to store data received from the first medical device and second medical device on a storage component coupled to the electronic patch medical device. 5. The system of claim 4, wherein the electronic patch medical device is configured to store data received from the first medical device or second medical device in a memory component coupled to the electronic patch medical device and wherein the electronic patch is configured to communicate said stored data m memory to a remote server or mobile device periodically or continuously. 6. The system of claim 5, wherein the device/user authentication comprises biometric authentication. 7. The system of claim 1, wherein the second medical device and the remote server are coupled as part of the network. 8. The system of claim 1, wherein the second medical device and the electronic patch medical device are coupled as part of the network. 9. The system of claim 1, wherein one or more of the implanted medical devices is in wireless communication with one or more peripheral devices located external to the body. 10. The system of claim 9, wherein the one or more peripheral devices are selected from the group consisting of a local printer, local TV/display, local personal computer, l... | IP Holdings, Inc. | G08B001/08
US08500636 | B2 | 2013-08-06 | Health monitoring appliance | 2012-11-14 | A monitoring system for a person includes one or more wireless nodes; and a wearable patch or bandage appliance secured to the person' skin and in communication with the one or more wireless nodes, wherein the patch or bandage appliance monitors and transmits patient vital signs to the wireless nodes. | 1. A monitoring system for a person, comprising: one or more wireless nodes; anda wearable band, belt, patch or bandage appliance coupled to the person' skin and in communication with the one or more wireless nodes, wherein the wearable band, belt, patch or bandage appliance monitors and transmits vital or wellness data to the one or more wireless nodes. 2. The system of claim 1, comprising an accelerometer. 3. The system of claim 1, comprising a cellular transceiver coupled to the appliance. 4. The system of claim 1, comprising one of: EKG detector, ECG detector, electromagnetic detector, ultrasonic detector, optical detector, a Hidden Markov Model (HMM) recognizer, a dynamic time warp (DTW) recognizer, a neural network, a fuzzy logic engine. 5. The system of claim 1, wherein the appliance monitors patient movement. 6. The system of claim 1, comprising an in-door positioning system coupled to one or more appliances to provide location information. 7. The system of claim 1, comprising a call center coupled to the appliance to provide a voice response. 8. The system of claim 1, comprising a web server coupled to the wireless nodes to provide information to an authorized remote user. 9. The system of claim 1, comprising a heart disease recognizer to detect arrhythmia. 10. The system of claim 1, comprising code to store and analyze patient information. 11. The system of claim 1, comprising code to store medicine taking habits, eating and drinking habits, sleeping habits, or exercise habits. 12. The system of claim 1, further comprising a patient interface for accessing information including: a touch screen; voice-activated text reading; and touch telephone dialing. 13. A monitoring system, comprising: one or more wireless nodes; anda wearable band, belt, patch or bandage appliance coupled to the person' skin and in communication with the one or more wireless nodes, the appliance monitoring vital or wellness data. 14. The system of claim 13, wherein the appliance continuously monitors key vital signs to help physicians track the person's health status and detect potential health risks or worsening conditions. 15. The system of claim 13, comprising a continuous blood pressure monitoring unit having to a blood flow velocity sensor coupled to a blood pressure model to continuously estimate blood pressure. 16. The system of claim 13, wherein the appliance transmits and receives voice from the person over the network. 17. A monitoring system for a person, comprising: one or more wireless nodes; anda wearable band, belt, patch or bandage appliance coupled to the person' skin and in communication with the one or more wireless nodes, wherein the wearable band, belt, patch or bandage appliance captures and transmits medical or wellness data to the wireless nodes. 18. The system of claim 17, wherein the appliance captures ECG data for arrhythmias automatically or on demand by the person. 19. The system of claim 17, wherein the appliance autom... | - | A61B005/00
US09901695 | B2 | 2018-02-27 | Respiratory interface apparatus | 2011-05-18 | A respiratory interface apparatus (6) is provided that includes a patient contacting portion (21) structured to engage a face of the patient, a common chamber (30) fluidly coupled to the patient contacting portion (21), a first control chamber (26), a first flow regulating mechanism (32) provided between the first control chamber (26) and the common chamber (30), a second control chamber (28), and a second flow regulating mechanism (34) provided between the second control chamber (28) and the common chamber (30). | 1. A respiratory interface apparatus, comprising: a patient contacting portion structured to engage a face of a patient;a common chamber fluidly coupled to the patient contacting portion;a first control chamber;a first flow regulating mechanism provided between the first control chamber and the common chamber;a second control chamber;a second flow regulating mechanism provided between the second control chamber and the common chamber;a first conduit;a second conduit; anda pressure source including a controller,wherein the first flow regulating mechanism is a first active valve controlled by the controller and is structured to selectively fluidly couple the first control chamber to the common chamber, and wherein the second flow regulating mechanism is a second active valve controlled by the controller and is structured to selectively fluidly couple the second control chamber to the common chamber,wherein the controller is structured to actuate the first active valve in a first predetermined manner and actuate the second active valve in a second predetermined manner during an expiratory phase of the patient's respiratory cycle, wherein the controller is structured to actuate the first active valve in a third predetermined manner and actuate the second active valve in a fourth predetermined manner during an inspiratory phase of the patient's respiratory cycle,wherein the actuation in the first predetermined manner opens the first active valve, wherein the actuation in the second predetermined manner closes the second active valve, wherein the actuation in the third predetermined manner closes the first active valve, and wherein the actuation in the fourth predetermined manner opens the second active valve, andwherein the first control chamber further includes a third flow regulating mechanism to selectively or constantly couple the first control chamber to atmosphere and the second control chamber further includes a fourth flow regulating mechanism structured to selectively or constantly couple the second control chamber to atmosphere,wherein the first conduit is fluidly coupled to the first control chamber and the second conduit is fluidly coupled to the second control chamber, andwherein the first control chamber is fluidly coupled between the first conduit and the common chamber and is structured to receive breathing gas from the pressure source via the first conduit and the second control chamber is fluidly coupled between the second conduit and the common chamber and is structured to receive breathing gas from the pressure source via the second conduit. 2. The respiratory interface apparatus according to claim 1, wherein the patient contacting portion is part of a mask body, and wherein the common chamber, the first control chamber and the second control chamber are coupled to the mask body and together form a patent interface assembly. 3. The respiratory interface apparatus according to claim 1, wherein the pressure source is structured to ... | Koninklijke Philips N.V. | A61M016/06 A61B005/00 A61B005/085 A61B005/097 A61M016/00 A61M016/20 A61M016/08 A61M016/10
US09642568 | B2 | 2017-05-09 | Orthogonally redundant sensor systems and methods | 2012-05-23 | A continuous glucose monitoring system may include a hand-held monitor, a transmitter, an insulin pump, and an orthogonally redundant glucose sensor, which may comprise an optical glucose sensor and a non-optical glucose sensor. The former may be a fiber optical sensor, including a competitive glucose binding affinity assay with a glucose analog and a fluorophore-labeled glucose receptor, which is interrogated by an optical interrogating system, e.g., a stacked planar integrated optical system. The non-optical sensor may be an electrochemical sensor having a plurality of electrodes distributed along the length thereof. Proximal portions of the optical and electrochemical sensors may be housed inside the transmitter and operationally coupled with instrumentation for, e.g., receiving signals from the sensors, converting to respective glucose values, and communicating the glucose values. The sensors' distal portions may be inserted into a user's body via a single delivery needle and may be co-located inside the user's body. | 1. A continuous glucose monitoring system comprising: an orthogonally redundant glucose sensor, comprising: an optical glucose sensor including a lightguide on a first respective substrate and having a proximal portion that is disposed externally to a body of a user and a distal portion configured for internal placement in the user's body, wherein the optical glucose sensor includes an assay having a glucose receptor, a glucose analog, and a first fluorophore; anda non-optical glucose sensor including at least one electrode on a second respective substrate and having a proximal portion that is disposed externally to the user's body and a distal portion configured for internal placement in the user's body,wherein said first and second respective substrates are integrated into an integrated flex circuit, wherein said lightguide is disposed in an interior of said integrated flex circuit and said at least one electrode is disposed on an external surface of said integrated flex circuit;an insertion device including an insertion needle, wherein said integrated flex circuit is configured to be carried inside said needle for simultaneous insertion of said optical glucose sensor and said non-optical glucose sensor into the user's body;a hand-held monitor having a display; andan external transmitter having a housing that houses the proximal portion of the optical glucose sensor and the proximal portion of the non-optical glucose sensor, wherein the transmitter includes instrumentation in said housing configured to receive an optical signal from the optical sensor and a non-optical signal from the non-optical sensor and configured to convert each of said optical and non-optical signals to respective glucose values, and wherein the transmitter is configured to wirelessly transmit said respective glucose values. 2. The system of claim 1, wherein the non-optical glucose sensor is an electrochemical glucose sensor. 3. The system of claim 2, wherein the electrochemical glucose sensor includes a plurality of electrodes. 4. The system of claim 3, wherein the plurality of electrodes is distributed along the length of the electrochemical glucose sensor. 5. The system of claim 4, wherein said plurality of electrodes are working electrodes. 6. The system of claim 1, wherein said lightguide is an optical fiber having said proximal portion that is disposed externally to the user's body and said distal portion for internal placement in the user's body. 7. The system of claim 6, further including a glucose-permeable membrane, wherein the membrane has a closed end, a hollow interior, and an open end that is coupled to the optical fiber's distal portion. 8. The system of claim 7, wherein the assay is housed in an assay compartment defined within the membrane's hollow interior and between the optical fiber's distal portion and the membrane's closed end. 9. The system of claim 8, wherein the assay compartment is configured to be placed within the user's tissue. 10. T... | MEDTRONIC MINIMED, INC. | A61B005/1455 A61B005/1459 A61B005/00 A61B005/145 A61B005/1473 G01N021/64 G01N021/77 G01N033/66
US09282923 | B2 | 2016-03-15 | Fluorochrome material and method for using the same | 2011-05-12 | It is an object of the present invention to extend the usefulness of an iron-salen complex. The present invention is a new fluorochrome material containing Chemical Formula (I) below. However, M is Fe, Cr, Mn, Co, Ni, Mo, Ru, Rh, Pd, W, Re, Os, Ir, Pt, Nd, Sm, Eu, or Gd.; | 1. A method comprising: administering to an individual a fluorochrome material containing a metal-salen complex represented by Chemical Formula (I);N,N′-Bis(salicylidene)ethylenediamine metal,wherein M is Fe, Cr, Mo, Ru, Rh, Pd, W, Re, Os, Ir, Pt, Nd, Sm, Eu, or Gd, and the metal-salen complex is in the form of a particle having a particle diameter in the range of 2 to 60 μm; externally applying a magnetic field to the individual to guide the fluorochrome material to a target area;applying external light to the target area, thereby causing the fluorochrome material in the target area to luminesce, with a peak luminous wavelength of the metal-salen complex represented by Chemical Formula (I) around 380 nm;confirming luminescence in the target area visually; andremoving luminescent target area tissue. 2. The method according to claim 1, wherein M in the metal-salen complex represented by Chemical Formula (I) is Fe. 3. The method according to claim 1, wherein the particle diameter of the metal-salen complex represented by Chemical Formula (I) ranges from 9 to 12 μm. 4. The method according to claim 2, wherein the particle diameter of the metal-salen complex represented by Chemical Formula (I) ranges from 9 to 12 μm. | IHI CORPORATION Yoshihiro Ishikawa | A61B005/00 A61B008/00 A61B010/00 A61B005/1455 C07C251/24 C09B057/10 C09K011/06 A61K009/14 A61K031/295 C07F015/02 A61K049/00 A61K041/00
US09907491 | B2 | 2018-03-06 | Method and/or system for multicompartment analyte monitoring | 2012-10-22 | Subject matter disclosed herein relates to monitoring and/or controlling levels of an analyte in bodily fluid. In particular, estimation of a concentration of the analyte in a first physiological compartment based upon observations of a concentration of the analyte in a second physiological compartment may account for a latency in transporting the analyte between the first and second physiological compartments. | 1. A method of using an analyte monitoring system comprising: modeling a latency in transportation of an analyte between first and second physiological compartments;compensating for the latency in estimating a concentration of the analyte in the first physiological compartment based, at least in part, on one or more measurements of a concentration of the analyte in the second physiological compartment, wherein compensating for the latency is based at least in part on a first parameter comprising a ratio of a volume of a plasma or fluid in the second physiological compartment to a volume of a plasma or fluid in the first physiological compartment, and wherein the one or more measurements are obtained based, at least in part, on one or more values of a sensor signal;compensating for an attenuation of the concentration of the analyte in the second physiological compartment in estimating the concentration of the analyte in the first physiological compartment, wherein compensating for the attenuation is based at least in part on the first parameter and a second parameter, wherein the second parameter comprises a ratio of a third parameter to a fourth parameter, wherein the third parameter comprises a sum of a rate of cellular uptake of the analyte and a flux rate for analyte transportation from the second physiological compartment to the first physiological compartment, andwherein the fourth parameter comprises a flux rate for analyte transportation from the first physiological compartment to the second physiological compartment, andwherein the estimating of the concentration of the analyte in the first physiological compartment further comprises: multiplying an estimated rate of change in the sensor signal by a first coefficient to provide a first product, wherein the first coefficient is based, at least in part, on the first parameter;multiplying a first one of the one or more sensor signal values by a second coefficient to provide a second product, wherein the second coefficient is different than the first coefficient and is based, at least in part, on the first and second parameters; andcombining the first and second products with an attenuation offset to provide an estimate of the concentration of the analyte in the first physiological compartment,wherein the attenuation offset is based, at least in part, on the rate of cellular uptake of the analyte; andwherein the method further comprises generating a command to one or more infusion pumps for infusion of insulin, wherein the command is computed based, at least in part, on the estimated concentration of the analyte in the first physiological compartment. 2. The method of claim 1, wherein the analyte comprises glucose, the first physiological compartment comprises blood plasma, and the second physiological compartment comprises interstitial fluid. 3. The method of claim 1, wherein the one or more measurements are obtained based, at least in part, on one or more values of a sensor signal, and wh... | Medtronic Minimed, Inc. | A61B005/145 A61B005/00 A61B005/1486 A61B005/1495 A61M005/172
US20130060166 | A1 | 2013-03-07 | DEVICE AND METHOD FOR PROVIDING HAND REHABILITATION AND ASSESSMENT OF HAND FUNCTION | 2012-05-25 | The various embodiments provided herein are generally directed to a method, system, and/or device for providing rehabilitation and assessing function from a portion of the human body. In one embodiment, there is disclosed a method, system, and/or device for providing rehabilitation and assessing of hand function using an audio interface. The audio interface may be a music-based interface and device may include a monitor unit, such as a hand monitoring unit, for providing data of a movement to a computing device, such as a microcontroller. The computing device may output data to a music-based interface. | 1. An apparatus for providing rehabilitation, comprising: a hand monitoring unit configured with one or more electrical signals associated with a completion of at least one hand movement; anda music-based interface configured to receive the one or more electrical signals from the hand motoring unit representative of the at least one hand movement. 2. The apparatus of claim 1, wherein the at least one hand movement further comprises one of a pincer grip, key-pinch grip, and/or finger-thumb opposition. 3. The apparatus of claim 1, wherein the music-based interface is configured to communicate with one of a mobile device, a laptop, and a computer. 4. The apparatus of claim 3, wherein the music-based interface is configured to provide one of visual and audio feedback when at least one hand movement corresponding to a musical note is completed within a target window of time corresponds to a playing of the musical note by the music-based interface. 5. The apparatus of claim 1, wherein the hand monitoring further comprises a glove configured with a plurality sensors. 6. The apparatus of claim 4, wherein the glove further comprises electrical leads configured on one or more fingertips of the glove. 7. The apparatus of claim 1, wherein the music-based interface is configured as a MIDI interface. 8. The apparatus of claim 1, wherein the music-based interface is configured to one of quantify, record, and store the one or more electrical signals from the hand monitoring unit. 9. The apparatus of claim 1, wherein the music-based interface is configured to provide an assessment of sensory motor ability through one of audio and video feedback. 10. The apparatus of claim 1, wherein the hand monitoring unit is configured to translate data into a USB HID Keyboard command. 11. The apparatus of claim 1, wherein the hand monitoring unit comprises one of conductive fabric and conductive thread. 12. The apparatus of claim 1, further comprising one or more traces coupled to a microcontroller. 13. The apparatus of claim 5, wherein the glove is configured to facilitate one of donning and doffing. 14. The apparatus of claim 8, wherein the fabric is one of nickel and copper plated polyester. 15. A method for providing rehabilitation, comprising: providing a hand monitoring unit configured with one or more electrical signals associated with a completion of at least one hand movement; andproviding a music-based interface configured to receive the one or more electrical signals from the hand motoring unit representative of the at least one hand movement. 16. The method of claim 15, wherein providing the music-based interface further comprises configuring the music-based interface to communicate with one of a mobile device, a laptop, and a computer. 17. The method of claim 15, wherein providing the music-based interface further comprises configuring the music-based interface to provide one of visual and audio feedback when at least one hand movement correspondin... | THE REGENTS OF THE UNIVERSITY OF CALIFORNIA | A61B005/103
US20130079668 | A1 | 2013-03-28 | SELF-CONTAINED MUSCULAR-SKELETAL PARAMETER MEASUREMENT SYSTEM HAVING A FIRST AND SECOND SUPPORT STRUCTURE | 2011-09-23 | At least one embodiment is directed to an insert sensing device for measuring a parameter of the muscular-skeletal system. The insert sensing device can be temporary or permanent. The insert sensing device is a self-contained encapsulated measurement device. The insert sensing device comprises a support structure having an articular surface for allowing articulation of the muscular-skeletal system and a support structure having a load bearing surface. The structures attach together to form a housing that includes one or more sensors, a power source, electronic circuitry, and communication circuitry. Shims can be attached to the load-bearing surface to adjust the height of insert sensing device. The structures are substantially dimensionally equal to a passive final insert. The sensors are placed between a pad region and a load plate. | 1. A measurement system for measuring a parameter of the muscular-skeletal system comprising: an insert for coupling between surfaces of the muscular-skeletal system where the insert comprises: a first support structure having an articular surface allowing articulation of the muscular-skeletal system;a second support structure having a load bearing surface where the second support structure is coupled to the first support structure;electronic circuitry;a power source coupled to the electronic circuitry; andat least one sensor coupled to the electronic circuitry for measuring the parameter where the electronic circuitry, power source, and at least one sensor are housed within the insert. 2. The measurement system of claim 1 where the insert is substantially equal dimensionally to a final insert. 3. The measurement system of claim 2 where the first and second support structures are fastened together such that the first and second support structures can be separated. 4. The measurement system of claim 2 where the first and second support structures are permanently fastened together. 5. The measurement system of claim 2 further including at least one cavity in the second support structure to house the at least one sensor. 6. The measurement system of claim 5 further including at least three force, pressure, or load sensors underlying each articular surface to determine position of the applied force, pressure, or load on the articular surface. 7. The measurement system of claim 6 further including a load plate coupled between the at least three force, pressure, or load sensors and a corresponding articular surface of the first support structure. 8. The measurement system of claim 2 further including a shim that couples to the second support structure to increase a height of the insert. 9. The measurement system of claim 8 where the shim slideably engages with the load bearing surface of the second support structure. 10. The measurement system of claim 1 where the first and second support structures each have peripheral interior surfaces that couple together to isolate the electronic circuitry, power source, and the at least one sensor from an external environment. 11. The measurement system of claim 10 further including a seal coupled to the peripheral interior surfaces of the first and second support structures to further isolate the electronic circuitry, power source, and the at least one sensor from the external environment. 12. A measurement system for measuring a parameter of the muscular-skeletal system comprising: a first support structure having an articular surface allowing articulation of the muscular-skeletal system where the first support structure has a peripheral interior surface; anda second support structure coupled to the first support structure where the second support structure has a load bearing surface for supporting the muscular-skeletal system where the second support structure has a peripheral interior surface couple... | ORTHOSENSOR | A61B005/103
US20130060154 | A1 | 2013-03-07 | ATRIAL FIBRILLATION DECISION APPARATUS, AND METHOD AND PROGRAM FOR DECIDING PRESENCE OF ATRIAL FIBRILLATION | 2012-09-05 | An atrial fibrillation decision apparatus includes an acquisition unit that acquires a detected waveform signal indicating a detection result of an electrocardiogram or pulse wave, an RR interval calculation unit that calculates a parameter corresponding to the RR interval with respect to each frame on the basis of a spectrum of each frame obtained through frequency analysis of the detected waveform signal acquired, and an RR waveform signal that indicates a temporal change of the parameter, a power calculation unit that calculates a temporal change of power of a predetermined frequency band of the RR waveform signal, and a decision unit that decides whether the calculated power satisfies a specific condition and outputs information indicating whether atrial fibrillation is taking place, on the basis of the detection result. | 1. An atrial fibrillation decision apparatus comprising: an acquisition unit that acquires a detected waveform signal indicating a detection result of an electrocardiogram or pulse wave;an RR interval calculation unit that calculates, with respect to each of a plurality of frames, a parameter corresponding to an average RR interval of the frame on the basis of a spectrum of the frame obtained through frequency analysis of the detected waveform signal acquired;a power calculation unit that calculates a power of a predetermined frequency band in an RR waveform signal indicating a temporal change of the average RR interval calculated by the RR interval calculation unit; anda decision unit that decides whether the calculated power satisfies a specific condition and outputs information indicating whether atrial fibrillation is taking place, on the basis of the detection result. 2. The atrial fibrillation decision apparatus according to claim 1, further comprising a fluctuation coefficient calculation unit that calculates a fluctuation coefficient of the average RR interval in the RR waveform signal, wherein the decision unit decides whether a set of the power and the fluctuation coefficient satisfies the specific condition and outputs the information indicating whether atrial fibrillation is taking place in accordance with the decision result. 3. The atrial fibrillation decision apparatus according to claim 2, wherein the decision unit divides a plurality of sets of the power and the fluctuation coefficient acquired from a plurality of frames into a first cluster of a relatively high power and high fluctuation coefficient and a second cluster of a relatively low power and low fluctuation coefficient, anddecide whether atrial fibrillation is taking place on the basis of a positional relationship between a first center of gravity of the first cluster and a second center of gravity of the second cluster in a fluctuation coefficient-power coordinate. 4. The atrial fibrillation decision apparatus according to claim 3, wherein the decision unit decides the first cluster as representing a state where atrial fibrillation is taking place, in the case where the first center of gravity and the second center of gravity are spaced from each other by a distance equal to or larger than a first predetermined threshold. 5. The atrial fibrillation decision apparatus according to claim 4, wherein the decision unit decides the first cluster and the second cluster as representing a state where atrial fibrillation is taking place, in the case where the spacing between the first center of gravity and the second center of gravity is smaller than the first predetermined threshold, and the average center of gravity of the first center of gravity and the second center of gravity has a power equal to or larger than a second predetermined threshold and a fluctuation coefficient equal to or higher than a third predetermined threshold. 6. The atrial fibrillation decision appar... | SEIKO EPSON CORPORATION | A61B005/046 A61B005/0255 A61B005/0456
US20130102856 | A1 | 2013-04-25 | NON-INVASIVE DETECTION OF FETAL OR MATERNAL ILLNESS | 2012-10-17 | The invention provides a non-invasive method for diagnosing a biological condition in a pregnant female, or fetus therein, by measuring fetal electrical activity using a plurality of contact elements. Each contact element is configured for attachment to an external skin surface and includes a plurality of electrodes configured in a unique pattern. The measured fetal electrical activity is compared to one or more references to determine a biological condition in the pregnant female, the fetus, or both. | 1. A non-invasive method for diagnosing a biological condition in a pregnant female or a fetus therein, said method comprising the steps of: a) measuring fetal electrical activity via a plurality of contact elements, each contact element configured for attachment to an external skin surface of the pregnant female and comprising a plurality of electrodes configured in a unique pattern; andb) comparing the measured fetal electrical activity to one or more references to determine a biological condition in the pregnant female, the fetus, or both. 2. The method of claim 1, wherein the fetal electrical activity is indicative of fetal cardiac activity, fetal brain activity, fetal body position, or a combination thereof. 3. The method of claim 1, wherein the measuring step includes detecting one or more morphological patterns in the fetal electrical activity. 4. The method of claim 3, wherein the comparing step includes comparing the one or more morphological patterns in the fetal electrical activity to one or more reference patterns. 5. The method of claim 3, wherein the one or more morphological patterns in the fetal electrical activity include the electrical activity amplitude, the ST segment, the QT interval, the T/R ratio, the R-peak, the PR interval, or a combination thereof. 6. The method of claim 1, wherein the biological condition in the pregnant female is autoimmune disease, inflammatory disease, an infection, substance abuse, Rh incompatibility with the fetus, Mirror syndrome, preeclampsia, chorioamnionitis or intrapartum fever. 7. The method of claim 6, wherein the autoimmune disease is lupus, or Sjogrens syndrome. 8. The method of claim 6, wherein the infection is a viral, a bacterial, or a parasitic infection. 9. The method of claim 8, wherein the viral or parasitic infection is Syphilis, Rubella, CMV Parovirus or Toxoplasmosis. 10. The method of claim 1, wherein the biological condition in the fetus is fetal hypoxia, fetal hypoxemia, fetal metabolic acidosis, fetal cardiac arrhythmia, fetal neuronal injury, fetal pericardial effusion, fetal arrhythmia, fetal heart block, fetal infection, Rh incompatibility with the pregnant female, or hydrops fetalis. 11. The method of claim 10, wherein the biological condition in the fetus is fetal heart block and is indicative of lupus or Sjogrens Syndrome in the pregnant female. 12. The method of claim 10, wherein the fetal infection is a bacterial, viral or a parasitic infection. 13. The method of claim 10, wherein the fetal infection is Syphilis, Rubella, CMV Parovirus, Toxoplasmosis or sepsis. 14. The method of claim 1, wherein the result of the comparison is a difference between the fetal electrical activity and the one or more references. 15. The method of claim 1, wherein the result of the comparison is a substantial similarity between the fetal electrical activity and the one or more references. 16. The method of claim 1, wherein a decrease in the fetal electrical activity amplitud... | - | A61B005/0448 A61B005/0205 A61B005/11 A61B005/04 A61B005/0478
US08403845 | B2 | 2013-03-26 | Wearable human physiological and environmental data sensors and reporting system therefor | 2006-07-05 | A method and apparatus is provided to detect the physiological and environmental status of an individual. The apparatus comprises a pod which is worn within a proximity zone of the body such that the mobility and flexibility of the body are not deleteriously affected by the presence of the apparatus. The system permits the dynamic monitoring of human physiological and environmental status data without substantial interference in human motion and flexibility. Sensors and processors are mounted within said pod. | 1. An apparatus for detecting and reporting data relating to the status of an individual, said apparatus comprising: a first wearable pod having a minimum hardness of 75 D durometer and having an inner and outer surface, said first pod adapted to be worn by said individual and to avoid interference with the motion and flexibility of said individual's body;a second wearable pod having a minimum hardness of 75 D durometer and having an inner and outer surface, said second pod adapted to be worn by said individual and to avoid interference with the motion and flexibility of said individual's body;a first sensor in physical contact with said first pod that detects physiological data of said individual;a second sensor in physical contact with said second pod that detects environmental data of said individual;a processor in electrical communication with said first and second sensors that receives said data from said sensors and determines said individual's physiological condition; andan output device in electrical communication with said processor for communicating at least one of said physiological condition and environment data to said individual. 2. The apparatus of claim 1, wherein at least one of the first pod and the second pod comprises said output device. 3. The apparatus of claim 1 comprising an additional processor, wherein said processor is in the first pod and said additional processor is in the second pod. 4. The apparatus of claim 1 wherein said first pod or said second pod comprises a third sensor. 5. The apparatus of claim 1, wherein the processor is mounted to one of said first and second pods. 6. The apparatus of claim 1, wherein at least one of the first and second pods comprises a concave inner surface adapted to accept a generally convex exterior surface of said individual's body. 7. The apparatus of claim 1, wherein at least one of the first and second pods comprises a convex inner surface adapted to accept a generally concave exterior surface of said individual's body. 8. The apparatus of claim 1, wherein the first or second sensor comprises a sensor array. 9. The apparatus of claim 1, wherein at least one of said processor, said first sensor and said second sensor is mounted within said first or said second pod. 10. An apparatus for detecting and reporting data relating to the status of an individual, said apparatus comprising: a wearable pod having a minimum hardness of 75 D durometer and having an inner and outer surface, said pod adapted to be worn by said individual and to avoid interference with the motion and flexibility of said individual's body;at least one of a (i) a first sensor in physical contact with said pod that detects physiological data of said individual and (ii) a second sensor in physical contact with said pod that detects environmental data of said individual;a processor within said pod, said processor in electrical communication with at least one of said first and second sensors, said processor for... | BodyMedia, Inc. | A61B005/00
US08409093 | B2 | 2013-04-02 | Assessing measures of glycemic variability | 2008-10-23 | Methods, devices and systems for receiving an instruction to determine a glycemic variation level, retrieving a stored metric for determining the glycemic variation level, retrieving one or more parameters associated with the retrieved metric analysis, determining the glycemic variation level based on the retrieved one or more parameters for the retrieved metric analysis, and outputting the determined glycemic variation level when it is determined that the retrieved one or more parameters associated with the retrieved metric analysis meets a predetermined condition are disclosed. | 1. A method, comprising: receiving an instruction to determine a glycemic variation level;retrieving a stored metric for determining the glycemic variation level;retrieving one or more parameters associated with the retrieved stored metric;determining, using one or more processors, the glycemic variation level based on the retrieved one or more parameters for the retrieved stored metric; andoutputting the determined glycemic variation level when it is determined that the retrieved one or more parameters associated with the retrieved stored metric meets a predetermined condition, wherein the predetermined condition includes a predetermined stabilization level. 2. The method of claim 1 wherein the determined glycemic variation level is output only when it is determined that the retrieved one or more parameters meets the predetermined condition. 3. The method of claim 1 wherein the predetermined condition includes availability of a number of glucose data over a predetermined time period. 4. The method of claim 3 wherein the predetermined time period is associated with the retrieved stored metric. 5. The method of claim 1 wherein the glycemic variation level is output as one or more of an audible indication, a visual indication, a vibratory indication, or one or more combinations thereof. 6. The method of claim 1 including storing the determined glycemic variation level. 7. The method of claim 1 including outputting an indication of unsuccessful glycemic variation level when it is determined that the retrieved one or more parameters associated with the retrieved stored metric does not meet the predetermined condition. 8. The method of claim 1 wherein the one or more stored metric includes one or more of a standard deviation analysis, Mean Amplitude of Glycemic Excursions (MAGE) analysis, Glycemic Risk Assessment Diabetes Excursion (GRADE) analysis, Lability index analysis, a number of glycemic variation episode excursions analysis, a duration of each glycemic variation episode excursion analysis, an average maximum excursion value analysis, or a low/high blood glucose index analysis. 9. The method of claim 1 wherein the one or more parameters includes at least one of a predetermined number of prior glucose data points and glucose data obtained over a predetermined time period. 10. An apparatus, comprising: a storage unit for storing one or more executable instructions; anda microprocessor operatively coupled to the storage unit for accessing the one or more executable instructions, which, when executed receives an instruction to determine a glycemic variation level, retrieves a stored metric for determining the glycemic variation level, retrieves one or more parameters associated with the retrieved stored metric, determines the glycemic variation level based on the retrieved one or more parameters for the retrieved stored metric, and outputs the determined glycemic variation level when it is determined that the retrieved one or more paramete... | Abbott Diabetes Care Inc. | A61B005/00 A61B005/05
US09147250 | B2 | 2015-09-29 | System and method for automatic magnetic resonance volume composition and normalization | 2012-09-14 | A method and system for automatic magnetic resonance (MR) volume composition and normalization is disclosed. In one embodiment, a plurality of MR volumes is received. A composite MR volume is generated from the plurality of MR volumes. Volume normalization of the composite MR volume is then performed to correct intensity inhomogeneity in the composite MR volume. The volume normalization of the composite MR volume may be performed using template MR volume or without a template MR volume. | 1. A method for automatic magnetic resonance (MR) volume composition and normalization comprising: receiving a plurality of MR volumes;generating a composite MR volume from the plurality of MR volumes; andperforming volume normalization of the composite MR volume to correct intensity inhomogeneity in the composite MR volume, wherein performing volume normalization of the composite MR volume comprises: detecting key slices from a plurality of slices in the composite MR volume;aligning each of the plurality of slices in the composite MR volume to a corresponding slice of a template MR volume based on the key slices; andadjusting voxel intensities in each of the plurality of slices of the composite MR volume based on the corresponding slice of the template MR volume. 2. The method of claim 1, wherein generating the composite MR volume comprises: generating the composite MR volume from the plurality of MR volumes without normalizing the plurality of MR volumes prior to generating the composite MR volume. 3. The method of claim 2, wherein generating the composite MR volume comprises: obtaining world coordinates for each of the plurality MR volumes;locating overlapping regions of adjacent MR volumes of the plurality of MR volumes based on the world coordinates; andconnecting the overlapping regions of the adjacent MR volumes. 4. The method of claim 3, wherein connecting the overlapping regions in the adjacent MR volumes comprises: detecting corresponding voxels in the overlapping regions of the adjacent MR volumes; andblending intensities of the corresponding voxels in the overlapping regions of the adjacent MR volumes. 5. The method of claim 4, wherein detecting corresponding voxels in the overlapping regions of the adjacent MR volume comprises: maximizing a normalized cross-correlation between the overlapping regions of the adjacent MR volumes. 6. The method of claim 1, wherein adjusting voxel intensities in each of the plurality of slices of the composite MR volume comprises: adjusting voxel intensities of voxels in each of the plurality of slices of the composite MR volume such that an intensity histogram of each of the plurality of slices of the composite MR volume matches an intensity histogram of the corresponding slice of the template MR volume. 7. A method for automatic magnetic resonance (MR) volume composition and normalization comprising: receiving a plurality of MR volumes;generating a composite MR volume from the plurality of MR volumes; andperforming volume normalization of the composite MR volume to correct intensity inhomogeneity in the composite MR volume, wherein performing volume normalization of the composite MR volume comprises: normalizing slices of the composite MR volume along a first axis based on approximated muscle intensity in each of the slices along the first axis, andnormalizing slices of the composite MR volume along a second axis based on approximated muscle intensity in each of the slices along the second axis. ... | Siemens Aktiengesellschaft | A61B005/055 G06T007/00 G01R033/56 G01R033/565
US08430823 | B2 | 2013-04-30 | Vestibular canal plug | 2011-09-15 | An apparatus to reduce the sensitivity of the vestibular system to stimulation. The apparatus comprises a plugging device configured to constrain the movement of endolymph fluid within a semicircular canal, and a control module coupled to the plugging device that causes the plugging device to maintain a set actuated position. | 1. A method for reducing sensitivity of a vestibular system in a patient to stimulation, the method comprising: inserting a plugging device in direct contact with an endosteum membrane of a semicircular canal of a patient;actuating the plugging device to a selected one of multiple possible actuated positions that cause a hollow space within the semicircular canal to be reversibly deformed by a variable extent by pressing directly on the endosteum membrane, the selected one of multiple possible positions causing the hollow space within the semicircular canal to be deformed to an extent in which movement of endolymph fluid in the semicircular canal is completely blocked;determining, by a computing device, a deviation of the plugging device from the selected actuated position; andproviding a control signal in response to the determined deviation to maintain the plugging device at the selected actuated position to completely constrain the movement of the endolymph fluid in the semicircular canal. 2. The method of claim 1, further comprising: receiving data indicative of at least one of: environmental conditions, and performance of the plugging device; andgenerating the control signal on the basis of determining the deviation computed from the received data, wherein the control signal causes the plugging device to maintain the selected actuated position. 3. The method of claim 1, further comprising causing the plugging device to move to the selected actuated position. 4. The method of claim 3, wherein causing the plugging device to move to the selected actuated position comprises causing a balloon to change its volume. 5. The method of claim 3, wherein causing the plugging device to move to the selected actuated position comprises causing an elastic membrane to expand. 6. The method of claim 4, wherein maintaining the balloon at the selected actuated position comprises changing the volume of the balloon in response to at least one of: fluid leakage from the balloon, and air pressure changes. | Massachusetts Eye & Ear Infirmary | A61B005/00 A61B019/00 A61M029/00
US08818479 | B2 | 2014-08-26 | Biological information detection device | 2012-09-27 | A biological information detection device has a main body portion, a biological signal detection portion formed integrally with the main body portion, a mounting portion for detachably mounting the main body portion and the biological signal detection portion to a human body, and an engagement portion for detachably mounting the main body portion to the mounting portion. The biological signal detection portion has electrodes configured to be brought into contact with a biological surface of the human body. The engagement portion includes first connecting members protruding from respective opposite sides of the main body portions at positions corresponding to the electrodes, and second connecting members extending from respective end portions of the mounting portion for detachable engagement with the respective first connecting members. | 1. A biological information detection device comprising: a device main body;a biological signal detection portion formed integrally with the device main body, the biological signal detection portion having electrodes configured to be brought into contact with a biological surface of a human body;a fixing portion formed in a belt shape for fixing the device main body and the biological signal detection portion to the human body; andan engagement portion for detachably mounting the device main body to the fixing portion, the engagement portion comprising first connecting members protruding from respective opposite sides of the device main body at positions corresponding to the electrodes and second connecting members extending from respective end portions of the fixing portion for detachable engagement with the respective first connecting members,wherein the fixing portion includes at least an elastic strap and a non-elastic belt connected to at least one end of the elastic strap in a long-side direction of the fixing portion; and wherein the non-elastic belt is configured to cover the biological signal detection portion and to be detachably mounted on the device main body through the engagement portion. 2. The biological information detection device according to claim 1, further comprising a displacement regulation portion provided between the belt and the biological signal detection portion for regulating a relative positional displacement therebetween. 3. A biological information detection device comprising: a device main body;a biological signal detection portion formed integrally with the device main body, the biological signal detection portion having electrodes configured to be brought into contact with a biological surface of a human body;a fixing portion formed in a belt shape for fixing the device main body and the biological signal detection portion to the human body; andan engagement portion for detachably mounting the device main body to the fixing portion, the engagement portion comprising first connecting members protruding from respective opposite sides of the device main body at positions corresponding to the electrodes and second connecting members extending from respective end portions of the fixing portion for detachable engagement with the respective first connecting members,wherein the fixing portion comprises an elastic strap and a non-elastic belt interconnected between the elastic strap and the device main body via the engagement portion. 4. The biological information detection device according to claim 3, wherein the first connecting members comprise two pairs of arms extending from respective opposite sides of the device main body; and wherein the second connecting members are provided at respective end portions of the non-elastic belt for detachable engagement with the respective pairs of arms. 5. The biological information detection device according to claim 3, wherein the electrodes comprise a pair of electrodes ex... | Seiko Instruments Inc. | A61B005/0402 A61B005/0408
US08428687 | B2 | 2013-04-23 | Systems and methods for matching and imaging tissue characteristics | 2011-02-01 | Systems and methods for matching a characteristic of multiple sectors of a moving tissue to verify an overlap thereof are disclosed herein. In an exemplary method, tissue data for at least a first sector and a second sector of a moving tissue is acquired. A characteristic of at least a portion of the first and second sectors is estimated from the acquired tissue data, and the estimated characteristics are matched to verify whether a portion of the first sector overlaps with a portion of the second sector. Estimating can include estimating a displacement such as an axial displacement and/or lateral displacements. Estimating can further include estimating a strain, a velocity, a strain rate and/or a stiffness or equivalent. | 1. A method for matching a characteristic of two or more sectors of a moving tissue to verify whether any portions thereof overlap, comprising: acquiring tissue data for at least a first sector and a second sector of said moving tissue;estimating, using a processing arrangement, a characteristic of at least a portion of said first sector and a characteristic of at least a portion of said second sector from said acquired tissue data; andmatching, using a processing arrangement, said estimated characteristic of said portion of said first sector with said estimated characteristic of said portion of said second sector, to verify whether said portion of said first sector overlaps with said portion of said second sector; anddetermining a time delay between said matched characteristic of said portion of said first sector and said matched characteristic of said portion of said second sector. 2. The method of claim 1, further comprising forming an image of said matched characteristic of said portion of said first sector and said matched characteristic of said portion of said second sector utilizing said determined time delay. 3. The method of claim 2, wherein forming said image comprises forming a one-dimensional image of said tissue. 4. The method of claim 2, wherein forming said image comprises forming a two-dimensional image of said tissue. 5. The method of claim 2, wherein forming said image comprises forming a three-dimensional image of said tissue. 6. The method of claim 2, wherein forming said image comprises forming a four-dimensional image of said tissue. 7. The method of claim 1, wherein estimating said characteristic further comprises estimating a displacement. 8. The method of claim 7, wherein said displacement comprises axial displacement. 9. The method of claim 7, wherein said displacement comprises lateral displacement. 10. The method of claim 1, wherein estimating said characteristic further comprises estimating a strain. 11. The method of claim 1, wherein estimating said characteristic further comprises estimating a velocity. 12. The method of claim 1, wherein estimating said characteristic further comprises estimating a strain rate. 13. The method of claim 1, wherein estimating said characteristic further comprises estimating a stiffness. 14. The method of claim 1, wherein estimating said characteristic further comprises using a speckle-tracking technique. 15. The method of claim 1, further comprising: acquiring electrical activity data from said moving tissue; anddetermining a correspondence between said electrical activity and said estimated characteristic of said portion of said first sector and said estimated characteristic of said portion of said second sector. 16. A system for matching a characteristic of two or more sectors of a moving tissue to verify whether any portions thereof overlap, comprising: a computer readable medium storing program instructions; anda processor adapted to receive tissue data for at least ... | The Trustees of Columbia University in the City of New York | A61B005/05
US08417327 | B2 | 2013-04-09 | Variable frequency impedance measurement | 2002-06-20 | When a defibrillator selects a dosage of energy or current to be delivered to a patient, the defibrillator selects an excitation current frequency and applies the excitation current at the selected frequency to the patient. The frequency of the excitation current is selected as a function of the dosage to be delivered. The patient's response to the excitation current at the selected frequency will accurately reflect the impedance that the defibrillator will “see” when delivering the selected dosage of energy or current. | 1. A method comprising: identifying a dosage of at least one defibrillation shock parameter selected for a patient for a pending defibrillation shock to be delivered to the patient with a defibrillator,wherein the defibrillation shock parameter is selected from the following group: energy and defibrillation current;after identifying the dosage, selecting a frequency of an excitation current as a function of the identified dosage;applying the excitation current to the patient at the selected frequency;measuring an impedance of the patient by measuring a response of the patient to application of the excitation current;delivering the defibrillation shock to the patient; andmodulating the defibrillation shock based on the measured impedance to deliver the identified dosage to the patient. 2. The method of claim 1, wherein measuring an impedance of the patient comprises measuring an impedance of the patient by measuring a magnitude and a phase of the response of the patient to application of the excitation current. 3. The method of claim 1, wherein measuring an impedance comprises measuring a first impedance, the method further comprising measuring a second impedance of the patient by measuring a response of the patient to delivery of the defibrillation shock. 4. The method of claim 1, further comprising selecting the dosage as a function of at least one patient parameter, wherein the patient parameter is selected from the following group: sex, age and body mass. 5. The method of claim 1, further comprising selecting the dosage as a function of a dosage of at least one defibrillation shock parameter delivered to the patient in a previous defibrillation shock, wherein the defibrillation shock parameter is selected from the following group: energy and defibrillation current. 6. The method of claim 1, wherein selecting the frequency of the excitation current as a function of the dosage to be delivered to the patient with the defibrillator comprises selecting the frequency of the excitation current according to a formula that relates frequency values to dosage values. 7. The method of claim 1, wherein selecting the frequency of the excitation current as a function of the dosage to be delivered to the patient with the defibrillator comprises selecting the frequency from a lookup table. 8. The method of claim 1, further comprising storing energy in an energy storage device prior to delivery of the dosage to the patient. 9. The method of claim 1, wherein the frequency is a first frequency, the dosage is a first dosage, and measuring an impedance comprises measuring a first impedance, the method further comprising: selecting a second dosage to be delivered to the patient with the defibrillator;selecting a second frequency of the excitation current as a function of the second dosage:applying the excitation current to the patient at the second selected frequency; andmeasuring a second impedance of the patient by measuring a response of the patient to ap... | Physio-Control, Inc. | A61B005/05
US08398665 | B2 | 2013-03-19 | Lancing system for withdrawing a body fluid | 2010-10-11 | Lancing system for withdrawing body fluid having a lancing element and a lancing instrument, which includes a lancing drive, by which a lancing movement of a lancing element is driven. The lancing drive comprises a drive source and a transmission having a housing coupling mechanism which includes at least two transmission links, a housing bearing, and a coupling element adapted for coupling a lancing element thereto. A lancing depth limiting stop is positioned in the housing so that a stop surface of the lancing element contacts the lancing depth limiting stop during the forward phase of the lancing movement. The housing coupling mechanism comprises a length compensation device to ensure a distance adaptation of the spacing between the lancing element and a housing bearing of the housing coupling mechanism during contact of the stops and further movement of the lancing drive. | 1. A lancing system for withdrawing body fluid from the skin of a human or animal, the system comprising a lancing element having a tip for piercing into the skin, anda lancing instrument with a housing, including a lancing drive which drives a lancing movement of a lancing element, which is connected to the lancing drive,whereinthe lancing drive comprises a drive source and a transmission, by which a movement of the drive source is converted into a lancing movement of the lancing element, the lancing movement including a forward phase during which the lancing element is moved along a predetermined piercing path in a piercing direction until the tip of the lancing element penetrates into the skin and a retraction phase during which the lancing element is retracted after reaching a reversal point corresponding to the lancing depth into the skin, andthe transmission includes a housing coupling mechanism which comprises at least two transmission links, a housing bearing that allows rotation but is translationally fixed relative to the housing, and a coupling element adapted for coupling a lancing element thereto, wherein a first, housing-side transmission link is connected by the housing bearing with housing of the lancing instrument and a second, lancing-element-side transmission link is connected to the coupling element,a lancing depth limiting stop is so positioned in the housing that a stop surface of the lancing element contacts the lancing depth limiting stop during the forward phase of the lancing movement, such that the movement of the lancing element in the piercing direction is limited by contact of the stop surface of the lancing element with the lancing depth limiting stop, andthe housing coupling mechanism has a length compensation device adapted for a distance adaptation of the spacing between the lancing element and the housing bearing, said distance adaptation including a change of the position of the lancing element relative to the coupling element when the stop surface of the lancing element contacts the lancing depth limiting stop and the lancing drive continues to move from a first position to a second position, the tip of the lancing element being closer to the coupling element in the second position than in the first position. 2. The lancing system according to claim 1, characterized in that the length compensation device is provided between the coupling element and the lancing element and is adapted to allow an axial displacement of the lancing element relative to the coupling element after the contact of the stops. 3. The lancing system according to claim 1, characterized in that the coupling element is a lancing element holder, which is borne by an axial guide in the housing. 4. The lancing system according to claim 1, characterized in that a spring element, which acts in the piercing direction on the lancing element, is positioned between the coupling element and the lancing element. 5. The lancing system according to c... | Roche Diagnostics Operations, Inc. | A61B017/34 A61B005/151
US08388551 | B2 | 2013-03-05 | Method and apparatus for multi-use body fluid sampling device with sterility barrier release | 2008-05-27 | A device for use with a gripper is provided. A cartridge is provided that defines a plurality of cavities. A plurality of penetrating members are at least partially contained in the cavities of the cartridge. The penetrating members are slidably movable to extend outward from the cartridge to penetrate tissue. Each cavity has a longitudinal opening that provides access to an elongate portion of the penetrating member. A sterility barrier is coupled to the cartridge. The sterility barrier covers a plurality of the longitudinal openings. The sterility barrier is configured to be moved so that the elongate portion is accessed by the gripper without touching the barrier. | 1. A multi-lancet cartridge, comprising: a radial cartridge housing;a driver is configured to be coupled penetrating members in the cartridge housing;a carrier rotationally received in the cartridge housing;a plurality of penetrating members carried by the carrier, each of said penetrating members having a penetrating member body and a penetrating member tip extending from the body, each of the penetrating members being configured to be coupled to a sample chamber,an advancement device configured to move the carrier in a rotational movement in preparation of placing a respective one of said penetrating members in an active position for being launched to a tissue site;at least one penetrating member sterility barrier that provides a sterile environment for a tip of a respective one of said penetrating members;a device that causes a breach of at least a portion of the sterility barrier to be out of a path of travel from the respective penetrating member upon launch of the penetrating member while at an active position to allow the tip of the penetrating member to exit without piercing the sterility barrier; Wherein the cartridge housing has a single penetrating member opening that defines the active penetrating member position, wherein the tip of the active positioned penetrating member extends through the single penetrating member opening during its launch stroke; wherein the penetrating members are radially arranged in the cartridge that includes indexing; and wherein the cartridge housing has a penetrating member launch channel that receives and guides the active positioned penetrating member in its launch stroke, wherein the launch channel and the single penetrating member opening are aligned and cooperatively define the active penetrating member position. 2. The cartridge of claim 1, wherein the penetrating members are radially arranged on the carrier. 3. The cartridge of claim 1, wherein the cartridge housing has a launch channel that receives and guides the active-positioned penetrating member in its launch stroke, wherein the launch channel defines the active penetrating member position. 4. The cartridge of claim 1, wherein the penetrating members and the carrier have cooperating engagement surfaces that prevent the penetrating members from moving radially except when in the active penetrating member position. 5. The cartridge of claim 1 wherein the cartridge housing has the penetrating member launch channel that receives and guides the active-positioned penetrating member in its launch stroke, wherein the penetrating member launch channel defines the active penetrating member position, and wherein the penetrating member launch channel extends through the circular foot channel to permit the active- positioned penetrating member to move radially in its launch stroke. 6. The cartridge of claim 1, wherein the carrier has an array of radial guide channels that receive and guide the penetrating members in their launch strokes when the penet... | Sanofi-Aventis Deutschland GmbH | A61B005/00
US08414489 | B2 | 2013-04-09 | Fabrication of multi-sensor arrays | 2005-01-12 | The disclosure provides methods for fabricating a long-term analyte sensor for measuring at least one analyte in the body of a user. The analyte sensors made by these methods include a plurality of analyte contacting sensor elements and at least one structure for relaying information to and from the sensor. The analyte sensor so fabricated further includes at least one sensor protection membrane that is controllable in a manner such that sensor elements may be activated (e.g. exposed to the external environment) at different times so as to extend the useful life of the sensor. In illustrative analyte sensors, the analyte is glucose. | 1. A method of making an analyte sensor apparatus for implantation within a mammal comprising the steps of: providing a substrate layer;forming a plurality of analyte sensor elements on the substrate layer including a first analyte sensor element and a second analyte sensor element, wherein each of the analyte sensor elements is adapted to contact and sense analyte and comprise: at least three working electrodes disposed on the substrate layer;a glucose oxidase layer disposed upon the at least three working electrodes;an analyte modulating layer disposed on the glucose oxidase layer, wherein the analyte modulating layer comprises a hydrogel composition;an adhesion promoting layer disposed between the glucose oxidase layer and the analyte modulating layer that functions to promote adhesion between the glucose oxidase layer and the analyte modulating layer, wherein the adhesion promoting layer comprises a compound having a siloxane moiety and;forming a lid layer upon at least one of the plurality of analyte sensor elements;forming a sealed aperture on the lid layer;forming at least one analyte sensor membrane disposed upon at least one of the plurality of analyte sensor elements in a manner that can reversibly prevent an analyte from contacting the at least one of the plurality of analyte sensor elements, wherein the permeability of the analyte sensor membrane can be controlled to allow an analyte to contact at least one of the plurality of analyte sensor elements; andforming at least one structure operatively coupled to the analyte sensing apparatus for relaying information to and away from the analyte sensing apparatus, wherein the analyte sensing device is made so that the first and second analyte sensor elements in the analyte sensing device sense different analytes, so that an analyte sensor apparatus is made. 2. The method of claim 1, wherein the analyte sensor membrane comprises a metal foil whose permeability is controlled by applying an electric current or an electric potential to the analyte sensor membrane. 3. The method of claim 1, further comprising hermetically coupling the analyte sensor membrane to the substrate layer, wherein the substrate layer comprises aluminum oxide. 4. The analyte sensing device of claim 1, wherein the analyte sensor membrane comprises a rupturable metallic membrane. 5. The method of claim 1, wherein the lid layer comprises one or more three dimensional features made by a process which includes chemical etching, reactive ion etching, ion milling, sputtering, evaporation, ion beam assisted deposition, chemical vapor deposition, welding, soldering or brazing. 6. The method of claim 1, wherein the analyte sensor apparatus is made so that the plurality of analyte sensor elements have a plurality of different analyte sensor membranes disposed thereon. 7. The method of claim 6, wherein each of plurality of analyte sensor membranes disposed on the analyte sensor elements is separately controlled. 8. The method... | Medtronic MiniMed, Inc. | A61B005/00 A61B005/05
US08926530 | B2 | 2015-01-06 | Orthopedic insert measuring system for having a sterilized cavity | 2011-09-23 | At least one embodiment is directed to an insert for measuring a parameter of the muscular-skeletal system. The insert can be temporary or permanent. In one embodiment, the insert is prosthetic component for a single compartment of the knee. The insert comprises a support structure and a support structure respectively having an articular surface and a load bearing surface. The height of the insert is less than 10 millimeters. At least one internal cavity is formed when support structures are coupled together for housing electronic circuitry, sensors, and the power source. The cavity is sterilized through a port. A membrane is between the port and the cavity. A sterilization gas permeates the membrane for sterilizing cavity. The membrane prevents ingress of solids and liquids to the cavity. | 1. An insert measurement system for measuring a parameter of the muscular-skeletal system including: a first support structure having an articular surface;a second support structure where the first and second support structure are coupled together and hermetically sealeda load-bearing plate where the insert has at least one interior sterilized cavity housing electronic circuitry operatively coupled to at least one sensor, where the load-bearing plate lies between the articular surface and the at least one sensor, where the load-bearing plate is configured to transmit a portion of a load on the articular surface to the at least one sensor where the insert is placed within sterilized packaging such that the external surfaces and the at least one interior sterilized cavity remain sterile until used. 2. The insert measurement system of claim 1 where the at least one interior sterilized cavity is sterilized with a gas. 3. The insert measurement system of claim 2 where the at least one interior sterilized cavity includes a port that can be externally accessed to deliver a sterilization gas. 4. The insert measurement system of claim 3 where the port is normally closed. 5. The insert measurement system of claim 4 where a gas delivery system is inserted into the port to sterilize the interior of the insert and where the port closes after the gas delivery system is removed. 6. An insert measurement system for measuring a parameter of the muscular-skeletal system comprising: an articular surface and a load-bearing surface, where the insert has at least one interior sterilized cavity housing electronic circuitry operatively coupled to at least one sensor, where the at least one interior sterilized cavity is sterilized with a gas, where the at least one interior sterilized cavity includes a port that can be externally accessed to deliver a sterilization gas, where the port is configured to receive a gas delivery system which can be inserted into the port, where the port is configured to be closed after the gas delivery system is removed, where the port is configured to be closed during use of the insert measurement system, where an o-ring is in the port to seal the cavity from an external environment during use. 7. The insert measurement system of claim 1 where the at least one sensor includes three sensors interior to the insert coupled to the articular surface such that an applied load magnitude and a position of a load on the articular surface is measured. 8. The insert measurement system of claim 7 where the first and second support structures comprise polycarbonate. 9. A method of preparing an intra-operative insert measurement system comprising: inserting electronic circuitry into at least one cavity within an insert measurement system, where the insert measurement system includes: a first support structure having an articular surface;a second support structure where the first and second support structure are coupled together and hermetically se... | OrthoSensor Inc | A61B005/103 A61B005/00 A61F002/46 A61B005/11 A61F002/38
US09445731 | B2 | 2016-09-20 | Pulse wave velocity measuring device and pulse wave velocity measurement method | 2012-05-10 | According to one embodiment, a pulse wave velocity measuring device includes a first sensor, a second sensor, a base body and a calculation unit. The first sensor is configured to sense a pulse wave propagating through an interior of a vessel. The second sensor is separated from the first sensor and is configured to sense the pulse wave. The base body is configured to hold the first sensor and the second sensor and regulate a distance between the first sensor and the second sensor. The calculation unit is configured to derive a difference between a time of the sensing of the pulse wave by the first sensor and a time of the sensing of the pulse wave by the second sensor. | 1. A pulse wave velocity measuring device, comprising: a base body;a first support body provided on the base body;a first diaphragm supported by the first support body to be separated from the base body;a first sensor provided on a part of a first upper surface of the first diaphragm to sense a pulse wave propagating through an interior of a vessel, the part of the first upper surface overlapping the first sensor and a first cavity in a first direction perpendicular to the first upper surface, the first cavity being provided under the first diaphragm, an other part of the first upper surface not overlapping the first sensor in the first direction and overlapping the first cavity in the first direction;a second support body provided on the base body;a second diaphragm supported by the second support body to be separated from the base body and separated from the first diaphragm;a second sensor provided on a part of a second upper surface of the second diaphragm to sense the pulse wave, the part of the second upper surface overlapping the second sensor and a second cavity in a second direction perpendicular to the second upper surface, the second cavity being provided under the second diaphragm, an other part of the second upper surface not overlapping the second sensor in the second direction and overlapping the second cavity in the second direction; anda calculation unit configured to derive a difference between a time of the sensing of the pulse wave by the first sensor and a time of the sensing of the pulse wave by the second sensor,the first sensor includes a first ferromagnetic layer, a second ferromagnetic layer, and a first intermediate layer provided between the first ferromagnetic layer and the second ferromagnetic layer, the first intermediate layer being nonmagnetic,the second sensor includes a third ferromagnetic layer, a fourth ferromagnetic layer, and a second intermediate layer provided between the third ferromagnetic layer and the fourth ferromagnetic layer, the second intermediate layer being nonmagnetic,whereina first electrical resistance between the first ferromagnetic layer and the second ferromagnetic layer changes depending on a change of a first magnetization direction of the first ferromagnetic layer based on inverse magnetostrictive effect corresponding to a first stress applied to the first ferromagnetic layer from the first diaphragm deforming depending on the pulse wave, anda second electrical resistance between the third ferromagnetic layer and the fourth ferromagnetic layer changes depending on a change of a third magnetization direction of the third ferromagnetic layer based on inverse magnetostrictive effect corresponding to a second stress applied to the third ferromagnetic layer from the second diaphragm deforming depending on the pulse wave. 2. The device according to claim 1, wherein the first intermediate layer and the second intermediate layer include at least one of Cu, Au and Ag, and a thickness of the firs... | Kabushiki Kaisha Toshiba | A61B005/02 A61B005/021 A61B005/00
US10045701 | B2 | 2018-08-14 | Implantable hemodynamic monitor and methods for use therewith | 2012-11-06 | Provided herein are implantable systems that include an implantable photoplethysmography (PPG) sensor, which can be used to obtain an arterial PPG waveform. In an embodiment, a metric of a terminal portion of an arterial PPG waveform is determined, and a metric of an initial portion of the arterial PPG waveform is determined, and a surrogate of mean arterial pressure is determined based on the metric of the terminal portion and the metric of the initial portion. In another embodiment, a surrogate of diastolic pressure is determined based on a metric of a terminal portion of an arterial PPG waveform. In a further embodiment, a surrogate of cardiac afterload is determined based on a metric of a terminal portion of an arterial PPG waveform. | 1. For use in an implantable system including an implantable photoplethysmography (PPG) sensor, a method for monitoring mean arterial pressure (MAP) of a patient, comprising: (a) determining, with a controller, a metric of a terminal portion (Tmetric) of an arterial photoplethysmography (PPG) waveform measured using the implantable PPG sensor, wherein the terminal portion is from a maximum of the arterial PPG waveform to a following minimum of the PPG waveform, wherein the Tmetric is a total relaxation time (TRT), which is a time from a maximum to the following minimum of the arterial PPG waveform;(b) determining, with the controller, a metric of an initial portion (Imetric) of the arterial PPG waveform measured using the implantable PPG sensor, wherein the initial portion is from a minimum of the arterial PPG waveform to the following maximum of the PPG waveform, wherein the Imetric is an initial acceleration time (IAT), which is a time from a minimum to the following maximum of the arterial PPG signal;(c) determining, with the controller, a surrogate of MAP based on the metric of the terminal portion and the metric of the initial portion; and(d) adjusting, with the controller, an electrical therapy delivered to a heart of the patient as a function of the surrogate MAP. 2. The method of claim 1, wherein the arterial PPG waveform comprises an averaged arterial PPG waveform that is produced by averaging a plurality of cardiac cycles of a PPG signal obtained from the implantable PPG sensor. 3. The method of claim 1, further comprising: repeating steps (a), (b) and (c) from time to time; andmonitoring changes in MAP by monitoring changes in the surrogate of MAP as steps (a), (b) and (c) are repeated from time to time. 4. For use in an implantable system including an implantable photoplethysmography (PPG) sensor, a method for monitoring mean arterial pressure (MAP) of a patient, comprising: (a) determining, with a controller, a metric of a terminal portion (Tmetric) of an arterial photoplethysmography (PPG) waveform measured using the implantable PPG sensor, wherein the terminal portion is from a maximum of the arterial PPG waveform to a following minimum of the PPG waveform, wherein the Tmetric is a terminal deceleration slope (TDS) or the beginning terminal deceleration slope (BTDS), where the TDS is a downward slope from a maximum to the following minimum of the arterial PPG waveform, and the BTDS is a downward slope from a maximum to the following dicrotic notch of the arterial PPG waveform;(b) determining, with the controller, a metric of an initial portion (Imetric) of the arterial PPG waveform measured using the implantable PPG sensor, wherein the initial portion is from a minimum of the arterial PPG waveform to the following maximum of the PPG waveform and wherein the Imetric is an initial acceleration slope (IAS), which is an upward slope from a minimum to the following maximum of the arterial PPG waveform;(c) determining, with the contro... | Pacesetter, Inc. | A61B005/02 A61B005/0215 A61B005/021 A61B005/1459
US09364150 | B2 | 2016-06-14 | System and method for wireless generation of standard ECG leads and an ECG sensing unit therefor | 2012-10-19 | A system for wireless generation of at least one standard ECG lead comprises a plurality of electrodes for application to a subject at separate points thereof and a remote receiver station for generating at least one standard ECG lead from signals detected by a first group of said plurality of electrodes. The system further comprises a wireless sensing unit for generating at least two non-standard ECG signals from bipolar signals detected by a second group of the plurality of electrodes, a processor in the remote receiver station for calculation of a transform synthesizing each generated standard ECG lead from at least two of the non-standard ECG signals, a disconnection unit for disconnection of the first group of electrodes from the subject following the calculation, and a transfer unit for wireless transferring of the non-standard ECG signals to the remote receiver station following the disconnection of the first group of electrodes. | 1. An ECG sensing unit formed as an adhesive patch, comprising: at least three electrodes for application to a subject and arranged for generating bipolar signals;a radio module for communication with a remote receiver station;at least first and second differential amplifiers coupled to the ECG sensing unit's electrodes for generating at least first and second bipolar signals from electrical signals sensed by the electrodes from which non-standard ECG signals are generated;a further differential amplifier for generating calibration signals based on externally received signals having an input port for connection to an electrode external to the ECG sensing unit for allowing physical and electrical connection and disconnection of the further differential amplifier to and from the external electrode. 2. The ECG sensing unit according to claim 1, wherein the at least three electrodes are arranged along two non-parallel lines. 3. The ECG sensing unit according to claim 2, wherein the two nonparallel lines are orthogonal. 4. The ECG sensing unit according to claim 1, further comprising a data processor connected between the first and second differential amplifiers and the radio module and configured to generate and store the non-standard ECG signals. 5. The ECG sensing unit according to claim 4, wherein the further differential amplifier further comprises an output connected to the data processor. 6. The ECG sensing unit according to claim 1, wherein the radio module is configured to be activated by the remote receiver station. 7. The ECG sensing unit according to claim 1, wherein the electrode external to the ECG sensing unit is located in a different ECG sensing unit according to claim 1. 8. The ECG sensing unit according to claim 1, wherein the adhesive patch is disposable. 9. The ECG sensing unit according to claim 1, wherein the first and second differential amplifiers have inputs connected to two of the at least three electrodes. 10. The ECG sensing unit according to claim 1, wherein the further differential amplifier has an input connected to one of the at least three electrodes. 11. The ECG sensing unit according to claim 1, wherein the further is configured to generate a standard ECG-lead for calibration of the generated non-standard signals. 12. An ECG sensing unit formed as an adhesive patch, comprising: at least three electrodes for application to a subject and arranged for generating bipolar signals;a radio module for communication with a remote receiver station;at least one differential amplifier coupled to the ECG sensing unit's electrodes for generating bipolar signals from electrical signals sensed by the electrodes from which non-standard ECG signals are generated;an auxiliary differential amplifier for generating calibration signals based on externally received signals having an input port for connection to an electrode external to the ECG sensing unit for allowing physical and electrical connection and disconnection of the... | NOVOSENSE AB | A61B005/04 A61B005/00 A61B005/0402 A61B005/0408 A61B005/0428
US09888868 | B2 | 2018-02-13 | Energy aware sensor management for wearable medical systems optimization | 2011-06-17 | A sensor system and method configured to take multiple channels of sensors, and based on context and user behavior reflected in the signals, identifies specified channels for sensing according to a sensing policy. The sensing policy is used to reduce the amount of data sampled, such that it is possible to reconstruct the values of the non sampled sensors efficiently. The sensing policy is influenced by user and system's behavior and can be assigned either offline or in real time. | 1. A sensor apparatus, comprising: an array comprising first and second sensors;a processor coupled to the array;said processor configured to acquire data from said first and second sensors;a transmission unit coupled to the processor;said transmission unit configured for transmitting acquired data to an external processing unit; andprogramming executable on said processor, the programming configured for directing the processor to: selectively turn off data acquisition from said second sensor according to a sensor policy related to a physiological characteristic while data acquisition from said first sensor remains turned on, wherein said sensor policy indicates when to read said first and second sensors according to the physiological characteristic;acquire a first set of data from said first sensor while data acquisition from said second sensor is turned off;identify, from the first set of data, a start of an event;turn on data acquisition from said second sensor according to said sensor policy in response to identifying said start of said event; andacquire a second set of data from said second sensor. 2. A sensor apparatus as recited in claim 1, wherein the programming is further configured for directing the processor to acquire data from said first sensor and said second sensor over a time frame, and determine said sensor policy from said data from said first sensor and said second sensor over said time frame. 3. A sensor apparatus as recited in claim 1, the array further comprising a third sensor, wherein the programming is further configured for directing the processor to: acquire data from said first sensor and said third sensor over a time frame;time-shift said data from said third sensor; anddetermine by a comparison of the acquired data from said first sensor and the time-shifted acquired data from said third sensor that data from said first sensor is a predictor of data from said third sensor. 4. A sensor apparatus as recited in claim 1, wherein the programming is further configured for directing the processor to place the second sensor in a sleep mode while data is being acquired from the first sensor. 5. A sensor apparatus as recited in claim 1, wherein the programming is further configured for directing the processor to place the first sensor in a sleep mode while data is being acquired from the second sensor. 6. A sensor apparatus as recited in claim 1: wherein the array comprises a sensing pad disposed within a sole of a shoe, said physiological characteristic comprising a gait characteristic; andwherein the programming is further configured for directing the processor to segment a signal from the array according to said gait characteristic. 7. A sensor apparatus as recited in claim 6: wherein the signal comprises a plantar pressure signal;wherein the signal is segmented into an airborne segment, a landing segment, and a take-off segment; andwherein one or more of the first and second sensors are placed in a sleep mode during... | THE REGENTS OF THE UNIVERSITY OF CALIFORNIA | A61B005/103 A61B005/00
US20130060160 | A1 | 2013-03-07 | TISSUE AND FLUID SAMPLING DEVICE AND METHOD | 2012-06-11 | A device and method for acquiring tissue or fluid. The device includes an instrument for acquiring tissue or fluid, and a pump. The instrument has a proximal end and a distal end at which the tissue or fluid is first acquired. The pump is connected to the proximal end of the instrument for applying negative pressure for drawing in the tissue or fluid. The pump has a switch for adjusting the amount of pressure. The method includes inserting an instrument into the site of the tissue or fluid to be acquired and exerting a controlled amount of adjustable negative pressure through the instrument to draw back into or onto the instrument the tissue or fluid being acquired. | 1. A device for acquiring tissue or fluid comprising: an instrument for acquiring tissue or fluid, the instrument having a proximal end and a distal end at which the tissue or fluid is first acquired;a pump being connected to the proximal end of the instrument for applying negative pressure for drawing in the tissue or fluid; andthe pump having a switch for adjusting the amount of pressure. 2. The device of claim 1, wherein the instrument is a needle. 3. The device of claim 1, wherein the pump further comprises a handle for generating negative or positive pressure by hand. 4. The device of claim 1, further comprising a tube to connect the instrument to the pump. 5. The device of claim 4, further comprising another tube and a specimen receptacle, wherein the specimen is interposed between the two tubes. 6. The device of claim 1, further comprising a pressure gauge. 7. A method for acquiring tissue or fluid comprising: inserting an instrument into the site of the tissue or fluid to be acquired;and exerting a controlled amount of adjustable negative pressure through the instrument to draw back into or onto the instrument the tissue or fluid being acquired. 8. The method of claim 7, wherein the pressure is exerted by a pump and the pump has a handle, and further comprising adjusting the pressure by squeezing the handle. 9. The method of claim 7, further comprising a step of regulating the pressure while acquiring the tissue or fluid. 10. The method of claim 7, further comprising a step of monitoring the pressure using a pressure gauge. 11. The method of claim 7, wherein the method is used together with endoscopic ultrasonography FNA, Cystoscopy, bronchoscopy, laparoscopy guided tissue acquisition, computed axial tomography scan, ultrasound guided FNA, liver biopsies, paracentesis or thoracentesis. 12. The method of claim 7, wherein the negative pressure being exerted is a range approximately between 0-10 cc, 10-20 cc, 20-30 cc, 30-40 cc, 40-50 cc, or 50-60 cc. 13. The method of claim 7, further comprising a final step of exerting positive pressure to release the fluid or tissue which has been acquired. | - | A61B005/15 A61B005/153 A61B010/02
US20130096389 | A1 | 2013-04-18 | CHAIN OF CUSTODY FOR PHYSIOLOGICAL MONITORING SYSTEM | 2011-10-12 | A chain of custody device is provided. The chain of custody device includes a strap for attaching to a body part of a patient. The chain of custody device further includes a receiver connected to the strap and operable to be connected to a physiological monitoring system via a cable. The receiver stores an identifier that is readable by the physiological monitoring system and is usable by the physiological monitoring system to verify that the physiological monitoring system is connected to a correct chain of custody device. The chain of custody device further comprises a security means for preventing undetected removal of the strap and/or receiver. A system comprising the physiological monitoring system and the chain of custody device, and a method for using such system are also described. | 1. A chain of custody device, comprising: a strap for attaching to a body part of a patient;a receiver connected to the strap that is operable to be connected to a physiological monitoring system via a cable, the receiver storing an identifier that is readable by the physiological monitoring system and usable by the physiological monitoring system to verify that the physiological monitoring system is connected to a correct chain of custody device; anda security means for preventing undetected removal of the receiver. 2. The chain of custody device of claim 1, wherein the receiver is removably connected to the strap; and wherein the security means is also for preventing undetected removal of the receiver from the strap. 3. The chain of custody device of claim 1, wherein the receiver is removably connected to the strap via insertion of the strap into two openings on opposite ends of the receiver. 4. The chain of custody device of claim 1, wherein the security means comprises a snap rivet. 5. The chain of custody device of claim 1, wherein the strap comprises a hook and loop fastener. 6. The chain of custody device of claim 5, wherein the security means comprises a security tag having an adhesive portion that is looped through openings on the strap and sealed over the hook and loop fastener. 7. The chain of custody device of claim 5, wherein the strap comprises a napped cloth surface that facilitates the sealing of the hook and loop fastener. 8. The chain of custody device of claim 1, wherein the strap comprises a cloth inner surface to prevent irritation of the body of the patient. 9. The chain of custody device of claim 1, wherein the strap comprises a safety feature that facilitates breaking apart of the strap when stretched. 10. The chain of custody device of claim 9, wherein the safety feature comprises at least one perforated region that forms a breakage region in the strap. 11. The chain of custody device of claim 1, wherein the strap comprises a plurality of openings along a length of the strap, thereby permitting the strap to be adjustable. 12. The chain of custody of device of claim 1, wherein the strap is adapted to be worn around a neck of a patient. 13. The chain of custody device of claim 1, wherein the receiver is adapted to receive the cable and is operable to detect a presence of at least one of an extension cable between the receiver and the physiological monitoring system and a substitute cable between the receiver and the physiological monitoring system. 14. The chain of custody device of claim 1, wherein the receiver comprises an integrated circuit enclosed in a plastic molding. 15. A system comprising: a physiological monitoring system; anda chain of custody device, the chain of custody device comprising: a strap for attaching to a body part of a patient;a receiver that is operable to be connected to the physiological monitoring system via a cable, the receiver storing an identifier that is readable by the physiol... | WATERMARK MEDICAL, LLC | A61B005/00
US20130090536 | A1 | 2013-04-11 | ANALYTE SENSOR METHOD AND APPARATUS | 2012-09-27 | Provided herein are systems, methods, and apparatuses for an analyte sensor. In one aspect, an analyte sensing device comprises a sensor body member including at least one nanopore and an optical conduit in optical communication with the sensor body member. The optical conduit transmits optical energy to the sensor body member and receives reflected optical energy back from the sensor body member. A photodetector is optically coupled to the optical conduit to determine an optical parameter from the reflected optical energy. | 1. An analyte sensing device comprising: a. a sensor body member including at least one nanopore;b. an optical conduit in optical communication with the sensor body member and the nanopore, wherein the optical conduit transmits optical energy to the sensor body member and receives optical energy from the sensor body member; andc. a photodetector optically coupled to the optical conduit to determine an optical parameter from the sensor body member. | - | A61B005/1459 A61B005/145
US08417353 | B2 | 2013-04-09 | Method and apparatus for securing an electrode | 2009-04-29 | A system for securing at least one electrode to an anatomy is provided. The system can include a first plate, which can include at least one first passage. The at least one first passage can be configured to receive a lead of the at least one electrode. The system can also include a second plate configured to move relative to the first plate. The movement of the second plate relative to the first plate can at least partially occlude the at least one passage of the first plate to secure the lead of the at least one electrode to the anatomy. | 1. A system adapted to secure at least one electrode to an anatomy comprising: a first plate that includes at least one first passage configured to receive a lead of the at least one electrode;a second plate configured to move relative to the first plate;a coupling member in the form of a post having a pitch that extends from a surface of the first plate or a surface of the second plate;a coupling bore that cooperates with the post, the coupling bore formed in the other of the first plate or the second plate; andthe second plate including at least one second passage that is coaxially aligned with the at least one first passage when the second plate is in a first position relative to the coupling member and is offset from the at least one first passage when the second plate is moved to a second position relative to the coupling member;wherein movement of the coupling bore on the post from the first position to the second position rotates the second plate relative to the first plate to cause the second plate to occlude the at least one first passage of the first plate so as to be adapted to secure the lead of the at least one electrode to the anatomy. 2. The system of claim 1, wherein the movement of the second plate relative to the first plate couples the second plate to the first plate. 3. The system of claim 1, further comprising: a base ring that includes at least one flange and a bore, the at least one flange configured to receive at least one fastener so as to be adapted to couple the base ring to the anatomy and the bore includes a shoulder that retains the first plate and the second plate within the bore, the bore positionable over an access hole formed in the anatomy; anda cover that is releasably coupled to the base ring to substantially enclose the bore, the first plate and the second plate. 4. The system of claim 3, wherein the base ring defines at least one guide to direct the at least one lead out of the bore of the base ring. 5. The system of claim 1, wherein in the first position, the second plate does not occlude the at least one first passage of the first plate. 6. The system of claim 1, wherein the at least one first passage comprises at least one closed circular bore. 7. A system adapted to secure at least one electrode to an anatomy comprising: a base ring that includes at least one flange that is adapted to couple the base ring to the anatomy, and a bore positionable over an access hole formed in the anatomy for enabling at least one instrument to pass through the bore into the anatomy;a first plate that includes at least one first passage and a coupling member that extends from a surface of the first plate, the first plate at least partially received within the bore of the base ring;a second plate that includes a coupling feature that cooperates with the coupling member and at least one second passage that is coaxially aligned with the at least one first passage when the second plate is in a first position relative to t... | Medtronic, Inc. | A61N001/00 A61B005/04
US08414476 | B2 | 2013-04-09 | Method for using variable direction of view endoscopy in conjunction with image guided surgical systems | 2011-05-27 | A method for a variable direction of view endoscope used in combination with an image guided surgical system to provide new diagnostic and surgical capabilities. The method provides the following capabilities: greatly improved endoscopic orientation capabilities, global monitoring of endoscopic viewing direction, and greatly improved surgical approach and procedure planning. | 1. A method for improving a diagnostic or surgical procedure involving a variable direction of view endoscope comprising;acquiring volumetric scan data of a subsurface structure;selecting a target point relative to said volumetric scan data;calculating a set of possible endoscope tip positions from which there is a direct line of sight to said target point; anddisplaying said set of possible endoscope tip positions. 2. The method of claim 1, further comprising: selecting an entry line; andcalculating the intersection of said entry line with said set of possible endoscope tip positions. | Karl Storz Imaging, Inc. | A61B001/00 A61B001/04 A61B005/05
US08412298 | B2 | 2013-04-02 | Probe device | 2008-11-26 | In a probe device including a light irradiating portion irradiating a light to a surface of a living body, and a light detecting portion detecting the light passing through an inner portion of the living body so as to emit from the surface of the living body, the probe device is provided with a sheet-like probe holding body, a plurality of light emitting probes and a plurality of detection probes which are attached to the probe holding body at a predetermined interval, a board holding portion attached to a predetermined position of the probe holding portion, an electronic board attached to the board holding portion, a sheet holding portion holding the probe holding body at a predetermined position of a head portion (a tested position) of the test subject, and a fixing band portion for installing the sheet holding portion to the test subject. | 1. A probe device comprising: a flexible probe holding body;a plurality of light emitting probes and a plurality of detection probes;a board holding portion attached to said probe holding body;an electronic board attached to said board holding portion;a sheet holding portion adapted for holding said probe holding body at a predetermined position of a head portion of the living body;a plurality of probe attaching portions;a plurality of board attaching portions; anda fixing band portion for attaching said sheet holding portion to the living body,wherein said electronic board comprises:a plurality of probe control boards for controlling the plurality of light emitting probes and the plurality of detection probes within a predetermined region; anda main control board for controlling said plurality of probe control boards and communicating with the other devices, andwherein said board holding portion comprises:a first board holding portion for attaching the probe control board; anda second board holding portion for attaching the main control board,wherein the probe holding body has a plurality of hole portions arranged at a predetermined interval,the board attaching portion and the probe attaching portions are fitted to the hole portions,the light emitting probes and the detection probes are detachably fitted to the probe attaching portions;the board holding portion is detachably fitted to the board attaching portions; andwherein the structure of each of the probe attaching portions are configured to allow the board holding portion to detachably fit to the probe attaching portions and the structure of each of the board attaching portions are configured to allow the light emitting probes and the detection probes to detachably fit to the board attaching portions. 2. A probe device as claimed in claim 1, wherein said main control board has a communication means configured to communicate wirelessly with a biological light measuring device main body to image process an electric signal output from said probe device to display a map. 3. A probe device as claimed in claim 1, wherein said main control board is provided in an end portion of said probe holding body. 4. A probe device as claimed in claim 3, wherein the probe device is provided with an electronic board having a power source portion configured to supply power to said probe device. 5. A probe device as claimed in claim 4, wherein said main control board and said electronic board are arranged to oppose each other. 6. A probe device as claimed in claim 1, wherein the sheet holding portion is arranged to hold said probe holding body at a predetermined position of a surface of the living body, said sheet holding portion surrounds a periphery of said probe holding body, and forms a shielding space shielding light while being provided with a predetermined gap between said probe holding body and the surface of the living body. 7. A probe device as claimed in claim 1, wherein each of said plurality o... | Hitachi, Ltd. | A61B005/00
US08403884 | B2 | 2013-03-26 | ACS therapy system | 2008-02-18 | An ACS therapy system for continuously monitoring Intra-Abdominal Pressure (IAP) and preventing the onset of ACS. The automated ACS therapy system includes a urine withdrawal device, an IAP regulation circuit, an IAP monitor connected to the urine withdrawal device to supply an IAP value to the IAP regulation circuit, and an abdominal fluid removal device. The abdominal fluid removal device may be connected to an active suction device, which withdraws fluid from the abdominal cavity through the abdominal fluid removal device when activated by the IAP regulation circuit. Based on the IAP value, the IAP regulation circuit may send a control signal that controls the active suction device to turn on and drain fluid from the abdominal cavity. When the IAP value reaches certain levels, the IAP regulation circuit may cause the active suction device to be turned off. | 1. An Abdominal Compartment Syndrome (ACS) therapy system, comprising: an Intra-Abdominal Pressure (IAP) monitor configured to measure and provide an indication of IAP;a urine withdrawal device coupled to the IAP monitor and configured to drain urine from the patient, the IAP monitor configured to measure the indication of IAP by measuring bladder pressure through the urine withdrawal device;an abdominal fluid removal device configured to remove fluid from an abdominal cavity of a patient; andan IAP regulation circuit operatively coupled to the IAP monitor and the abdominal fluid removal device and configured to receive the indication of IAP from the IAP monitor and automatically control the removal of fluid from the abdominal cavity through the abdominal fluid removal device based on the indication of IAP. 2. The ACS therapy system according to claim 1, further comprising an active suction device coupled to the abdominal fluid removal device and the IAP regulation circuit and configured to withdraw fluid from the abdominal cavity through the abdominal fluid removal device under control of the IAP regulation circuit. 3. The ACS therapy system according to claim 2, the active suction device configured to provide an indication of a total abdominal fluid volume being drained from the abdominal cavity to the IAP regulation circuit. 4. The ACS therapy system according to claim 3, the IAP regulation circuit comprising a processor configured to receive the indication of IAP and send a first control signal to the active suction device to withdraw fluid from the abdominal cavity through the abdominal fluid removal device when the indication of IAP meets or exceeds a first predetermined threshold. 5. The ACS therapy system according to claim 4, the processor configured to send a second control signal to the active suction device to cease withdrawing fluid from the abdominal cavity through the abdominal fluid removal device when the indication of the total abdominal fluid volume being drained meets or exceeds a predetermined threshold. 6. The ACS therapy system according to claim 4, the processor configured to send a second control signal to the active suction device to cease withdrawing fluid from the abdominal cavity through the abdominal fluid removal device when a predetermined amount of time has elapsed. 7. The ACS therapy system according to claim 1, further comprising: a fluid delivery source for providing fluid to the patient; anda fluid control and monitoring device coupled to the fluid delivery source and the IAP regulation circuit and configured to control and monitor an amount of fluid being administered to the patient, and provide an indication of the amount of fluid being administered to the patient to the IAP regulation circuit. 8. The ACS therapy system according to claim 7, further comprising an IV catheter coupled to the fluid delivery source and configured to administer fluid to the patient. 9. The ACS therapy system according to ... | C. R. Bard, Inc. | A61M031/00 A61M001/00 A61M027/00 A61B005/00
US08398543 | B2 | 2013-03-19 | Capsule endoscope activation system | 2011-08-16 | A capsule endoscope that includes a capsule-shaped casing and a detecting unit that is provided inside the casing to detect a magnetic field orthogonal to a longitudinal direction of the casing, the endoscope being activated when the detecting unit detects a magnetic field of a threshold or more; a capsule container that houses the endoscope; a route portion in which a route is formed on which the container moves on a planar face; an activation magnetic field generating unit that is arranged at an interval along the route, and includes magnets for generating magnetic fields in a direction vertical to a direction in which the container moves on the route, the magnets being arranged such that respective magnetization directions are different; and a response unit that has a magnetization direction orthogonal respectively to a center axis direction of the longitudinal direction and a direction of the detected magnetic field. | 1. A capsule endoscope activation system comprising: a capsule endoscope that includes a capsule-shaped casing, anda magnetic field detecting unit that is provided inside the capsule-shaped casing and detects a magnetic field in a direction orthogonal to a longitudinal direction of the capsule-shaped casing, the capsule endoscope being activated when the magnetic field detecting unit detects a magnetic field of a threshold or more;a capsule container that houses the capsule endoscope;a route portion in which a route is formed on which the capsule container moves on a planar face;an activation magnetic field generating unit that is arranged at a predetermined interval along the route, and includes a plurality of magnets for generating magnetic fields in a direction vertical to a direction in which the capsule container moves on the route, the plurality of magnets being arranged such that respective magnetization directions are different; anda magnetic field response unit that has a magnetization direction orthogonal respectively to a center axis direction of the longitudinal direction and a direction of the magnetic field detected by the magnetic field detecting unit. 2. The capsule endoscope activation system according to claim 1, wherein the magnetic field response unit is arranged inside the capsule endoscope. 3. The capsule endoscope activation system according to claim 1, wherein the capsule container has a first support portion for supporting the capsule endoscope rotatably about the center axis of the longitudinal direction. 4. The capsule endoscope activation system according to claim 1, wherein the capsule container has a second support portion for supporting a lateral face of the capsule endoscope. 5. The capsule endoscope activation system according to claim 4, wherein, when supporting the capsule endoscope, the second support portion is rotatable about an axis parallel to the center axis of the capsule endoscope. 6. The capsule endoscope activation system according to claim 1, wherein the plurality of magnets are arranged such that an angle formed between respective magnetization directions is 90 degrees or more. 7. The capsule endoscope activation system according to claim 1, further comprising a rotating device that includes a rotation support portion for rotatably supporting the capsule container that fixes and houses the capsule endoscope, the rotating device being movable along the route, wherein a rotation axis of the rotation support portion matches with the center axis of the longitudinal direction. 8. The capsule endoscope activation system according to claim 7, wherein the magnetic field response unit is arranged inside the capsule endoscope. 9. The capsule endoscope activation system according to claim 7, wherein the rotating device has a holding portion for holding the capsule container; and the magnetic field response unit is arranged in the holding portion. 10. The capsule endoscope activation system according to... | Olympus Medical Systems Corp. | A61B001/04 A61B001/00 A61B005/07 A61B005/05 G01B007/14 H01H009/00
US08388548 | B2 | 2013-03-05 | Ventilator patient synchronization | 2011-02-23 | A method and apparatus that provides an expert system for determining respiratory phase during ventilatory support of a subject. Discrete phase states are partitioned and prior probability functions and observed probability functions for each state are defined. The probability functions are based upon relative duration of each state as well as the flow characteristics of each state. These functions are combined to determine phase probabilities for each state using Bayes' theorem. The calculated probabilities for the states may then be compared to determine which state the subject is experiencing. A ventilator may then conform respiratory support in accordance with the most probable phase. To provide a learning feature, the probability functions may be adjusted during use to provide a more subject specific response that accounts for changing respiratory characteristics. | 1. An apparatus for delivering ventilatory support to a subject synchronized to the subject's respiratory phase, comprising: a means for providing a controlled supply of breathable gas to a subject's airway;a means for generating an air flow signal representative of the subject's respiration; anda processor to determine a phase of the subject's respiratory cycle and to control the supply of breathable gas delivered to the subject's airway;wherein said processor determines a phase in the subject's respiratory cycle by (a) designating a plurality of phase states within said subject's respiratory cycle; (b) calculating a measure of the subject's respiration from said air flow signal; (c) calculating a rate of change of the air flow signal from said measure of the subject's respiration, (d) determining probabilities for said subject being in each of said phase states based on said rate of change; and (e) identifying the phase in the subject's respiratory cycle from the determined probabilities of said subject's respiratory cycle being in each of said phase states; andwherein said processor causes the delivery of a supply of breathable gas synchronized with the determined phase of the subject's respiratory cycle. 2. The apparatus of claim 1 wherein said means for providing a controlled supply of breathable gas includes a ventilator and said means for generating an air flow signal representative of the subject's respiration includes a transducer. 3. The apparatus of claim 1 wherein said probabilities are determined based on the ratio of each phase state's duration to the duration of an entire respiratory cycle. 4. The apparatus of claim 1 wherein said probabilities are determined based on the ratio of each phase state's duration to the duration of an entire respiratory cycle and also as a function of previously determined probabilities. 5. The apparatus of claim 1 wherein said probabilities are determined using a comparing function that relates said plurality of phase states to sub-ranges selected from a range of measures of a respiratory cycle. 6. The apparatus of claim 1 wherein said comparing function changes as a result of changing respiratory cycles of the subject. 7. The apparatus of claim 1 wherein said processor identifies a phase by additionally comparing determined probabilities to identify a determined probability that is more probable than other determined probabilities. 8. The apparatus of claim 1 wherein said designating a plurality of phase states involves partitioning a respiration cycle in relation to a peak flow. 9. The apparatus of claim 1 wherein said designating a plurality of phase states is repeated to adjust said phase states to account for the subject's changing respiratory characteristics as assessed by a measure of respiration over time. 10. The apparatus of claim 9 wherein said calculating a measure of the subject's respiration includes smoothing data and performing a low pass filtering operation on said data from s... | ResMed Limited | A61B005/08
US08433396 | B2 | 2013-04-30 | Methods and apparatus for atrioventricular search | 2003-04-18 | In general, the invention provides for commencing an atrioventricular (AV) search in response to an indicator of an autonomic nervous system (ANS) activity. An implantable medical device (IMD) may be configured to apply this technique, and also to apply rate adaptive ventricular pacing. In response to ANS activity such as an abrupt increase in cardiac sympathetic nervous activity, the IMD performs an AV search to find the intrinsic AV interval of the patient. The invention includes selection of a maximum AV delay so that the AV search will not adversely affect hemodynamic function. | 1. A method comprising: sensing a physiological condition of a patient used as an indicator of autonomic nervous system activity;determining a presence and measurement of autonomic nervous system activity of a patient based upon the sensed physiological condition indicator of such activity;selecting a set of search criteria based upon the measurement of the autonomic nervous system activity; andinvoking a search with the selected search criteria for an atrioventricular (AV) delay upon a determination of the presence of autonomic nervous system activity of a patient, to promote intrinsic ventricular conduction and supply ventricular paces when needed, wherein the search further includes monitoring intrinsic ventricular activations to determine a time of occurrence before scheduled ventricular paces and adjusting an applied AV delay based upon the monitored intrinsic ventricular activations. 2. The method of claim 1, wherein determining the presence of the autonomic nervous system activity is based upon a sensing of sympathetic nervous tone. 3. The method of claim 1, wherein determining the presence of the autonomic nervous system activity is based upon a sensing of a change in a Q-T interval. 4. The method of claim 3, further comprising: measuring a change in two successive Q-T intervals; andsearching for the intrinsic atrioventricular interval when the change surpasses a predetermined threshold. 5. The method of claim 1, wherein determining the presence of the autonomic nervous system activity comprises determining a sympatho-vagal balance. 6. The method of claim 1, wherein determining the presence of the autonomic nervous system activity comprises determining at least one of cardiac sympathetic nervous activity and cardiac parasympathetic nervous activity. 7. The method of claim 1, wherein determining the presence of the autonomic nervous system activity comprises: detecting at least one physiological signal that includes a sympathetic activity indicator and a parasympathetic activity indicator;determining the sympathetic activity indicator;determining the parasympathetic activity indicator; andestimating the relative magnitude of the sympathetic activity indicator in comparison to the parasympathetic activity indicator. 8. The method of claim 1, wherein sensing a physiological condition of a patient comprises sensing at least one of cardiac contractility, blood flow and blood pressure. 9. The method of claim 3, further comprising increasing a paced atrioventricular delay in response to the change. 10. The method of claim 1, wherein searching for the atrioventricular interval comprises selecting a number of conduction sequences. 11. The method of claim 10, wherein searching for the atrioventricular interval delay further comprises: monitoring the percentage of the number of conduction sequences in which an intrinsic ventricular activation occurs before a scheduled ventricular pace; andmonitoring the percentage of the number of conducti... | Medtronic, Inc. | A61B005/0205
US08398558 | B2 | 2013-03-19 | Automatic transmission power adjustment for Doppler radar | 2009-07-03 | The invention relates to a Doppler radar heart sensor comprising a radar signal emitter (102); a radar signal receiver (103); a signal pattern matcher (106); and a transmission power adjuster (108). The signal pattern matcher (106) is connected to the radar signal receiver (102) and arranged to analyze a received radar signal (105), to compare the received radar signal with signal patterns, and to issue a corresponding indication signal upon detection of a sufficiently high similarity between the received radar signal and at least one of the signal patterns. A transmission power adjuster (109) is connected to the radar signal emitter (102) and the signal pattern matcher (106), the transmission power adjuster being arranged to gradually modify a transmission power delivered to the radar signal emitter (102) until the signal pattern matcher issues the indication signal. The invention also relates to a corresponding method and a computer program product. | 1. Doppler radar heart sensor comprising: a radar signal emitter;a radar signal receiver;a signal pattern matcher connected to the radar signal receiver and arranged to analyze a received radar signal, to compare the received radar signal with signal patterns, and to issue a corresponding indication signal upon detection of a sufficiently high similarity between the received radar signal and at least one of the signal patterns;a transmission power adjuster connected to the radar signal emitter and the signal pattern matcher, the transmission power adjuster being arranged to gradually modify a transmission power delivered to the radar signal emitter until the signal pattern matcher issues the indication signal. 2. Doppler radar sensor according to claim 1, wherein the signal pattern matcher compares properties of the received radar signal with properties of typical heart beat signals. 3. Doppler radar heart sensor according to claim 1, wherein the signal patterns correspond to Doppler radar sensed signals of heart activity. 4. Doppler radar heart sensor according to claim 1, wherein the signal patterns comprise Doppler radar sensed signals of known calibration movements in a coverage area of the radar signal receiver. 5. Doppler radar heart sensor according to claim 4, further comprising a moving object for generating the known calibration movements. 6. Doppler radar heart sensor according to claim 1, further comprising a memory for calibration signal quality measurements of a prior calibration session, wherein the signal pattern matcher determines a current signal quality and the transmission power adjuster stops modifying the transmission power when the current signal quality measurement is equal to or better than the calibration signal measurement. 7. Doppler radar heart sensor according to claim 1, further comprising an electrocardiogram signal interface connected to the signal pattern matcher, wherein the signal pattern matcher compares the received radar signal also to a signal provided via the electrocardiogram interface. 8. Method for adjusting a transmission power of a Doppler radar heart sensor, the method comprising: a) sending Doppler radar signals;b) receiving a received radar signal;c) analyzing the received radar signal;d) comparing the received radar signal with signal patterns;e) if said comparing reveals a sufficiently high similarity between the received radar signal and at least one of the signal patterns terminating the method for adjusting, or else adjusting the transmission power by gradually modifying the transmission power and repeating actions a) to e). 9. Method according to claim 8, wherein adjusting the transmission power comprises gradually increasing the transmission power from a low level to a level at which the sufficiently high similarity is detected. 10. Method according to claim 8, wherein comparing the received radar signal with signal patterns comprises comparing properties of the received radar signa... | Koninklijke Philips Electronics N.V. | A61B005/04 A61B008/00 A61B005/05
US08433397 | B2 | 2013-04-30 | Methods and systems to correlate arrhythmic and ischemic events | 2010-04-29 | Systems and methods for determining whether there is a correlation between arrhythmias and myocardial ischemic episodes are provided. An implantable system (e.g., a monitor, pacemaker or ICD) is used to monitor for arrhythmias and to monitor for myocardial ischemic episodes. When such events are detected by the implantable system, the implantable system stores (e.g., in its memory) data indicative of the detected arrhythmias and data indicative of the detected myocardial, ischemic episodes. Then, for each detected arrhythmia, a determination is made based on the data, whether there was a myocardial ischemic episode detected within a specified temporal proximity of (e.g., within a specified amount of time of) the arrhythmia. Where a myocardial ischemic episode occurred within the specified temporal proximity of an arrhythmia, data for the two events can be linked. Additionally, when a log of arrhythmias is displayed, for each arrhythmia there is an indication of whether a myocardial ischemic episode was detected within the specified temporal proximity of the arrhythmia. This abstract is not intended to be a complete description of, or limit the scope of, the invention. | 1. A method for determining whether there is a correlation between arrhythmias and myocardial ischemic episodes experienced by a patient, comprising: using an implantable system to monitor for arrhythmias and to monitor for myocardial ischemic episodes;storing, within the implantable system, data indicative of detected arrhythmias and data indicative of detected myocardial ischemic episodes;communicating information regarding detected arrhythmias and detected myocardial ischemic episodes from the implantable system to an external device;for each detected arrhythmia, determining, based on the data, whether there was a myocardial ischemic episode detected within a specified time before the arrhythmia; anddisplaying on an external display an indicator that a detected arrhythmia and a detected myocardial ischemic episode occurred within the specified time of each other. 2. The method of claim 1, wherein the determining step is performed by the implantable system. 3. The method of claim 1, wherein the data stored at the storing step is transmitted from the implantable system to the external device, and wherein the determining step is performed by the external device. 4. The method of claim 1, further comprising: when a myocardial ischemic episode is detected within the specified time before a detected arrhythmia, linking data indicative of the myocardial ischemic episode with data indicative of the arrhythmia. 5. The method of claim 1, further comprising: displaying a log of detected arrhythmias that indicates, for each arrhythmia, whether there was a myocardial ischemic episode detected within the specified time before the arrhythmia. 6. The method of claim 1, further comprising: displaying a log of detected myocardial ischemic episodes that indicates, for each episode, whether there was an arrhythmia within the specified time of the episode. 7. The method of claim 6, further comprising: allowing a user to select one of the myocardial ischemic episodes from the log; andwhen an arrhythmia was detected within the specified time of the selected myocardial ischemic episode, displaying information about both the selected myocardial ischemic episode and the arrhythmia. 8. The method of claim 1, further comprising: displaying, based on the data, information indicative of each arrhythmia for which a myocardial ischemic episode was detected within the specified time of the arrhythmia, and information indicative of each myocardial ischemic episode that was detected within the specified time of the arrhythmia. 9. The method of claim 1, wherein: the using step includes monitoring an IEGM signal sensed by the implantable device;the storing step includes storing IEGM data for each detected myocardial ischemic episode and each detected arrhythmia; andfurther comprising displaying IEGM information for each arrhythmia for which a myocardial ischemic episode was detected within the specified time of the arrhythmia, and IEGM information for each myocardial isch... | Pacesetter, Inc. | A61B005/04
US08396538 | B2 | 2013-03-12 | Method and apparatus for improving signal to noise ratio of ECG signals to facilitate cardiac beat detection | 2010-11-24 | Improving the signal-to-noise ratio of electrocardiogram (ECG) measurements facilitates cardiac beat detection in a human or animal patient. ECG signals measured either on the surface of the skin or subcutaneously from pairs of leads may be combined to calculate a differential signal. The measured signal may also be averaged to produce a second estimate. A point-by-point product of the differential signal and the averaged signal is generated if the sample pair has the same polarity. The product signals feature enhanced signal components and reduced noise components, thus improving the signal-to-noise ratio of the to respective input channels. Product signals are then subjected to peak detection through a conventional auto-sensing approach. Preliminary event detection results from the conditional product signals may then be aggregated, and final sense markers for ECG beat detection may be generated by means of a voting algorithm. | 1. A method of enhancing the signal-to-noise ratio (SNR) of measured electrocardiogram (ECG) signals, the method comprising: providing at least three cardiac input signals derived from the measured ECG signals;forming a first estimate from each of at least three pairs of input signals;forming a second estimate from each of the input signals; andobtaining conditional product (CP) signals by generating, from each first estimate and each second estimate, a conditional product wherein the obtained CP signals exhibit increased signal components and reduced noise components, thus producing an enhanced ratio of signal to noise components (SNR). 2. The method of claim 1, wherein the first estimate is a differential signal and the second estimate is an averaged signal formed by using a weighted moving average filter. 3. The method of claim 1, wherein the measured ECG signals are of a type obtained from surface measurements. 4. The method of claim 1, wherein the measured ECG signals are of a type obtained from subcutaneous measurements. 5. The method of claim 1, wherein the enhanced SNR facilitates cardiac beat detection when the obtained conditional product signals are subject to peak detection using an auto-sensing approach. 6. The method of claim 2, wherein the conditional product depends on the relative polarities of the differential and averaged signals, such that if the differential and averaged signals have the same polarity, then the conditional product is obtained by calculating a sample-by sample-product of the differential signal and the average signal. 7. The method of claim 2, wherein the conditional product depends on the relative polarities of the differential and averaged signals, such that if the differential and averaged signals have different polarity, then the conditional product is set to zero. 8. A cardiac device for use in detecting heartbeats, to which at least three external sensing electrodes are attached to provide at least three analog voltage input signals, the device comprising an electrocardiogram (ECG) sensing unit for use in producing digital signals from the analog voltage input signals, wherein the sensing unit includes: a. a multiplexer;b. signal processing units; andc. a controller configured to enhance the signal to noise ratio (SNR) of the digital signals by generating conditional product signals from differential signals and weighted average signals, thereby facilitating heartbeat detection. 9. The cardiac device of claim 8, wherein if the differential signals and average signals have the same polarity, then the conditional product is obtained by calculating a sample-by sample-product of the differential signal and the average signal. 10. The cardiac device of claim 8, wherein if the differential signals and average signals have different polarity, then the conditional product is set to zero. 11. The cardiac device of claim 8, wherein the signal processing units are selected from the group consisting of dif... | Biotronik CRM Patent AG | A61B005/04
US08419660 | B1 | 2013-04-16 | Patient monitoring system | 2005-06-03 | A patient monitoring system including a migration sensor that includes a compressible member that defines a chamber at least partially filled with fluid and a pressure sensor in fluid communication with the member. The member is attached to the mattress at a selected location to detect movement of the patient. The monitoring system includes a controller that monitors the pressure sensor, and is adapted to notify a care giver upon detecting a selected pressure change within the member. | 1. A system for monitoring patient migration on a mattress, the system comprising: plural migration sensors, each migration sensor including a compressible member defining a chamber at least partially filled with fluid, and a pressure sensor in sensing communication with said member; a controller in communication with each pressure sensor, wherein said controller receives a pressure value from said pressure sensor and stores said pressure value in a memory, said controller upon detecting a substantially simultaneous change in the pressure values reported from compressible members on opposite sides of the mattress, being adapted to zero said pressure values in memory. 2. A system for monitoring patient migration used in combination with a mattress, the mattress comprising: a center-line, said mattress being pivotable about an axis that is transverse to said center-line; andsaid system comprising plural migration sensors extending parallel to said center-line and located on opposite sides thereof; said migration sensors each include a compressible member defining a chamber at least partially filled with fluid, and a pressure sensor in sensing communication with said compressible member adapted to detect a pressure within said compressible member; and a controller in communication with each of said pressure sensors and adapted to receive said pressure from said pressure sensors, wherein said controller is adapted to compare said pressures from each of said migration sensors, and upon detecting a substantially simultaneous change in pressure in at least two migration sensors located on opposite sides of said center-line of said mattress, the controller automatically calibrates itself to zero until the substantially simultaneous change is no longer detected. | Primus Medical, Inc. | A61B005/103
US08521281 | B2 | 2013-08-27 | Electrogram classification algorithm | 2011-10-14 | The present disclosure is directed to the classification of cardiac episodes using an algorithm. In various examples, an episode classification algorithm evaluates electrogram signal data using a probabilistic ventricular oversensing algorithm. The algorithm may look at a plurality of factors weighing for and against a determination of ventricular oversensing. In some examples, the algorithm may also determine whether the cardiac episode includes atrial sensing issues. | 1. A method comprising: receiving EGM signal data for a cardiac episode detected by an implantable medical device (IMD), wherein the EGM signal data includes at least ventricular sensed events and atrial sensed events;determining, using a probabilistic analysis, whether the EGM signal data indicates ventricular over-sensing (VOS), wherein a determination that the EGM signal data indicates VOS further comprises classifying the cardiac episode as inappropriately shocked;determining, when there is a determination that the EGM signal data does not indicate VOS, whether the EGM signal data indicates an atrial sensing issue, the atrial sensing issue including one of atrial over-sensing or atrial under-sensing, wherein: when there is a determination of the atrial sensing issue, the method further comprises determining whether the atrial sensing issues are repairable;when there is a determination that the atrial sensing issues are repairable, the method further comprises repairing the sensing issues and classifying the cardiac episode based on a set of classification rules that consider both the ventricular and atrial sensed events;when there is a determination that the atrial sensing issues are not repairable, the method further comprises classifying the cardiac episode based on at least one classification rule that considers the ventricular sensed events but not the atrial sensed events; andthe classification of the cardiac episode based on a set of classification rules that consider both the ventricular and atrial sensed events, and the classification of the cardiac episode based on at least one classification rule that considers the ventricular sensed events but not the atrial sensed events comprises one of ventricular tachycardia/ventricular fibrillation, inappropriately shocked, or indeterminate. 2. The method of claim 1, wherein, the determining, based on the probabilistic analysis, whether the EGM signal data indicates VOS comprises: determining, based on a probabilistic analysis, whether the EGM signal data indicates T-wave over-sensing (TWOS). 3. The method of claim 1, wherein the determining, based on the probabilistic analysis, whether the EGM signal data indicates VOS comprises: evaluating each of a plurality of VOS criteria for the cardiac episode; calculating a VOS evidence value based on the evaluation of each of the plurality of VOS criteria, wherein a first one of the plurality of VOS criteria is given a first non-zero weight and a second one of the plurality of VOS criteria is given a second, different, non-zero weight;identifying the cardiac episode, based at least on the VOS value, as non-VOS, or VOS; andclassifying the cardiac episode, in response to a non-VOS identification, based on one or more classification rules. 4. The method of claim 3, wherein the ventricular over-sensing criteria include criteria weighted against a finding of ventricular over-sensing, the criteria weighted against a finding of ventricular over-sensing co... | Medtronic, Inc. | A61N001/362
US08403869 | B2 | 2013-03-26 | Side-deployed medical guidewire torquer | 2011-12-29 | A side-deployable medical guidewire or guide wire torquer, torque device or wire manipulator. The torquer comprises an elongate body comprising first and second halves having an outer surface and inner surfaces, wherein the first and second halves are coupled to one another such that the inner surfaces to mate with one another, and wherein the mated surfaces are substantially parallel to the longitudinally axis of the body; a plurality of wire retainers disposed on the inner surfaces of one or more of the first and second halves configured to engage a guidewire positioned between the halves; and a releasable lock mechanism configured to mechanical secure the first and second halves in the mated configuration. | 1. A side-deployable medical guidewire torquer, comprising: an elongate body comprising first and second halves having an outer surface and inner surfaces, wherein the first and second halves are coupled to one another such that the inner surfaces to mate with one another, and wherein the mated surfaces are substantially parallel to the longitudinally axis of the body;a plurality of wire retainers disposed on the inner surfaces of both of the first and second halves configured to engage a guidewire positioned between the halves; anda releasable lock mechanism configured to secure mechanically the first and second halves in the mated configuration;wherein the guidewire is retained entirely between the wire retainers and does not contact the inner surfaces of the first and second halves. 2. The wire torquer of claim 1, wherein the elongate body is substantially cylindrical along its longitudinal axis, and wherein the inner surfaces are substantially planar. 3. The guidewire torquer of claim 1, wherein the wire retainers are ribs extending from the inner surface having a concave area that is proximate to the opposing half, and wherein the concave area engages the guidewire. 4. The guidewire torquer of claim 1, wherein the wire retainers are ribs extending from the inner surface having a generally planar surface that is proximate to the opposing half, and wherein the planar surface engages the guidewire. 5. The guidewire torquer of claim 1, wherein the wire retainers extending from the inner surface of the first half are offset from the wire retainers extending from the inner surface of the second half. 6. The guidewire torquer of claim 5, wherein the wire retainers have a textured surface to increase friction between the retainers and the guidewire. 7. The guidewire torquer of claim 1 wherein the lock mechanism comprises: a protrusion extending from the inner surface of the first half; andan indentation in the inner surface of the second half configured to receive and securely retain the protrusion therein through compression or friction fit when the first and second halves are manually pressed together. 8. The guidewire torquer of claim 7, comprising: a plurality of protrusions extending from the from the inner surface of the first half; anda plurality of indentations in the inner surface of the second half each configured to receive and securely retain a protrusion of the first half therein. 9. The guidewire torquer of claim 1, wherein the lock mechanism comprises a magnetic lock comprising: one or more magnets at least one of integrated in or attached to the surface of the first body; anda magnetic material at least one of integrated in or attached to the surface of the second body half to attract the magnet in the first body half. 10. The guidewire torquer of claim 1, further comprises: a first arm disposed on the outer surface of the first body half; anda second arm disposed on the outer surface of the second body half, wherein the arm... | Vanderbilt University | A61B005/00
US10258255 | B2 | 2019-04-16 | Method for producing a miniature electromagnetic coil using flexible printed circuitry | 2011-09-14 | An elongate medical device includes a sensor configured to detect one or more characteristics of an electromagnetic field in which the device is disposed. The sensor includes an electrically-insulative substrate, rectangular in shape, and a patterned, conductive trace disposed on the substrate. The patterned trace includes a plurality of diagonal sections parallel to one another, arranged with a relatively low pitch. The substrate is wrapped into a cylindrical shape thereby forming a three-dimensional spiral capable of functioning as a micro-electromagnetic sensor. A medical positioning system is responsive to the signal from the sensor to determine a position and/or orientation of the sensor. | 1. An elongate medical device comprising a body with proximal and distal end portions, comprising: a sensor disposed at said distal end portion and extending along a longitudinal axis, said sensor including (i) an electrically insulative substrate; and(ii) an electrically-conductive trace disposed on said substrate and comprising first and second leads, said substrate and trace being configured so as to form a plurality of turns between said first and second leads such that said trace produces a spiral coil enclosing a projected cross-sectional area and wherein said sensor being configured to detect a characteristic of an electromagnetic field and produce a signal indicative of said characteristic, both of said first and second leads appearing at one of a proximal end and a distal end of said sensor, and wherein at least a portion of said electrically-conductive trace is disposed on said substrate in a pattern that includes a plurality of first sections wherein said pattern is configured such that said first sections are angled with respect to said longitudinal axis;a cable comprising a pair of electrical conductors coupled to said first and second leads, said cable extending through said device to said proximal end portion thereof, said cable being configured for electrical connection to a positioning system. 2. The device of claim 1 wherein said substrate comprises a flexible printed circuit board (PCB). 3. The device of claim 1, wherein at least a portion of said electrically-conductive trace is disposed on said substrate in a serpentine pattern. 4. The device of claim 3, wherein said serpentine pattern further includes second sections with intervening bend sections. 5. The device of claim 4, wherein said serpentine pattern is configured such that said first and second sections are angled with respect to said longitudinal axis. 6. The device of claim 4 wherein said first and second sections are parallel. 7. The device of claim 1, wherein said pattern is configured such that transversely opposed end of said sections are aligned and electrically connected. 8. The device of claim 1 wherein said first and second leads appear at said proximal end of said sensor, said cable being connected to said first and second leads and extending through said device to said proximal end thereof. 9. The device of claim 1 wherein said substrate comprises a flexible plastic material selected from the group comprising polyimide, polyetheretherketone (PEEK), polyester, polyethylene terephthalate and a combination thereof. 10. The device of claim 1 wherein said substrate includes a plurality of layers, wherein at least a portion of said plurality of layers contains said electrically-conductive trace configured for use in said sensor. 11. The device of claim 10 wherein at least one of said layers comprises ferromagnetic material configured to increase sensing sensitivity. 12. The device of claim 1 wherein said sensor has a shape in radial cross-section selec... | St. Jude Medical International Holding S.àr.l. | A61B005/05 H05K003/10 A61B005/06 H01F005/00
US10086140 | B2 | 2018-10-02 | Venting safety closure | 2012-06-08 | A closure for use with a specimen collection container is disclosed. The closure includes a base portion having a first end adapted for engagement with an open end of the specimen collection container, and a second end adapted for receiving a portion of a syringe assembly therein. The closure also includes a luer fitting connected to the base portion and having at least one channel for venting an interior of the specimen collection container to atmosphere during introduction of a fluid specimen from the syringe assembly into the specimen collection container. The closure further includes a shielding portion connected to the base portion and adapted to transition from an open position in which fluid communication is established between the first end and the second end through the luer fitting, to a closed position in which the luer fitting is fully shielded by the shielding portion. | 1. A closure for use with a specimen collection container, comprising: a base portion having a first end adapted for engagement with an open end of the specimen collection container, and a second end adapted for receiving a portion of a syringe assembly, the first end adapted for insertion within the open end of the specimen collection container, the base portion defining a permanent opening extending therethrough;a luer fitting connected to the base portion;at least one channel disposed about an outer circumference of the luer fitting, the at least one channel for venting an interior of the specimen collection container to atmosphere during introduction of a fluid specimen from the syringe assembly into the specimen collection container; anda shielding portion connected to the base portion and adapted to transition from an open position in which fluid communication is established between the first end and the second end through the luer fitting, to a closed position in which the luer fitting is fully shielded by the shielding portion,wherein the at least one channel is an external vent disposed entirely outside the outer circumference of the luer fitting to allow for venting the interior of the specimen collection container to atmosphere during introduction of the fluid specimen from the syringe assembly into the specimen collection container, andwherein the first end further comprises at least one deflectable rib for forming a push-fit and substantially fluid-tight seal with an inner sidewall of the specimen collection container when the first end is inserted within the open end of the specimen collection container and an upper seal portion that contacts and extends at least partially over the open end of the specimen collection container. 2. The closure of claim 1, wherein the luer fitting comprises a tapered surface for receiving a corresponding tapered surface of the syringe assembly therein. 3. The closure of claim 1, wherein the at least one channel comprises a plurality of channels disposed about the luer fitting to allow for venting the interior of the specimen collection container to atmosphere during introduction of the fluid specimen from the syringe assembly into the specimen collection container, wherein each of the plurality of channels provides a separate vent from the other channels directly connecting the interior of the container to atmosphere, and wherein each of the plurality of channels includes a hydrophobic material. 4. The closure of claim 1, wherein the at least one channel includes a hydrophobic material. 5. The closure of claim 1, wherein the at least one channel is angled with respect to a surface of the first end. 6. The closure of claim 1, wherein the shielding portion is connected to the base portion by a spring element. 7. The closure of claim 6, wherein the spring element is a living hinge. 8. The closure of claim 1, wherein the shielding portion further comprises a lock tab and the base portion further co... | Becton, Dickinson and Company | A61B005/00 A61M005/178 A61J001/20 A61J001/14
US09549708 | B2 | 2017-01-24 | Device for interacting with neurological tissue and methods of making and using the same | 2011-03-31 | Described herein are microelectrode array devices, and methods of fabrication, assembly and use of the same, to provide highly localized neural recording and/or neural stimulation to a neurological target. The device includes multiple microelectrode elements arranged protruding shafts. The protruding shafts are enclosed within an elongated probe shaft, and can be expanded from their enclosure. The microelectrode elements, and elongated probe shafts, are dimensioned in order to target small volumes of neurons located within the nervous system, such as in the deep brain region. Beneficially, the probe can be used to quickly identify the location of a neurological target, and remain implanted for long-term monitoring and/or stimulation. | 1. An implantable neurological probe, comprising: an elongated shaft having a distal end and an internal lumen;a support cylinder slidingly disposed in only a distal portion of the internal lumen;a plurality of shafts coupled to the support cylinder and arranged for selective extension from the distal end of the elongated shaft;a microelectrode array film comprising a first portion coupled toward the distal end of the elongated shaft and a second portion coupled with the support cylinder, the microelectrode array film comprising a plurality of microelectrode film shafts disposed on each of the plurality of shafts, each of the plurality of microelectrode film shafts comprising a plurality of microelectrode elements, the microelectrode array film further comprising: a helical ribbon cable that separates the first portion of the microelectrode array film from the second portion of the microelectrode array film, the helical ribbon cable couples each of the plurality of microelectrode elements with a respective proximal contact pad;a planar substrate having an insulative layer; anda plurality of conductive traces disposed on the insulative layer; anda stylet removably disposed in the internal lumen and configured to contact the support cylinder to selectively extend the plurality of shafts during implantation. 2. The implantable neurological probe of claim 1, comprising a push-pull rod which comprises a pull wire and the stylet. 3. The implantable neurological probe of claim 1, wherein the elongated shaft is configured for insertion into a human body using an accepted procedure for insertion of deep brain stimulation leads. 4. The implantable neurological probe of claim 1, wherein a diameter of the elongated shaft is between 1 mm and 3 mm. 5. The implantable neurological probe of claim 1, wherein at least one of the plurality of microelectrode elements is a stimulating electrode and at least one of the plurality of microelectrode elements is a detecting electrode. 6. The implantable neurological probe of claim 1, wherein at least one of the plurality of microelectrodes elements is both a stimulating electrode and a detecting electrode. 7. The implantable neurological probe of claim 1, wherein each of the plurality of microelectrode elements is disposed on the insulative layer. 8. The implantable neurological probe of claim 7, wherein the microelectrode array film is formable into a cylindrical assembly. 9. The implantable neurological probe of claim 8, wherein each of the plurality of shafts can be formed to bend radially from a longitudinal axis of the elongated shaft. 10. The implantable neurological probe of claim 8, where one of the plurality of shafts extends and is centered along a longitudinal axis of the elongated shaft. 11. The implantable neurological probe of claim 9, where each of the plurality of microelectrode film shafts are stiffened by one of the plurality of shafts. 12. An implantable neurological probe, comprising: an elo... | ECOLE POLYTECHNIQUE FEDERALE DE LAUSANNE | A61N001/00 A61B005/04 A61B006/12 A61B005/053 A61B005/00 A61N001/05 A61B006/00
USRE044049 | E1 | 2013-03-05 | Bipolar handheld nerve locator and evaluator | 2003-11-06 | A hand-held disposable combination surgical nerve evaluator and locator is provided. The device includes a housing that serves as a handpiece and that accommodates a printed circuit board, a DC voltage source and a compressed gas source. Two pre-programmed settings are provided by way of a nerve evaluation switch and a nerve location switch. By choosing a nerve evaluation switch, a pulsed current is sent down one electrical lead that extends outward from the housing. A return electrical lead is provided that also extends outward from the housing in a parallel, but spaced-apart relationship from the other electrical lead. Compressed gas is delivered to the distal ends of the first and second electrical leads by a cannula that is connected to the compressed gas source. It will also be noted that the return or the second electrical lead can also serve as a cannula for the delivery of compressed gas. A fiber optic light guide may also be provided to illuminate the area around the distal ends of the two electrical leads. In a nerve evaluation mode, when the nerve evaluation switch has been activated, a pulsed current is delivered to the first electrical lead. Similarly, in a nerve location mode, a pulsed current is also delivered to the first electrical lead. However, the frequency of the pulsed current in the nerve evaluation mode is less than the frequency of the current in the nerve location mode, the pulse duration in the nerve evaluation mode is less than the pulse duration in the nerve location mode and the amplitude of the current in the nerve evaluation mode is less than the amplitude of the current in the nerve location mode. | 1. A hand-held combination surgical nerve evaluator and locator comprising: a handpiece comprising a housing that accommodates a circuit board connected to a DC voltage source, the circuit board comprising a pulsed current source, the pulsed current source being connected to a first electrical lead, the housing also being connected to a second electrical lead, the first and second electrical leads extending outward from one end of the housing in a parallel and spaced-apart fashion,the circuit board and pulsed current source being connected to a nerve evaluation on/off switch and a nerve location on/off switch,movement of the nerve evaluation switch to an activation position causing a first pulsed current to be generated by the pulsed current source and transmitted to the first electrical lead, the first pulsed current having a nerve evaluation frequency, a nerve evaluation pulse duration and a nerve evaluation amplitude,movement of the nerve location switch to an activation position causing a second pulsed current to be generated by the pulsed current source and transmitted to the first electrical lead, the second pulsed current having a nerve location frequency, a nerve location pulse duration and a nerve location amplitude,the nerve evaluation frequency being less than the nerve location frequency, the nerve evaluation pulse duration being less than the nerve location pulse duration, and the nerve evaluation amplitude being less than the nerve location amplitude,the second electrical lead serving as a ground. 2. The hand-held combination surgical nerve evaluator and locator of claim 1 further comprising the nerve location frequency ranges from about 5 to about 9 Hz, the nerve location pulse duration ranges from about 300 to about 700 μsec, the nerve location amplitude ranges from about 700 to about 1100 mamA, the nerve evaluation frequency ranges from about 1 to about 3 Hz, the nerve evaluation pulse duration ranges from about 150 to less than 300 μsec and the nerve evaluation amplitude ranges from about 150 to about 250 mamA. 3. The hand-held combination surgical nerve evaluator and locator of claim 1 further comprising a compressed gas source located within the housing and connected to the circuit board and a cannula connected to the compressed gas source, the cannula, the first electrical lead and the second electrical lead all comprising distal ends, the cannula extending outward from the one end of the housing and between the first and second electrical leads, movement of either the nerve location switch or the nerve evaluation switch to an activation position causing the compressed gas source to communicate pressurized gas through the cannula and between the distal ends of the first and second electrical leads. 4. The hand-held combination surgical nerve evaluator and locator of claim 3 wherein the compressed gas source is a pump. 5. The hand-held combination surgical nerve evaluator and locator of claim 4 wherein the pump is of a typ... | - | A61B005/05
US20130090565 | A1 | 2013-04-11 | METHOD AND APPARATUS FOR MONITORING EXERCISE WITH WIRELESS INTERNET CONNECTIVITY | 2012-10-01 | Methods and apparatuses are provided for a wireless health monitoring system for interactively monitoring fitness or health condition of a user by connecting an internet-enabled wireless web device (“WWD”), such as a mobile phone or tablet, to a health monitoring device which may be a medical device or other device such as an exercise machine. The WWD may be wirelessly connected to the device, such as via an RF connection, including using protocols such as 802.15 or 802.11. The wireless connection may employ an adaptor, to convert proprietary RF schemes to input to a WWD. Alternatively, an adaptor may convert the output of a health monitoring device to a Bluetooth® signal for transmission to a WWD. The data is transmitted from the WWD to an Internet server using standard Internet protocols. The user may interact with the server and with other users equipped with similar apparatus. | 1. An application on a non-transitory computer readable medium, the application configured to be downloaded to a WWD from an Internet server and configured for interoperability with an operating system on the WWD, the application comprising instructions for causing the WWD to: a. monitor an exercise parameter, wherein the exercise parameter includes both exercise data and physiological data, the monitor an exercise parameter including: i. configure a first WWD to interact with an adaptor, the adaptor configured to receive an exercise parameter using a wireless communications scheme; andii. receive an exercise parameter using the configured adaptor;b. render a user interface, including an indication of the exercise parameter;c. transmit the exercise parameter to an Internet server; andd. receive a response from the Internet server, the response a result of a calculation involving the exercise parameter. 2. The application of claim 1, wherein the first WWD is a mobile phone or a tablet computer. 3. The application of claim 1, wherein the adaptor is configured to plug into a generic input/output port of the first WWD and configured to convert RF signals to a form suitable for data manipulation by the operating system of the first WWD. 4. The application of claim 3, wherein the RF signal employs a transmission scheme selected from the group consisting of 802.11 and 802. 15 wireless protocols, or a transmission scheme employing a frequency range in the 2.4 GHz band or the 5 GHz band. 5. The application of claim 1, wherein the transmit to the Internet server employs a protocol selected from the group consisting of: a variety of cellular protocols, a variety of 802.11 protocols, 802.15 protocols, 802.16 protocols, 802.20 protocols, ultrawideband protocols, wireless universal serial bus protocols, VOIP protocols, broadband wireless protocols, or satellite communication protocols. 6. The application of claim 1, wherein the exercise parameter is received from a sensor coupled to an exercise monitor, and wherein the exercise monitor is selected from the group consisting of: a heart rate monitor, a respiration rate monitor, a blood pressure monitor, a temperature monitor, an accelerometer, a pedometer, an ECG monitor, an EEG monitor, a GPS device, a body weight scale, a body fat gauge, a biofeedback device, a treadmill, a rowing machine, an exercise bicycle, a stepper, other exercise equipment, and combinations thereof. 7. The application of claim 1, wherein the application is further configured to receive another exercise parameter from a sensor within the wireless internet device, wherein the sensor within the wireless internet device is a GPS device, an accelerometer, a blood pressure monitor, a temperature monitor, a heart rate monitor, an EEG monitor, or an ECG monitor. 8. The application of claim 1, wherein the application is further configured to receive another exercise parameter which is a nutrition parameter, and wherein the nutrition parame... | Q-Tec Systems LLC | A61B005/00 A63B024/00 H04W008/24 A61B005/0205
US09008763 | B2 | 2015-04-14 | Arrhythmia diagnosis method and device | 2011-02-25 | Disclosed is an arrhythmia-diagnosing method and device for diagnosing arrhythmias, such as fibrillation or tachycardia. The arrhythmia-diagnosing method includes the following steps: measuring (a) the heart characteristic length, and the (b) frequency and (c) conduction velocity of the cardiac electrical wave; and (d) determining the occurrence or absence of an arrhythmia by using the three parameters measured in steps (a) to (c). With this invention, it is possible to predict and diagnose an electrical wave tornado, one of the causes of arrhythmia, by using a non-dimensional parameter, to identify patients at risk of death or brain death due to an arrhythmia and to reduce the mortality of patients suffering from arrhythmias significantly. | 1. A noninvasive arrhythmia-diagnosing method, comprising the steps of: (a) measuring a heart characteristic length;(b) measuring a frequency of the cardiac electrical wave;(c) measuring a conduction velocity of a cardiac electrical wave via an echocardiograph or an electrocardiograph; and(d) determining an occurrence or absence of arrhythmia using the heart characteristic length, the frequency, and the conduction velocity measured in the steps (a) to (c). 2. The noninvasive arrhythmia-diagnosing method of claim 1, wherein in the step (d), a non-dimensional number is obtained by processing the heart characteristic length and frequency and conduction velocity of the cardiac electrical wave measured in the steps (a) to (c) and is used to determine the occurrence or absence of arrhythmia. 3. The noninvasive arrhythmia-diagnosing method of claim 2, wherein the non-dimensional number is calculated as:[Sh]=f·LCV,[Formula⁢⁢8]where [Sh] is the non-dimensional number, f is the frequency of the cardiac electrical wave, L is the heart characteristic length, and CV is the conduction velocity of the cardiac electrical wave. 4. The noninvasive arrhythmia-diagnosing method of claim 3, wherein it is determined in the step (d) that a heart suffers from arrhythmia if [Sh] ≧ a predetermined reference value. 5. The noninvasive arrhythmia-diagnosing method of claim 2, wherein the frequency of the cardiac electrical wave is measured using an ECG signal generated by an electrocardiograph and the conduction velocity of the cardiac electrical wave is measured using the ECG signal generated by the electrocardiograph or using the ECG signal and the heart characteristic length. 6. The noninvasive method of claim 5, wherein the heart characteristic length is calculated using L=1,L={square root over (V)}, [Formula 4]the frequency of the cardiac electrical wave is calculated usingf=1RRinterval,[Formula⁢⁢5]and the conduction velocity of the cardiac electrical wave is calculated usingCV=1QRS⁡(or⁢⁢RS)⁢⁢or[Formula⁢⁢6]CV=LP,[Formula⁢⁢7]in formulas 4 through 7, l is the heart characteristic length measured by an echocardiograph, V is the heart volume measured by the echocardiograph, the RRinterval is the time interval between R waves contained in the ECG signal, QRS is the QRS interval contained in the ECG signal, RS is the RS interval contained in the ECG signal, and P is the width of the P wave contained in the electrocardiogram signal, andFormula 6 is applied to the ventricle and Formula 7 to the atrium. 7. The noninvasive arrhythmia-diagnosing method of claim 3, wherein the heart characteristic length is calculated using L=l,L={square root over (V)} [Formula 4]the frequency of the cardiac electrical wave is calculated usingf=1RRinterval,[Formula⁢⁢5]and the conduction velocity of the cardiac electrical wave is calculated usingCV=1QRS⁡(or⁢⁢RS)⁢⁢or[Formula⁢⁢6]CV=LP,[Formula⁢⁢7]in formulas 4 through 7, l is the heart characteristic length measured by an echocardiograph, V is... | CU Medical Systems, Inc. | A61B005/04 A61B005/0456 A61B005/046 A61B005/0464
US08433398 | B2 | 2013-04-30 | Signal analysis system for heart condition determination | 2011-12-08 | A system for heart performance characterization and abnormality detection includes an interface for receiving sampled data representing an electrical signal indicating electrical activity of a patient heart over multiple heart beat cycles. A signal processor automatically, decomposes the received sampled data to multiple different subcomponent signals in the time domain. The signal processor associates individual decomposed subcomponents with corresponding different cardiac rotors and determined characteristics of the subcomponents indicating relative significance of the rotors in a cardiac atrial condition. A reproduction device provides data indicating the subcomponent characteristics indicating relative significance of the rotors in a cardiac atrial condition. | 1. A system for heart performance characterization and abnormality detection, comprising: an interface for receiving sampled data representing an electrical signal indicating electrical activity of a patient heart over a plurality of heart beat cycles;a signal processor for automatically for an individual heart cycle decomposing a portion of the sampled data within a heart cycle associated with atrial activity, to a plurality of different subcomponent signals in a time domain,associating individual decomposed subcomponents of said portion with corresponding different cardiac rotors and determined characteristics of the decomposed subcomponents indicating relative significance of the different cardiac rotors in a cardiac atrial condition; anda reproduction device for providing data indicating the determined characteristics of the decomposed subcomponents indicating relative significance of the different cardiac rotors in a cardiac atrial condition. 2. A system according to claim 1, wherein said determined characteristics of the decomposed subcomponents indicate amplitude of individual subcomponents and whether individual rotor components are relatively fast or slow andsaid signal processor decomposes a portion of the received sampled data in a time interval from start of a P wave to a peak of a succeeding R wave, representing a depolarization and repolarization time interval in an individual heart cycle. 3. A system according to claim 2, wherein said signal processor decomposes said portion of the sampled data in a plurality of successive heart cycles. 4. A system according to claim 1, wherein said sampled data comprises intra-cardiac data indicating electrical activity of the patient heart from a plurality of sites in the patient heart and said signal processor automatically associates said plurality of different subcomponent signals with anatomical location and provides data indicating relative significance and anatomical location of the different cardiac rotors in a cardiac atrial condition. 5. A system according to claim 4, including a treatment processor for automatically providing data indicating treatment suggestions in response to said data indicating relative significance and anatomical location of the different cardiac rotors. 6. A system according to claim 5, wherein said treatment suggestions comprise at least one of, (a) prioritized location of anatomical sites for ablation, (b) location of anatomical sites for electrical stimulation and (c) medication. 7. A system according to claim 1, including a comparator for comparing at least one value of said determined characteristics of the decomposed subcomponents or a value derived from a value of said determined characteristics of the decomposed subcomponents with a threshold value to provide a comparison indicator; anda patient monitor for in response to said comparison indicator indicating a calculated subcomponent characteristic value exceeds the threshold value, generating an ale... | Siemens Medical Solutions USA, Inc. | A61B005/02
US09037204 | B2 | 2015-05-19 | Filtered detector array for optical patient sensors | 2011-09-07 | The present embodiments relate generally to patient monitoring system and, more particularly, to optical patient monitoring systems. In an embodiment, a physiological sensor includes a broadband emitter configured to emit two or more wavelengths of light into the tissue of a patient. The sensor also includes a charge coupled device (CCD) or complementary metal-oxide semiconductor (CMOS) photodetector array comprising a plurality of photodetectors. Each photodetector in the photodetector array is configured to receive the light from the tissue of the patient and to produce a corresponding output signal. Additionally, the sensor also includes one or more filter layers disposed on the plurality of photodetectors. The filter layers are configured to only allow light of particular wavelengths, polarizations, or both, to be received by each of the plurality of photodetectors. | 1. A physiological sensor, comprising: an emitter configured to emit two or more wavelengths of light having a first polarization into the tissue of a patient;a charge coupled device (CCD) or complementary metal-oxide semiconductor (CMOS) photodetector array comprising a plurality of photodetectors, wherein each photodetector is configured to receive the light from the tissue of the patient and to produce a corresponding output signal; andone or more filter layers disposed over the plurality of photodetectors, wherein a first portion of the one or more filter layers is configured to only allow light associated with a first physiological measurement to reach a first portion of the plurality of photodetectors, wherein a second portion of the one or more filter layers is configured to only allow light corresponding to a second physiological measurement to reach a second portion of the plurality of photodetectors, and wherein the one or more filter layers comprise a graded polarization filter layer configured to block a greater amount of light of the first polarization from reaching a portion of photodetector array disposed nearest the emitter. 2. The sensor of claim 1, wherein the emitter comprises a broadband, phosphor-modified LED emitter. 3. The sensor of claim 1, wherein the photodetector array comprises a linear CMOS photodetector array. 4. The sensor of claim 1, wherein the one or more filter layers comprise a dielectric stack filter layer. 5. The sensor of claim 1, wherein the one or more filter layers comprise an RGB filter layer. 6. The sensor of claim 1, wherein at least two of the plurality of photodetectors are disposed under the same one or more filter layers. 7. The sensor of claim 1, wherein the first physiological measurement is an oxygen saturation (SpO2) or a pulse rate measurement of the patient. 8. The sensor of claim 7, wherein the first portion of the one or more filter layers is configured to only allow light having wavelengths between 600 nm and 700 nm, between 800 nm and 1000 nm, or a combination thereof, to reach the first portion of the plurality of photodetectors. 9. The sensor of claim 1, wherein the second physiological measurement is a hematocrit measurement or a hydration measurement of the patient. 10. The sensor of claim 9, wherein the second portion of the one or more filter layers is configured to only allow light having wavelengths between 1100 nm and 1350 nm, or between 1500 nm and 1800 nm, or between 2000 nm and 2300 nm, or a combination thereof, to reach the second portion of the plurality of photodetectors. 11. The sensor of claim 1, wherein the graded polarization filter layer is configured to limit reflected light reaching the photodetectors disposed nearest the emitter. 12. A method of measuring a physiological parameter of a patient comprising: emitting light into a tissue of the patient using a broadband emitter;filtering the light received from the tissue of the patient using a graded polariz... | COVIDIEN LP | A61B005/1455
US08652042 | B2 | 2014-02-18 | Sensing moisture level of human skin | 2011-03-28 | A human skin moisture measuring device having an interdigitated resistive sensor formed on a plate-like transparent support is described, with a face designed to be placed into contact with the skin to be subjected to the moisture degree measurement. The device further comprises image sensing means turned towards the opposite face of the support and a lighting device arranged sideways relative to the support to direct the light radiation in the support at a prefixed angle. Means for processing the signal coming from the interdigitated resistive sensor and from the image sensing means give as output a value of the measured moisture degree that is normalized with respect to the actual surface of contact between skin and sensor. | 1. A human skin moisture measuring device comprising: a transparent interdigitated resistive sensor configured to contact the skin;a plate-like transparent support comprising a first face in contact with the transparent interdigitated resistive sensor;image sensing means turned towards a second face that is opposite said first face of said support;a lighting device configured to direct light radiation within said support at a prefixed angle; andmeans for processing a first signal from said transparent interdigitated resistive sensor and a second signal from said image sensing means,wherein said processing includes calculating a contact area between the skin and the sensor based on said second signal, normalizing said first signal based on said contact area, and outputting a value of moisture degree based on the normalized first signal. 2. The device according to claim 1, wherein said plate-like transparent support is a flat plate defined by a side flank or thickness andsaid lighting device is arranged substantially coplanar relative to said flat plate, whereby the plate is irradiated through its thickness. 3. The device according to claim 2, wherein an incidence angle (θ1) of the light radiation emitted by said lighting device is comprised between 45° and 80°. 4. The device according to claim 1, wherein said lighting device is formed by one or more lighting sources of LED type. 5. The device according to claim 1, wherein said image sensing means comprise a video camera, a CCD device or a CMOS device. 6. A human skin moisture measurement method comprising: measuring skin resistance by a transparent interdigitated resistive sensor;acquiring an image of a skin portion contacting a sensor surface through said sensor;calculating, using a processing unit, a contact area between the skin portion and the sensor based on said image;normalizing, using the processing unit, said skin resistance based on said contact area; anddetermining, using the processing unit, skin moisture as a function of said normalized resistance. 7. The method according to claim 6, wherein said acquiring the image is obtained by lighting the skin surface contacting the surface of the sensor by a light beam directed against a side of said sensor and inclined of an angle of at least 45° with respect to a perpendicular line thereof. 8. The method according to claim 7, wherein the incidence angle of the light beam is comprised between 45° and 80°. 9. The method according to claim 6, further comprising performing thresholding of the luminosity levels of the image of the skin portion in contact with the sensor surface and segmentation of the highest luminosity area to determine the measure of the skin-sensor contact surface area. 10. The method according to claim 6, wherein the skin moisture as a function of the normalized resistance measure is determined through calibration curves or tables. | Fondazione Istituto Italiano di Technologia | A61B005/053
US20130072804 | A1 | 2013-03-21 | LIGHT TRANSMITTING PROBE, LIGHT RECEIVING PROBE, LIGHT TRANSMITTING AND RECEIVING PROBE, AND LIGHT MEASUREMENT DEVICE USING SAME | 2010-08-31 | A light transmitting probe comprising: a housing for fixing the probe to a mounting portion of a holder to be mounted on a subject; a light emitter for emitting light, the light emitter being placed in an end portion of the housing; and a transmission channel, one end of which is connected to the light emitter, and the other end of each is connected to a controller; the light transmitting probe irradiating the subject with light when fixed to the holder, and being characterized in that the end portion of the housing has a number of rod-shaped protrusions, the light emitter is a number of light emitting elements, the light emitting elements are respectively placed in an end portion of each protrusion, the transmission channel is a number of transmission channels, and the transmission channels are respectively placed inside each protrusion. | 1. A light transmitting probe, comprising: a housing for fixing the probe to a mounting portion of a holder to be mounted on a subject;a light emitter for emitting light placed in an end portion of said housing; anda transmission channel, one end of which is connected to the light emitter and the other of which is connected to a controller,the light transmitting probe irradiating the subject with light when fixed to said holder and being characterized in thatthe end portion of said housing has a number of rod-shaped protrusions,said light emitter is a number of light emitting elements which are respectively placed in an end portion of each protrusion, andsaid transmission channel is a number of transmission channels which are respectively placed inside each protrusion. 2. A light receiving probe, comprising: a housing for fixing the probe to a mounting portion of a holder to be mounted on a subject;a light receiver for detecting light placed in an end portion of said housing; anda transmission channel, one end of which is connected to the light receiver and the other of which is connected to a controller,the light receiving probe receiving light emitted from the subject when fixed to said holder and being characterized in thatthe end portion of said housing has a number of rod-shaped protrusions,said light receiver is a number of light receiving elements which are respectively placed in an end portion of each protrusion, andsaid transmission channel is a number of transmission channels which are respectively placed inside each protrusion. 3. A light transmitting and receiving probe, comprising: a housing for fixing the probe to a mounting portion of a holder to be mounted on a subject;a light emitter for emitting light placed in an end portion of said housing;a transmission channel, one end of which is connected to the light emitter and the other of which is connected to a controller;a light receiver for detecting light placed in an end portion of said housing; anda transmission channel, one end of which is connected to the light receiver and the other of which is connected to the controller,the light transmitting and receiving probe irradiating the subject with light and receiving light emitted from the subject when fixed to said holder and being characterized in thatthe end portion of said housing has a number of rod-shaped protrusions,said light emitter is a number of light emitting elements which are placed in an end portion of each protrusion,said light receiver is a number of light receiving elements which are placed in an end portion of each protrusion, andsaid transmission channel is a number of transmission channels which are respectively placed inside each protrusion. 4. A light measurement device, characterized by comprising: the probe according to any of claim 1;a holder to be mounted on a subject; anda controller for controlling light transmission or light reception for said probe. 5. A light measurement device, characterized by ... | SHIMADZU CORPORATION | A61B005/00
US08417310 | B2 | 2013-04-09 | Digital switching in multi-site sensor | 2009-08-10 | A system includes a flexible sensor configured to be placed into a first configuration and a second configuration, wherein the sensor is configured to measure a physiological characteristic. The sensor may include a first memory device configured to store a first set of calibration data and a second memory device configured to store a second set of calibration data. The system may further include a monitor coupled to the sensor, wherein the first memory device is accessible by the monitor in the first configuration and the second memory device is accessible by the monitor in the second configuration. | 1. A system, comprising: a monitor;a sensor configured to be coupled to the monitor, the sensor comprising: a sensor body configured to flex between a first configuration in which the sensor body is disposed in a substantially flat position and adapted to be applied to a first tissue site and a second configuration in which the sensor body is disposed in a flexed position and adapted to be applied to a second tissue site, wherein the sensor is configured to measure a physiological characteristic;a first memory device storing a first set of calibration data; anda second memory device storing a second set of calibration data, wherein the first memory device is accessible by the monitor in the first configuration and the second memory device is accessible by the monitor in the second configuration. 2. The system of claim 1, wherein the monitor comprises a pulse oximetry monitor. 3. The system of claim 1, wherein the sensor comprises a sensor connector. 4. The system of claim 3, wherein the sensor connector is configured to house the first memory and the second memory. 5. The system of claim 3, wherein the sensor body is configured to house the first memory and the second memory. 6. The system of claim 1, wherein the sensor comprises a first switch configured to allow activation of the first memory device in the first configuration and activation of the second memory device in the second configuration. 7. The system of claim 6, wherein the sensor comprises a first emitter configured to transmit light in the first configuration and a second emitter configured to transmit light in the second configuration. 8. The system of claim 7, wherein the sensor comprises a second switch configured to allow activation of the first emitter in the first configuration and activation of the second emitter in the second configuration. 9. The system of claim 8, wherein the sensor comprises a third switch configured to allow sensing of the first emitter in the first configuration and sensing of the second emitter in the second configuration. 10. A medical sensor, comprising: a sensor body comprising: a first sensor configuration device configured to store a first set of sensor parameters;a second sensor configuration device configured to store a second set of sensor parameters; anda first conductive path coupled to the first sensor configuration device and a second conductive path coupled to the second sensor configuration device, wherein the first conductive path is configured to be electrically connected to a third conductive path in a first configuration of the sensor and the second conductive path is configured to be electrically connected to the third conductive path in a second configuration of the sensor. 11. The sensor of claim 10, comprising a first switch configured to connect the first conductive path coupled to the first sensor configuration device in the first configuration and the second conductive path coupled to the second sensor configuration d... | Covidien LP | A61B005/1455
US08394357 | B2 | 2013-03-12 | Optical determination of glucose utilizing boronic acid adducts | 2008-08-08 | The present invention concerns an improved optical method and optical sensing device for determining the levels of polyhydroxyl-substituted organic molecules in vitro and/or in vivo in aqueous media. The range of detection is between about 400 and 800 nm. In particular, a sensory devise is implemented in a mammal to determine sugar levels. Specifically, a dye is combined with a conjugated nitrogen-containing heterocyclic aromatic boronic acid-substituted bis-onium compound in the presence of a sugar, such as fructose or glucose. The viologens are preferred as the aromatic conjugated nitrogen-containing boronic acid substituted compounds. The method is useful to determine sugar levels in a human being. | 1. A device for optically determining an analyte concentration, which device comprises: an analyte permeable component;a fluorophore confined by, immobilized in, or covalently attached to the analyte permeable component, which fluorophore absorbs light at a first wavelength and emits light at a second wavelength, wherein the fluorophore comprises a substituted pyrene sulfonate;a quencher confined by, immobilized in, or covalently attached to the analyte permeable component, which quencher modifies the light emitted by the fluorophore by an amount related to the analyte concentration;a light source; anda detector. 2. The device of claim 1, wherein the analyte permeable component comprises a polymer matrix. 3. The device of claim 1 wherein the analyte permeable component comprises a polymer, wherein the polymer is made from a monomer independently selected from the group consisting of 2-hydroxyethylmethacrylate (HEMA), polyethylene glycol methacrylate (PEGMA), methacrylic acid, hydroxyethyl acrylate, N-vinyl pyrrolidone, acrylamide, N,N′-dimethyl acrylamide, methacryloylaminopropyl trimethylammonium chloride, diallyl dimethyl ammonium. chloride, vinyl benzyl trimethyl ammonium chloride, sodium sulfopropyl methacrylate, and combinations thereof. 4. The device of claim 3, wherein the polymer is further made with crosslinkers selected from the group consisting of ethylene dimethacrylate, polyethylene glycol dimethacrylate (PEGDMA), methylene bis acrylamide, trimethylolpropane triacrylate, and combinations thereof. 5. The device of claim 2, wherein the polymer matrix is insoluble in water and the water-insoluble polymer matrix is prepared from monomers selected from the group consisting of HPTS(Lys-MA)3, HPTS-MA, HPTS-CO2-MA, APTS-BuMA, and APTS-DegMA. 6. The device of claim 5 wherein the water-insoluble polymer matrix comprises copolymers 2-hydroxyethylmethacrylate (HEMA) and polyethylene glycol dimethacrylate or N,N′-dimethylacrylamide and methylene-bis-acrylamide. 7. The device of claim 1, wherein the analyte permeable component comprises a membrane, which confines the fluorophore and the quencher. 8. The device of claim 2, wherein the polymer matrix comprises copolymers of 8-hydroxypyrene-1-N-(methacrylamidopropylsulfonamido)-N′,N″-3,6-bis(carboxypropylsulfonamide) HPTS-CO2-MA with HEMA or PEGMA. 9. The device of claim 1, wherein the analyte permeable component comprises a biocompatible coating. 10. The device of claim 2, wherein the fluorophore is bonded to the polymer matrix. 11. The device of claim 1, wherein the substituted pyrene sulfonate is a pyranine derivative selected from the structure:wherein R1, R2, and R3 are each —NHR4 , R4 is —CH2—CH2(—O—CH2—CH2)n—X1; wherein X1 is —OH, OCH3—CO2H, —CONH2, —SO3H, or —NH2; andn is between about 70 and 10,000. 12. The device of claim 1, wherein the fluorophore iswherein n is about 125. 13. The device of claim 1, wherein the quencher is a boronic acid substituted viologen. 14. The device of... | The Regents of the University of California | A61B005/00 A61B008/00 A61B010/00
US08401626 | B2 | 2013-03-19 | System and method for assessing sleep quality | 2009-09-30 | An assessment of sleep quality and sleep disordered breathing is determined from cardiopulmonary coupling between two physiological data series. An R-R interval series is derived from an electrocardiogram (ECG) signal. The normal beats from the R-R interval series are extracted to produce a normal-to-normal interval series. The amplitude variations in the QRS complex are used to extract a surrogate respiration signal (i.e., ECG-derived respiration) associated with the NN interval series. The two series are corrected to remove outliers, and resampled. The cross-spectral power and coherence of the two resampled signals are calculated over a plurality of coherence windows. For each coherence window, the product of the coherence and cross-spectral power is used to calculate coherent cross-power. Using the appropriate thresholds for the coherent cross-power, the proportion of sleep spent in CAP, non-CAP, and wake and/or REM are determined. Coherent cross-power can be applied to differentiate obstructive from non-obstructive disease, and admixtures of the same. | 1. A method of assessing a subject's sleep physiology, comprising: obtaining a physiological signal indicative of the subject's heart rate;deriving a heart rate interval series from the physiological signal;deriving a respiration series from the physiological signal;detecting a cardiopulmonary coupling by performing a coherent cross-power calculation using the heart rate interval series and the respiration series; andevaluating spectral characteristics of a low-frequency portion of the cardiopulmonary coupling to determine whether a sleep breathing disorder is an obstructive sleep disorder or a non-obstructive sleep disorder,wherein said method is executed in processor of a computer based system. 2. The method according to claim 1, further comprising: producing a graphical representation of the cardiopulmonary coupling. 3. The method according to claim 1, wherein the evaluating includes identifying the sleep breathing disorder as an obstructive sleep disorder when the spectral characteristics include at least one of a plurality of spectal peaks or broad coupling spectra. 4. The method according to claim 1, wherein the evaluating includes identifying the sleep breathing disorder as a non-obstructive sleep disorder when the spectral characteristics include at least one of a single dominant frequency or a narrow spectral dispersion. 5. The method according to claim 1, wherein the heart rate interval series and the respiration series are temporally aligned. 6. The method according to claim 1, wherein the performing a coherent cross-power calculation includes determining a cross-spectra power and a coherence for each of a plurality of temporally aligned subsets of data from said heart rate interval series and said respiration series and computing a coherent cross power for each temporally aligned subset, said coherent cross power being computed from the product of said cross-spectra power and said coherence of each temporally aligned subset. 7. A method of assessing a subject's sleep physiology, comprising: deriving a heart rate interval series and a respiration series from at least one physiological signal obtained from the subject;detecting a cardiopulmonary coupling by performing a coherent cross-power calculation using the heart rate interval series and the respiration series; andevaluating spectral characteristics of a low-frequency portion of the cardiopulmonary coupling to identify a biomarker of the subject's sleep physiology,wherein said method is executed in a processor of a computer-based system. 8. The method according to claim 7, further comprising: producing a graphical representation of the cardiopulmonary coupling. 9. The method according to claim 7, further comprising: deriving the respiration series from an electrocardiogram signal. 10. The method according to claim 7, wherein the evaluating includes identifying a sleep breathing disorder as an obstructive sleep disorder when the spectral characteristics include at least one... | Beth Israel Deaconess Medical Center, Inc. | A61B005/08 A61B005/04
US08888702 | B2 | 2014-11-18 | Detecting, quantifying, and/or classifying seizures using multimodal data | 2012-12-03 | Methods, systems, and apparatus for detecting an epileptic event, for example, a seizure in a patient using a medical device. The determination is performed by providing an autonomic signal indicative of the patient's autonomic activity; providing a neurologic signal indicative of the patient's neurological activity; and detecting an epileptic event based upon the autonomic signal and the neurologic signal. | 1. A method for detecting an epileptic event based upon a patient's cardiac signal and kinetic activity, comprising: providing a cardiac signal indicative of the patient's heart activity;determining at least one cardiac index from the cardiac signal, wherein said at least one cardiac index is selected from a heart rate and at least one EKG morphology feature;providing a kinetic signal indicative of body movement of the patient;detecting an epileptic event based on a change in the at least one cardiac index selected from: an increase in the patient's heart rate;a decrease in the patient's heart rate; ora change in said at least one EKG morphology feature; andperforming a further action based on said kinetic signal, wherein said further action is selected from confirming the detecting of the epileptic event; ornot confirming the detecting of the epileptic event. 2. The method of claim 1 further comprising: determining at least one kinetic index selected from a body posture,a body position,a fall,a parameter derived from an accelerometer signal selected from a movement, a frequency per unit time, a time interval between movements, a movement direction in at least one plane, an acceleration, a velocity, a force, ora change in one or more of the foregoing, and wherein performing said further action is based on the at least one kinetic index. 3. The method of claim 1 further comprising determining a kinetic index selected from a cessation of movement or an increase in the patient's heart rate. 4. The method of claim 2 wherein performing said further action based on said kinetic signal is based upon the temporal relationship between the change in the at least one cardiac index and the kinetic signal. 5. The method of claim 1 further comprising classifying said epileptic event based upon at least one cardiac index and at least one kinetic index. 6. The method of claim 1, further comprising classifying said epileptic event based upon at least one of the patient's heart rate, heart rhythm, EKG morphology, EKG wave intervals, an accelerometer signal, an inclinometer signal, a respiratory signal, a skin signal, a blood gases signal, a blood pH, an force, vocal sounds, an EMG signal, an oculogram signal, an EEG signal, an ECoG signal, a responsiveness of the patient, an awareness of the patient, or a stress marker. 7. The method of claim 6 wherein classifying said event comprises classifying the event as one or more of:an unconfirmed seizure;a confirmed seizure;a non-epileptic seizure;a primarily generalized tonic-clonic seizure,a secondarily generalized tonic-clonic seizure;an absence seizure;a tonic seizure;an atonic seizurea partial seizure;a simple partial seizure;a complex partial seizure;a simple partial seizure with secondary generalization; ora complex partial seizure with secondary generalization. 8. The method of claim 1, further comprising providing, following said confirming the detecting of the epileptic event, at least one of a responsive... | Flint Hills Scientific, LLC | A61B005/00 A61B005/0245 A61B005/11 A61B005/0205 A61B005/0476 A61N001/36 A61N001/365 A61B005/145
US08396527 | B2 | 2013-03-12 | Medical sensor for reducing signal artifacts and technique for using the same | 2006-09-22 | A sensor may be adapted to reduce motion artifacts by mitigating the effects of the tissue moving within the sensor. A sensor is provided with an elastomeric sensor body adapted to accommodate patient motion. Further, a sensor is provided in which the sensor cable is arranged to mitigate its pressure on a patient's tissue. | 1. A sensor comprising: a bandage-type sensor body configured to be applied to a digit comprising an exterior surface and a tissue-contacting surface;at least one sensing element disposed on the sensor body;a cable adapted to be electrically coupled to the sensing element; anda cable guide disposed on the exterior surface of the bandage-type sensor body, wherein the cable guide is adapted to hold the cable in a predetermined position on the sensor body,wherein the bandage-type sensor body is configured to be wrapped around an end of the digit such that the cable exits the sensor body from a first portion of the sensor body that corresponds to an underside of the digit and the cable guide is disposed on a second portion of the sensor body that corresponds to a top of the digit. 2. The sensor, as set forth in claim 1, wherein the sensing element comprises an emitter and a detector. 3. The sensor, as set forth in claim 1, wherein the cable guide is removable from the bandage-type sensor body. 4. The sensor, as set forth in claim 1, wherein the cable guide comprises a loop, a snap, or a slot. 5. The sensor, as set forth in claim 1, wherein the cable guide comprises an adhesive. 6. The sensor, as set forth in claim 1, wherein the bandage-type sensor body comprises at least one alignment index adapted to indicate the predetermined position for the cable on the bandage-type sensor body. 7. The sensor, as set forth in claim 1, wherein the sensor comprises a reflectance-type sensor or a transmission-type sensor. 8. The sensor, as set forth in claim 1, wherein the cable guide is elastic. 9. A system comprising: a monitor; anda sensor adapted to be operatively coupled to the monitor, the sensor comprising: a sensor body configured to be applied to a digit comprising an exterior surface and a tissue-contacting surface;at least one sensing element disposed on the sensor body;a cable adapted to be electrically coupled to the sensing element; anda cable guide disposed on exterior surface of the sensor body, wherein the cable guide is adapted to hold the cable in a predetermined position on the sensor body, wherein the predetermined position corresponds to a top of the digit when the sensor body is applied, wherein the cable is configured to extend through the cable guide, wherein a first portion of the cable is exposed on a first side of the cable guide and a second portion of the cable is exposed on a second side of the cable guide, wherein the first and second portions of the cable are opposite one another across the cable guide. 10. The system, as set forth in claim 9, wherein the sensing element comprises an emitter and a detector. 11. The system, as set forth in claim 9, wherein the cable guide is removable from the sensor body. 12. The system, as set forth in claim 9, wherein the cable guide comprises a loop, a snap, or a slot. 13. The system, as set forth in claim 9, wherein the cable guide comprises an adhesive. 14. The system, as set forth... | Covidien LP | A61B005/1455
US08423129 | B2 | 2013-04-16 | Method and apparatus for inductively measuring the bio-impedance of a user's body | 2006-05-16 | A method and apparatus for inductively measuring the bio-impedance of a user's body without complex circuitry. An apparatus is described for inductively measuring the bio-impedance of a user's body, wherein the apparatus includes a number of first inductors being adapted to induce an alternating magnetic field in the user's body and the apparatus further includes a number of second inductors being adapted to measure a secondary magnetic field in the user's body, wherein each of the number of first inductors overlaps at least one of the number of second inductors to form a number of measuring areas. | 1. An apparatus for inductively measuring the bio-impedance of a user's body, the apparatus comprising: a number of first inductors, the first inductors being adapted to induce an alternating magnetic field in the user's body, anda number of second inductors, the second inductors being adapted to measure a secondary magnetic field in the user's body,wherein each of the number of first inductors overlaps at least one of the number of second inductors at intersection points to form a number of measuring areas,wherein the number of first inductors are arranged in a first direction on a predetermined plane of a substrate and the number of second inductors are arranged in a second direction on the predetermined plane of the substrate, andwherein the density of the intersection points between the number of first and second inductors in a first measuring area is different from the density of the intersection points in a second measuring area. 2. The apparatus as claimed in claim 1, wherein the number of first inductors and the number of second inductors are arranged in a way that they form a matrix of measuring areas. 3. The apparatus as claimed in claim 1, wherein the second direction is substantially orthogonal to the first direction. 4. The apparatus as claimed in claim 1, wherein a number of switches are assigned to the number of one of first and second inductors in a way that each of the number of one of first and second inductors can be controlled separately. 5. The apparatus as claimed in claim 1, the number of one of first and second inductors are arranged in a way that at least one of the resulting measuring areas shows a substantially regular shape. 6. The apparatus as claimed in claim 1, wherein the number of one of first and second inductors are arranged in a way that at least one of the resulting measuring areas shows an irregular shape. 7. The apparatus as claimed in claim 1, wherein the apparatus comprises one of a number of first conductor elements, the first conductor elements being freely connectable to each other to form a first inductor and a number of second conductor elements, the second conductor elements being freely connectable to each other to form a second inductor. 8. The apparatus as claimed in claim 1, wherein the apparatus is included in a bed, and wherein one of a first and second inductor comprises a structured conductor element on a flexible substrate, the structured conductor element being made of copper, and the flexible substrate being attached to a bed sheet. 9. The apparatus as claimed in claim 1, wherein the apparatus is included in a bed, and wherein one of a first and second inductor comprises a flexible conductor element, the flexible conductor element being integrated into a bed sheet. 10. The apparatus of claim 1, wherein each of the number of first and second inductors are selectively controllable so that only one of the first inductors and one of the second inductors are activated, wherein the meas... | Koninklijke Philips Electronics N.V. | A61B005/05 A61B005/00 A61B005/08 A61B005/103 A61B005/117
US08388597 | B2 | 2013-03-05 | Bag system with device for associating sampling receptacles | 2009-10-27 | The invention includes a bag system for collecting a biological fluid, in particular blood. The system includes a device for collecting the fluid which is in fluid communication with at least one fluid collection bag, and a device for sampling the fluid to be collected which includes at least one sampling receptacle. The sampling device includes a device for transferring the fluid from the bag system into the sampling receptacle or receptacles, in which the transfer device is provided with a device for associating the receptacle or receptacles. The transfer device may be arranged to allow the support of the receptacle or receptacles in a standby position, the guidance of the receptacle or receptacles to a transfer position and, after transfer, the dissociation of the receptacle or receptacles from the bag system. | 1. A bag system for collecting a biological fluid comprising: a collection device;a fluid collection bag in fluid communication with the collection device; anda sampling device in fluid communication with the collection device, the sampling device including:at least one sampling receptacle;a transfer device having an associating device having a hollow guide open at a front part to allow introduction of the at least one sampling receptacle and one or more flexible projections on an internal face of the hollow guide,wherein the one or more flexible projections are arranged so as to be deformable by sliding the at least one sampling receptacle inside the hollow guide, and wherein at least one of the one or more flexible projections is reversibly deformable from a position inclined towards the front part of the hollow guide to a position inclined towards a rear part of the hollow guide by contact of the at least one sampling receptacle while sliding inside the hollow guide in a front to rear direction, and from a position inclined towards the rear of the hollow guide to a position inclined toward the front of the hollow guide by contact of the at least one sampling receptacle while sliding inside the hollow guide in a rear to front direction, andwherein the associating device is operable to support the at least one sampling receptacle in a standby position, guide the at least one sampling receptacle to a transfer position, and allow dissociation of the at least one sampling receptacle from the bag system. 2. The system of claim 1, wherein the biological fluid comprises blood. 3. The system of claim 1, further comprising: a first tube to establish fluid communication between the collection device and the fluid collection bag; anda second tube to establish fluid communication between the collection device and the sampling device. 4. The system of claim 3, wherein the sampling device further comprises a sampling bag connected to the downstream end of the second tube. 5. The system of claim 1, wherein the receptacle has a body having a first diameter and further comprises a closure element having a second diameter greater than the first diameter. 6. The system of claim 1, wherein the transfer device further comprises: a hollow needle in fluid communication with the bag system,wherein the hollow needle passes through the rear part of the hollow guide so that a downstream part of the needle extends inside the hollow guide and an upstream part of the needle extends outside the hollow guide, and wherein the hollow needle is operable to perforate a closure element of the sampling receptacle, so as to place the downstream part of the needle inside the sampling receptacle. 7. The system of claim 6, wherein the one or more flexible projections are arranged so as to permit sliding of the receptacle inside the guide between the standby position at a distance from the needle and the transfer position. 8. The system of claim 6, further comprising a set of pro... | Macopharma | A61B019/00 A61B005/155 A61M005/32
US08428696 | B2 | 2013-04-23 | Ultra wideband monitoring systems and antennas | 2007-03-06 | Apparatus for monitoring vital signs of one or more living subjects comprises a monitoring station and at least one sensor in communication with the monitoring station. The sensor comprises an antenna system, an ultra wideband radar system coupled to the antenna system, a signal processor and a communication system. The signal processor is connected to receive a signal from the ultra wideband radar system and configured to extract from the signal information about one or more vital signs of a person or animal in a sensing volume corresponding to the antenna system. The communication system is configured to transmit the information to the monitoring station. | 1. Apparatus for monitoring vital signs of one or more living subjects, the apparatus comprising: a monitoring station;at least one sensor in communication with the monitoring station, the sensor comprising: an antenna system for transmitting output electromagnetic radiation into a corresponding sensing volume, receiving reflected electromagnetic radiation and generating therefrom an electronic antenna system receive signal;an ultra wideband radar system coupled to tine antenna system for receiving the antenna system receive signal and generating therefrom a radar system receive signal;a signal processor connected to receive the radar system receive signal from the ultra wideband radar system and configured to extract, from the radar system receive signal, information about one or more vital signs of a person or animal in the sensing volume; anda communication system configured to transmit the information to the monitoring station;wherein the antenna system comprises: a generally planar substrate and at least one antenna, the at least one antenna comprising: a first element on a first side of the generally planar substrate; and a second element on a second side of the generally planar substrate opposed to the first side, wherein each of the first and second elements are symmetrical about a centre line. 2. Apparatus according to claim 1 comprising a mattress wherein the antenna system is located below an upper surface of the mattress. 3. Apparatus according to claim 2 wherein the antenna system comprises an array of antennas extending across the mattress in a band at a location between head and foot ends of the mattress. 4. Apparatus according to claim 1 comprising a mattress wherein the antenna system is located under the mattress. 5. Apparatus according to claim 4 comprising a radome located under the mattress, the radome covering the antenna system and the radome substantially transparent to ultra wideband radiation. 6. Apparatus according to claim 5 comprising a metallic mounting surface underlying the antenna system wherein the antenna system is spaced apart from the mounting surface by an air gap. 7. Apparatus according to claim 1 wherein: the antenna system comprises a plurality of groups of autennas,each group of antennas comprising at least one transmit antenna configured to transmit a corresponding portion of the output electromagnetic radiation, the corresponding portion of the output electromagnetic radiation comprising ultra wideband pulses corresponding to an ultra wideband output signal generated by the ultra wideband radar system and a plurality of receive antennas configured to receive corresponding portions of the reflected electromagnetic radiation, the corresponding portions of the reflected electromagnetic radiation comprisng ultra wideband pulses reflected by the person or animal;wherein the plurality of receive antennas are approximately equally spaced from the transmit antenna. 8. Apparatus according to claim 7 where... | Sensiotec Inc. | A61B005/04
US08388544 | B2 | 2013-03-05 | System and method for measuring blood viscosity | 2007-01-31 | A technique is provided for computing or monitoring blood viscosity. The technique includes measuring a cross sectional area of a arterial segment and a volumetric flow rate of blood flowing through the arterial segment at two or more locations, estimating a compliance transfer function from blood measurements to scale the arterial cross sectional area into a pressure waveform, deriving a transmission line model of the arterial segment based on the cross sectional area, as scaled by the compliance transfer function, of the arterial segment at the two or more locations and the volumetric flow rate of blood at the two or more locations. The technique also includes computing the blood viscosity based on the transmission line model. | 1. A method, performed by a processor, the method comprising: measuring a cross sectional area of an arterial segment and a volumetric flow rate of blood flowing through the arterial segment at two or more locations;estimating a compliance transfer function for the arterial segment by the processor using measured minimum, maximum and mean values of blood pressure;deriving a transmission line model of the arterial segment by the processor based on the cross sectional area of the arterial segment at the two or more locations as scaled by the compliance transfer function and the volumetric flow rate of blood at the two or more locations; andcomputing, by the processor, the blood viscosity based on the transmission line model. 2. The method of claim 1, further comprising positioning an ultrasound sensor aligned with the arterial segment at each of the two or more locations to measure the cross sectional area of the arterial segment and the volumetric flow rate of blood at the respective location. 3. The method of claim 1, wherein the transmission line model includes a plurality of RLC ladder network stages between an input current source and an output current source, wherein the input current source is a volumetric flow rate of blood entering the arterial segment and the output current source is a volumetric flow rate of blood leaving the arterial segment. 4. The method of claim 3, wherein each of the plurality of RLC ladder network stages includes a series resistor, an inductor, and a capacitor, wherein resistance of the series resistor is analogous to the resistance of the arterial segment and is given by R=8η/πr4, inductance of the inductor is analogous to the inertance of the blood arterial segment and is given by L=ρ/πr2, and capacitance of the capacitor is analogous to the compliance of the arterial segment and is given by C=dA/dP, wherein η is the blood viscosity, ρ is the blood density, r is the radius of the arterial segment, A is the cross sectional area of the arterial segment, and P is the blood pressure. 5. The method of claim 1, wherein the measuring the cross sectional area of the arterial segment comprises measuring a diameter of the arterial segment and computing the cross sectional area based on the diameter. 6. The method of claim 1, measuring a blood pressure in the arterial segment comprises measuring the blood pressure via a blood pressure cuff. 7. The method of claim 1, further comprising computing inductance and capacitance of the transmission line model based on a known density of blood, a measured or computed diameter or cross sectional area of the arterial segment, and the measured blood pressure waveform. 8. The method of claim 1, wherein computing the blood viscosity based on the transmission line model comprises solving the transmission line model to determine resistance of the transmission line model, and computing the blood viscosity from the resistance. 9. The method of claim 8, wherein solving the transmissio... | General Electric Company | A61B005/02 A61B008/00
US08391962 | B2 | 2013-03-05 | Cardiac function circadian variation analysis system and method | 2009-05-13 | Systems and Methods for stratifying relative risks of adverse cardiac events by processing a duration of electrocardiograph recordings generally recorded by a Holter type of device. The duration of electrocardiograph recordings are processed to resolve RR interval related data, QT interval related data, and are fitted to formulas to at least partially establish fitting related measures. The fitting formulas incorporate circadian related periodic factors, and can further incorporate additional processing including utilizing Lissajous analysis techniques, among others. | 1. A method of stratifying risks of an adverse cardiac event comprising the steps of: ascertaining, from a first duration of electrocardiographic records, RR and QT interval data;determining mean RR and QT interval data, denoted by RRMEAN and QTMEAN, respectively;fitting, with a calculator, at least a portion of at least one of the RR and QT interval data to at least one of first and second formulas that include fitting related measures and define RRFIT and QTFIT, respectively, said first formula being, RRfit=RRmean+Cr cos [(2π/24)(t+φR)],and said second formula being, QTfit=QTmean+Cq cos [(2π/24)(t+φQ)],wherein t represents a temporal measure and said fitting at least partially establishes the fitting related measures Cr, Cq, φR, and φQ, said Cr and Cq denoting RR and QT circadian amplitude coefficients, respectively, and said φR and φQ denoting RR and QT acrophases, respectively;establishing at least a first correlation between at least a first cardiac adversity relative risk related attribute and at least one of the fitting related measures; andstratifying relative risk of at least a first cardiac adversity in response to the at least a first correlation, said stratifying involving at least a first stratifying mathematical expression, said first stratifying mathematical expression involving at least two of the fitting related measures. 2. A method of stratifying risks of an adverse cardiac event according to claim 1, wherein said at least two fitting related measures are selected from a group consisting of said Cr, Cq, φR, φQ, RRFIT, and QTFIT. 3. A method of stratifying risks of an adverse cardiac event according to claim 1, wherein the first stratifying mathematical expression determines a Lissajous slope ΔLJ from a third formula, ΔLJ≡(Cq/Cr) cos [(2π/24)(φR−φQ)]. 4. A method of stratifying risks of an adverse cardiac event according to claim 1, wherein the first stratifying mathematical expression determines a phase difference φ from a fourth formula, φ=φR−φQ. 5. A method of stratifying risks of an adverse cardiac event according to claim 1, said fitting involving varying at least one of said Cr and Cq. 6. A method of stratifying risks of an adverse cardiac event according to claim 1, said fitting at least partially involving regression analysis. 7. A method of stratifying risks of an adverse cardiac event according to claim 1, further comprising the step of plotting said RRfit in relation to said QTfit to produce a RR-QT Lissajous curve representation of at least a portion of the first duration of electrocardiograph records and resolving at least a first Lissajous curve representation feature, denoted by FLjC, of the plotted representation, wherein said resolving the FLjC entails said at least two fitting related measures. 8. A method of stratifying risks of an adverse cardiac event according to claim 1, further comprising the step of distinguishing at least a first treatment in response to said relative risk stratifying, said first... | - | A61B005/04
US08396532 | B2 | 2013-03-12 | MRI-guided devices and MRI-guided interventional systems that can track and generate dynamic visualizations of the devices in near real time | 2010-06-16 | An MRI-guided medical device includes an elongated sheath, an elongated dilator, and an elongated needle. The sheath has a distal end, an opposite proximal end, and a central lumen extending between the proximal and distal ends. The sheath comprises MRI-compatible material and includes a tracking member located adjacent to the sheath distal end that is visible in an MRI image. The dilator comprises MRI-compatible material and is movably disposed within the sheath lumen. A distal end of the dilator is configured to extend outwardly from the sheath distal end and dilator includes at least one tracking member that is visible in an MRI image. The needle is movably disposed within the dilator lumen and is movable between stored and operative positions relative to the dilator. An RF shield may be coaxially disposed within the elongated sheath so as to surround a portion of the sheath central lumen. | 1. An MRI-compatible medical device, comprising: an elongated sheath having a distal end, an opposite proximal end, and a central lumen extending between the proximal and distal ends, wherein the sheath includes at least one tracking member adjacent the sheath distal end;a dilator movably disposed within the sheath lumen and having a distal end, an opposite proximal end, and a lumen extending between the dilator proximal and distal ends, wherein the dilator includes at least one tracking member adjacent the dilator distal end, wherein the at least one tracking member includes a cable configured to electrically connect the at least one tracking member to an MRI scanner, and wherein the dilator distal end is configured to extend outwardly from the sheath distal end; anda needle movably disposed within the dilator lumen and having a distal end, an opposite proximal end, and a central lumen extending between the needle proximal and distal ends, wherein the needle comprises a main body portion of an MRI-compatible material and a tip portion, wherein the tip portion is located at the needle distal end wherein the needle is movable between retracted and extended positions, wherein the needle distal end is within the dilator lumen when in the retracted position and wherein the needle distal end extends outwardly from the dilator distal end when in the extended position, wherein the needle tip portion includes a tracking member that is closely spaced-apart from the at least one tracking member on the dilator distal end when the needle is in the extended position. 2. The device of claim 1, wherein a portion of the sheath adjacent the sheath distal end has a generally curved configuration. 3. The device of claim 1, wherein the at least one tracking member adjacent the sheath distal end comprises a coating of MRI visible material on the sheath. 4. The device of claim 1, wherein the at least one tracking member adjacent the sheath distal end comprises at least one RF coil. 5. The device of claim 1, wherein the at least one tracking member adjacent the dilator distal end comprises at least one RF coil. 6. The device of claim 5, wherein the at least one RF coil adjacent the dilator distal end is embedded within a wall of the dilator. 7. The device of claim 1, wherein the at least one tracking member adjacent the dilator distal end comprises a pair of RF coils in adjacent spaced-apart relationship. 8. The device of claim 1, wherein the needle tip portion comprises multiple sections of conductive and non-conductive material alternately connected together. 9. The device of claim 1, wherein the needle tip portion comprises a plurality of sections of different diameters arranged in a telescopic configuration. 10. The device of claim 1, wherein the needle tip portion comprises a coating of material. 11. The device of claim 1, wherein a portion of the needle adjacent the needle distal end has a generally curved configuration. 12. The device of claim 1, wher... | MRI Interventions, Inc. | A61B005/05
US08391964 | B2 | 2013-03-05 | Detecting electrical conduction abnormalities in a heart | 2009-05-11 | Techniques are described for detecting conduction abnormalities in a heart of a patient. In particular, an IMD may be configured to obtain electrical signals corresponding to cardiac activity of the heart of the patient and periodically analyze a most recent electrical signal of the obtained electrical signals to detect an electrical conduction abnormality of the heart. The IMD adjusts a frequency at which the most recent electrical signal is analyzed based on at least one physiological parameter of the patient. For example, the IMD may increase the frequency at which the most recent electrical signal is analyzed when a heart rate parameter has significantly changed and the number of detected premature ventricular contractions (PVCs) is greater than or equal to a threshold number. In this manner, the most recent electrical signal is analyzed at a higher frequency in situations in which conduction abnormalities are more likely. | 1. An implantable medical device (IMD) comprising: a sensing module configured to acquire cardiac electrical signals corresponding to cardiac activity of a heart of a patient via at least one sensor; anda processor configured to obtain the cardiac electrical signals corresponding to cardiac activity of the heart of the patient, periodically analyze, at a first frequency, a most recent cardiac electrical signal of the obtained cardiac electrical signals to monitor for an electrical conduction abnormality of the heart, compute at least a heart rate parameter of the patient and a number of premature ventricular contractions (PVCs) using the acquired cardiac electrical signals, compare the heart rate parameter of the patient to a heart rate parameter threshold, compare the number of PVCs to a PVC threshold, and increase the frequency at which the most recent electrical signal is analyzed to a second frequency when the heart rate parameter of the patient is greater than the heart rate parameter threshold and the number of PVCs detected is greater than the PVC threshold, wherein the first frequency and the second frequency are greater than zero. 2. The IMD of claim 1, wherein the processor decreases the frequency at which the most recent electrical signal is analyzed when the heart rate parameter falls below a second heart rate parameter threshold. 3. The IMD of claim 1, wherein the heart rate parameter comprises one of a heart rate and a relative change in the heart rate. 4. The IMD of claim 1, wherein the processor is configured to obtain a template electrogram and determine whether one or more characteristics of the most recent electrical signal have significantly changed relative to the template electrical signal. 5. The IMD of claim 4, wherein the processor analyzes one of an ST segment of the electrical signal, a T-wave segment of the electrical signal and a QRS segment of the electrical signal. 6. The IMD of claim 1, wherein the processor is configured to obtain an EGM corresponding with a most recent beat, obtain a template EGM corresponding to a beat during a normal sinus, and periodically analyze the most recent cardiac electrical signal by comparing the EGM corresponding with a most recent beat to the template EGM using a wavelet transform analysis. 7. The IMD of claim 1, wherein the electrical conduction abnormality is associated with at least one of a cardiac ischemia, a cardiac infarction, a branch bundle block, or fascicular block. 8. An implantable medical device comprising: a sensing module configured to acquire cardiac electrical signals corresponding to cardiac activity of a heart of a patient via at least one sensor; anda processor configured to obtain the cardiac electrical signals corresponding to cardiac activity of the heart of the patient, periodically analyze, at a first frequency, a most recent cardiac electrical signal of the obtained cardiac electrical signals to monitor for an electrical conduction abnormality of th... | Medtronic, Inc. | A61B005/04
US08403868 | B2 | 2013-03-26 | Sensor and guide wire assembly | 2011-04-05 | A guide wire assembly includes a proximal end portion, a distal portion comprising a coil, a hollow stranded wire extending towards the distal portion, and a core wire. The guide wire assembly is characterized in that a proximal tube is provided, which extends from the proximal end portion to a proximal end of the hollow stranded wire such that the hollow stranded wire is directly joined to the proximal tube. The core wire extends into the distal portion and does not extend into the proximal tube. An entire length of the hollow stranded wire is in a range of 7.5 to 22.5% of an entire length of the guide wire assembly. | 1. A guide wire assembly, comprising: a proximal end portion;a distal portion comprising a coil;a hollow stranded wire extending towards the distal portion;a proximal tube extending from the proximal end portion to a proximal end of the hollow stranded wire such that the hollow stranded wire is directly joined to the proximal tube; anda core wire, wherein the core wire extends into the distal portion and does not extend into the proximal tube,wherein an entire length of the hollow stranded wire is in a range of 7.5 to 22.5% of an entire length of the guide wire assembly. 2. A guide wire assembly according to claim 1, wherein the core wire does not extend through the entire length of the hollow stranded wire. 3. A guide wire assembly according to claim 1, wherein the core wire does not extend into the hollow stranded wire. 4. A guide wire assembly according to claim 1, further comprising a jacket and a sensor element arranged inside the jacket, wherein the distal portion is joined to the jacket, and the hollow stranded wire is directly joined to the jacket. 5. A guide wire assembly according to claim 4, wherein the core wire does not extend into the hollow stranded wire. 6. A guide wire assembly according to claim 4, wherein the core wire terminates at and extends from the jacket where the sensor element is provided to a distal tip of the guide wire assembly. 7. A guide wire assembly according to claim 1, further comprising a safety wire extending from the proximal end portion to a distal tip of the guide wire assembly. 8. A guide wire assembly according to claim 1, wherein the proximal tube and the hollow stranded wire are joined together by one of a butt joint, a lap joint, and an inter-locking joint. 9. A guide wire assembly according to claim 1, wherein mechanical properties of the hollow stranded wire have been modified by joining sections of neighboring strands. 10. A guide wire assembly according to claim 1, wherein mechanical properties of the hollow stranded wire have been modified by removing one or more strands. 11. A guide wire assembly according to claim 1, wherein mechanical properties of the hollow stranded wire have been modified by reducing a diameter of the hollow stranded wire. 12. A guide wire assembly according to claim 1, wherein mechanical properties of the hollow stranded wire have been modified by filling predefined parts of the hollow stranded wire with a predetermined material. 13. A guide wire assembly according to claim 12, wherein the predetermined material is silicone or a glue. 14. A guide wire assembly according to claim 1, wherein mechanical properties of the hollow stranded wire have been modified by crimping a crimping tube over a predefined part of the hollow stranded wire. 15. A guide wire assembly according to claim 14, wherein the crimping tube is made of silicone or polyurethane. 16. A guide wire assembly according to claim 1, further comprising another core wire, wherein the another core wir... | Radi Medical Systems AB | A61B005/00 A61M025/00
US08412312 | B2 | 2013-04-02 | Apparatus, systems, and methods of in-vivo blood clearing in a lumen | 2010-09-22 | In one aspect, the invention relates to a computer-implemented method of triggering optical coherence tomography data collection. The method includes collecting optical coherence tomography data with respect to a vessel using an optical coherence tomography probe disposed in the vessel; determining a clearing radius and a quality value for each frame of optical coherence tomography data collected for the vessel using a computer; determining if a blood clearing state has occurred using at least one clearing radius and at least one quality value; and generating a trigger signal in response to the blood clearing state. | 1. A computer-implemented method of triggering optical coherence tomographic data collection in a vessel, the method comprising: collecting optical coherence tomography data with respect to a location in the vessel using an optical coherence tomography probe disposed in the vessel;determining, using a computer, an approximation of an actual radius of the vessel;determining, using a computer, a parameter indicative of blood clearing for one or more frames of the optical coherence tomography data using the approximation of the actual radius of the vessel;determining if a blood clearing state has occurred using the parameter; andgenerating a trigger signal in response to the blood clearing state occurring. 2. The computer-implemented method of claim 1, further comprising the step of triggering longitudinal optical coherence tomography data collection in response to the trigger signal. 3. The computer-implemented method of claim 2, wherein a time delay timeout occurs prior to commencing longitudinal optical coherence tomography data collection. 4. The computer-implemented method of claim 1 wherein the step of determining the approximation of the actual radius of the vessel is performed using at least one intensity value or at least one intensity-derived position such that the intensity value is correlated with the approximation of the actual radius of the vessel. 5. The computer-implemented method of claim 4 wherein the at least one intensity value represents a position of a centroid of an intensity distribution along each radial line in at least one image generated from the optical coherence tomography data. 6. The computer-implemented method of claim 5 wherein the position of the centroid is within a wall of the vessel. 7. The computer-implemented method of claim 5 wherein the position of the centroid is determined using a computer performing the step of fitting a function of a plurality of radii using a series comprising sine and cosine functions. 8. The computer-implemented method of claim 1 wherein the optical coherence tomography probe comprises a catheter sheath and the method further comprises the steps of determining a centroid of an intensity distribution such that intensity data occurring within the catheter sheath is excluded from the intensity distribution. 9. The computer-implemented method of claim 8 wherein, using a computer, the centroid is approximated as a first moment of the intensity distribution. 10. The computer-implemented method of claim 1 wherein the parameter is a quality value determined using scattering about a detected clear area of the vessel and the approximation of the actual radius of the vessel. 11. The computer-implemented method of claim 1 wherein the parameter is a quality factor determined using a computer by a ratio of an intensity-position variance and maximum clear radius. 12. The computer-implemented method of claim 1 wherein the parameter is a quality metric determined using a computer by a ratio... | Lightlab Imaging, Inc. | A61B005/00
US08397393 | B2 | 2013-03-19 | Device to reduce the incidence of aspiration | 2009-05-28 | The invention relates to a form of a passive or active annunciator that solves the problem of reminding a caregiver to reposition a patient at risk for aspiration usually located in an adjustable bed to some predetermined angular position. The annunciator may take the form of an inclinometer (100) that measures the angle of the bed (160) relative to a local gravity reference or a goniometer that measures the angle between the horizontal (140) and elevated portions (130) of the bed. The invention reminds the caregiver of the patient at risk for aspiration to maintain or reestablish the elevation of the torso of the patient at risk for aspiration to at least 30 degrees up to 45 degrees above the local horizontal to prevent or reduce the incidence of aspiration. | 1. A medical device, said medical device, comprising: an enclosure housing a rolling element gravity actuated tilt switch contained within said enclosure, wherein said rolling element is generally spherical and has a generally solid exterior, an indicating device associated with said enclosure, and a circuit coupled to said indicating device for powering said indicating device, said enclosure further comprising an attachment device coupled to said enclosure for attaching said enclosure to a region of a bed;said rolling element gravity actuated tilt switch for responding to a local gravity field to make or break a circuit associated with an angular difference between said region of said bed and a local horizontal;said circuit further comprising a stand-by power supply and a time delay device, said rolling element gravity actuated tilt switch closing said circuit and activating said time delay device upon reaching a threshold angle, wherein said threshold angle is determined to reduce medical complications associated with bedridden patients;said indicating device powered by said circuit once said circuit is completed by said rolling element gravity actuated tilt switch, said indicating device further indicating via one or more alerts that said threshold angle has been reached, wherein said time delay device is capable of delaying at least one of said alerts. 2. The device of claim 1 wherein at least one of said alerts comprises an active visual indicating device. 3. The device of claim 1 wherein said enclosure further comprises a passive visual alert. 4. The device of claim 1 wherein at least one of said alerts comprises an aural alert. 5. The device of claim 4 wherein said time delay device delays the aural alert. 6. The device of claim 1 wherein said power supply comprises a battery, capacitor, or other electric power storage medium. 7. The device of claim 1 wherein said device employs a means to operate on both sides of a bed. 8. The device of claim 1 wherein said device is permanently attached to said bed. 9. The device of claim 1 wherein said device is temporarily attached to said bed. 10. The device of claim 1 wherein said threshold angle may be adjusted. 11. The device of claim 1 wherein said device is further associated with a remote indicating device. 12. The device of claim 1 wherein said device further comprises a recording device to record that said threshold angle has been reached. 13. The device of claim 1 wherein said device further comprises a switch having a switch cover for preventing unintentional user power down. 14. A method, said method comprising the steps of: measuring an angular elevation of a patient's torso relative to gravity using a rolling element gravity actuated tilt switch, wherein said rolling element is generally spherical and has a generally solid exterior;closing a circuit with said rolling element gravity actuated tilt switch, said gravity actuated tilt switch closing said circuit upon reaching a t... | - | A61B005/103 A61G007/002
US09078587 | B2 | 2015-07-14 | Method and apparatus for photomagnetic imaging | 2012-10-17 | A method for photomagnetic imaging of tissue includes the steps of heating the tissue using light; measuring a change in temperature of the tissue with magnetic resonance thermometry; and creating an optical property map from the measured change in temperature. An apparatus for performing photomagnetic imaging of tissue which includes a light source to heat the tissue, a magnetic resonance imaging system to measure a change in temperature of the tissue, and a data processor to generate an optical property map from the measured change in temperature. An optical property map of tissue photomagnetic imaging of tissue produced by: heating the tissue using light; measuring a change in temperature of the tissue with magnetic resonance thermometry; and creating an optical property map from the measured change in temperature. | 1. A method for photomagnetic imaging of tissue comprising: heating the tissue using light;measuring a change in temperature of the tissue with magnetic resonance thermometry;creating an optical property map of at least one optical coefficient from the measured change in temperature; anddetermining an estimated tissue concentration of at least one of oxyhemoglobin, deoxyhemoglobin, fat, and water from the at least one optical coefficient. 2. The method of claim 1 further comprising injecting one or more temperature sensitive optical contrast agents into the tissue. 3. The method of claim 2 wherein creating an optical property map from the measured change in temperature comprises creating an optical property map based on a measure of the distribution of the injected temperature sensitive optical contrast agent. 4. The method of claim 2 further comprising evaluating the effectiveness of one or more of the temperature sensitive optical contrast agents. 5. The method of claim 1 wherein heating the tissue using light comprises heating the tissue with laser light incident upon the tissue. 6. The method of claim 1 wherein heating the tissue using light comprises heating the tissue using a continuous wave laser incident upon the tissue. 7. The method of claim 1 wherein heating the tissue using light comprises heating the tissue using laser light incident upon tissue by delivery through a flexible illuminating optical fiber. 8. The method of claim 1 wherein heating the tissue using light comprises heating the tissue using laser light delivered by a flexible illuminating optical fiber adapted to be inserted into a body cavity. 9. The method of claim 1 further comprising recovering absorption and scattering coefficients using a finite element-based inverse problem. 10. The method of claim 1 wherein creating an optical property map from the measured change in temperature comprises creating an absorption map or scattering map from the measured change in temperature. 11. The method of claim 1 further comprising using the estimated tissue concentration to diagnose a disease or to evaluate a therapeutic treatment response. 12. The method of claim 11 wherein using the estimated tissue concentration to diagnose a disease comprises using the estimated tissue concentration to diagnose a cancer which is determined as benign or malignant based on the determined data. 13. The method of claim 1 further comprising determining a metabolic property of tissue from the determined estimated tissue concentration. 14. An apparatus for performing photomagnetic imaging of tissue comprising: a light source to heat the tissue;a magnetic resonance imaging system to measure a change in temperature of the tissue; anda data processor to generate an optical property map of at least one optical coefficient from the measured change in temperature and to determine an estimated tissue concentration of at least one of oxyhemoglobin, deoxyhemoglobin, fat, and water from the at le... | The Regents of the University of California | A61B005/055 A61B005/01 A61B005/00 G01R033/48
US09462964 | B2 | 2016-10-11 | Small form factor muscular-skeletal parameter measurement system | 2011-09-23 | At least one embodiment is directed to an insert for measuring a parameter of the muscular-skeletal system. The insert can be temporary or permanent. In one embodiment, the insert is prosthetic component for a single compartment of the knee. The insert comprises a support structure and a support structure respectively having an articular surface and a load bearing surface. The height of the insert is less than 10 millimeters. At least one internal cavity is formed when support structures are coupled together for housing electronic circuitry, sensors, and the power source. The cavity can be sterilized through a port. A membrane is between the port and the cavity. A sterilization gas permeates the membrane for sterilizing cavity. The membrane reduces the ingress of solids and liquids to the cavity. | 1. A small form factor measurement system for measuring loading applied by a muscular-skeletal system comprising: a first support structure; a sensor array overlying the first support structure wherein load bearing surfaces of each sensor of the sensor array are approximately co-planar; a load plate overlying the sensor array, wherein the load plate is configured to move under loading within the housing; and a second support structure coupled to the first structure to form a housing wherein at least one alignment feature of the first support structure extends from the first support structure through an opening in the load plate and couples to the second support structure, wherein the load plate is within the housing isolated from an external environment. 2. The measurement system of claim 1 further including: a single printed circuit board; andelectronic circuitry and a power source coupled to the single printed circuit board wherein the electronic circuitry is configured to control a measurement process, receive measurement data, and transmit measurement data, wherein the sensor array is coupled to the electronic circuitry, wherein the first and second support structures form a unicondylar insert configured to couple to a single condyle, wherein the load plate is coupled between the second support structure and the sensor array and is configured to move under loading and wherein a portion of the single printed circuit board and the electronic circuitry underlies the load plate. 3. The measurement system of claim 1 wherein a load bearing surface of each sensor of the sensor array couples to the load plate and wherein an interconnect couples the sensor array to the electronic circuitry. 4. The measurement system of claim 1 the at least one alignment feature is configured to align the load plate to each sensor of the sensor array and wherein the at least one alignment feature is configured to support vertical movement of the load plate when a load is applied to a surface of the second support structure. 5. The measurement system of claim 1 wherein a major surface of the load plate couples to an interior surface of the second support structure. 6. The measurement system of claim 1 wherein the load plate comprises steel and wherein the load plate has planar surfaces. 7. The measurement system of claim 1 wherein the electronic circuitry underlies at least a portion of the load plate. 8. The measurement system of claim wherein the load bearing surfaces of the sensor array are planar. 9. The measurement system of claim 1 wherein the at least one alignment feature comprises at least two posts extending from the first support structure and coupling to the second support structure. 10. The measurement system of claim 1 wherein each sensor of the sensor array couples to a load pad formed in the first support structure. 11. The measurement system of claim 1 wherein the first support structure is hermetically sealed to second support structure to is... | ORTHOSENSOR INC | A61B005/103 A61B005/117 A61B005/00 A61F002/38 A61F002/30 A61F002/46
US20130085357 | A1 | 2013-04-04 | HAEMODYNAMIC MONITORING DEVICE | 2012-09-27 | A relation is formed between an n-tuple having n components and formed at a first point in time and at least one other n-tuple having n components formed at at least one corresponding later point in time, wherein n is a natural number equal to or greater than 1, and the components comprise at least one derived parameter and/or one read-in data value. If this relationship satisfies a predetermined calibration criterion, a calibration signal is triggered and is displayed, and/or automatically triggers a recalibration of the haemodynamic monitoring device. For example, the pulse contour cardiac output PCCO is derived from the arterial pressure curve as the constituent component of a 1-tuple. As long as this differs from the reference cardiac output CORef by less than a predefined threshold value, for example 101 or 15% of the reference cardiac output, parameter determination continues without initiating a new calibration. On the other hand, if the deviation exceeds PCCO-COref I, the calibration signal is triggered. | 1. A device for haemodynamic monitoring, wherein the device comprises the following: reading in means for repeated reading in of data representing at least one physical variable,calculation means for calculating at least one parameter from the read-in data,calibrating means for calibrating the device, andtriggering means for triggering a calibration signal depending on the change over time of at least one of the the following: the read-in dataat least one of the parameters. 2. The device according to claim 1, wherein the triggering means are designed to form a relation between at least one n-tuple with n components determined at a first point in time and at least one n-tuple with n components determined at least one later point in time via a univariate or multivariate analysis procedure, wherein n is a natural number equal to or greater than 1, and the components comprise at least one of the following: a value of the read-in dataat least one of the parameters. 3. The device according to claim 1, wherein the triggering means are designed to execute at least one mathematical classification method. 4. The device according to claim 1, wherein the triggering means are designed to perform a linear discriminant analysis. 5. The device according to claim 1, wherein the n components comprise at least one parameter selected from the group of heart rate (HR), pulse duration (T), stroke volume (SV), mean arterial pressure (MAP), pulse contour cardiac output (PCCO), thermodilution cardiac output (COTD), stroke volume variation (SW), systemic vascular resistance (SVR), pulse pressure variation (PPV), fluid responsiveness index (FRI), ventricular contractility (for example dPmx), atrial pressures, ventricular pressures, EKG section data, EKG intervals, characteristics of the medication that affects haemodynamics and respiratory parameters that affect haemodynamics. 6. The device according to claim 2, wherein the n components comprise at least one value of read-in data selected from the group of arterial pressure (P), central venous pressure (CVP), blood temperature (Tb), peripheral oxygen saturation (SpO2), central venous oxygen saturation (ScvO2). 7. The device according to claim 2, wherein the temporal interval between two consecutive determinations of the n-tuple is not more than 1 hour, preferably not more than 15 minutes. 8. The device according to claim 7, wherein the temporal interval between two consecutive determinations of the n-tuple is predefined as a predefined number of the patient's heartbeats. 9. The device according to claim 1, wherein the triggering means are designed to take into account consecutive changes over time, which occur within a predetermined interval, in the respective other direction, of at least one of the following: the read-in dataat least one of the parameters. 10. The device according to claim 1, which comprises means for indicating the triggering of the calibration signal in at least one of a visual and an acoustic ... | - | A61B005/0205 A61B005/00 A61B005/024 A61B005/145 A61B005/021 A61B005/0402 A61B005/01 A61B005/02 A61B005/029
US08419653 | B2 | 2013-04-16 | Spinal access and neural localization | 2009-07-16 | A method for locating neural tissue in a patient body may involve: advancing a probe along a natural tissue interface between the neural tissue and another tissue in the body, the probe having a first surface oriented toward the neural tissue and a second surface oriented away from the neural tissue; delivering a first electrical current to a first electrode along the first surface of the probe; delivering a second electrical current to a second electrode along the second surface of the probe; and verifying that the first surface of the advanced probe remains oriented toward the neural tissue and the second surface remains oriented away from the neural tissue by monitoring neural response to the first and second electrical currents. | 1. A device for detecting if neural tissue is above or below a given region of a device, the device comprising: a probe having a proximal rigid elongate shaft and a distal end, the distal end being flexible such that it may be articulated to form more than one curved shape and the distal end being substantially flat and having an axial length, a width, and a thickness, wherein the axial length is greater than the width and the width is greater than the thickness, the distal end further having a first upper and second lower laterally oriented surfaces, wherein the upper surface is opposite and separated by the thickness from the lower surface;a first signal transmitter configured to deliver a neural localization signal disposed along the first upper surface of the probe;a second signal transmitter configured to deliver a neural localization signal disposed along the second lower surface of the probe,wherein by monitoring a response to the neural localization signals from the first upper surface and the second lower surface, the orientation of the neural tissue relative to the upper surface and the lower surface of the probe can be safely verified. 2. The device of claim 1, wherein the first and second signal transmitters comprise first and second electrodes. 3. The device of claim 1, wherein the distal portion of the probe is configured to facilitate passage of the distal portion of the probe into an intervertebral foramen of a spine. 4. The device of claim 1, further comprising: a wire for pushing or pulling to position the distal end of the probe; and at least one tissue removal device for advancing along or being pulled into position by the wire to remove tissue from the body. 5. The device of claim 1, further comprising at least one sizing probe configured to perform at least one of the functions of assessing an amount of space between tissues before advancing the probe, increasing the amount of space between tissue before advancing the probe, and assessing the amount of space between tissues after performing a tissue modification procedure. 6. A device for determining if neural tissue is above or below a given region of a device in a human body, the device comprising: a elongate probe having a proximal rigid elongate shaft portion and a distal portion, the distal portion being flexible such that it may be articulated to form more than one curved shape and the distal portion being substantially flat and having an axial length, a width, and a thickness, wherein the axial length is greater than the width and the width is greater than the thickness, the distal portion further having a first upper surface separated by the thickness from an opposite second lower surface;a first electrode coupled with the first surface of the probe at or near the distal portion and connectible with at least one energy source configured to deliver increasing levels of energy to the first upper surface to determine a first stimulation level at which the neural ti... | Baxano, Inc. | A61B005/05 A61B005/04 A61N001/00
US08406848 | B2 | 2013-03-26 | Reconstructing three-dimensional current sources from magnetic sensor data | 2009-10-06 | Magnetic source imaging (MSI) involves the reconstruction of the current sources in a portion of a body, such as an organ, from measured magnetic field data. The measured magnetic field data may be from one-dimensional or three-dimensional sensors. Aspects of the present invention include systems and methods for reconstructing the electrical current of an organ given magnetic data. In embodiments, reconstruction of three-dimensional current sources is accomplished knowing or estimating the position, or offset, of the sensor plane with respect to the patient in order to form a set of linear equations. Alternatively, reconstruction of three-dimensional current sources is accomplished without knowing the offset of the sensor plane with respect to the patient. In embodiments, the linear and nonlinear systems of equations are iteratively used to obtain the current source information. In embodiments, multi-scale strategies are employed. | 1. A computer program product comprising at least one non-transitory computer-readable medium storing one or more sequences of instructions, wherein execution of the one or more sequences of instructions by one or more processors causes the one or more processors to execute a computer-implemented method for reconstructing electrical current distribution of a portion of a body, the method comprising: [a] representing the portion of the body as a set of electrical current dipoles with a fixed positional relationship to each other within a bounding region, each electrical current dipole having a defined fixed positional relationship to a current dipole origin point within the bounding region;[b] representing a magnetic field in a sensor array as a set of nonlinear equations of the magnitude and orientation of the set of electrical current dipoles, said sensor array having a defined array origin point within a bounding region of said sensor array, and said magnetic field being further represented by an offset from he defined array origin point to the current dipole origin point within the bounding region;[c] setting a value for the offset;[d] representing the magnetic field in the sensor array as a set of linear equations of the magnitude and orientation of the set of electrical current dipoles and the value for the offset;[e] solving the set of linear equations to obtain the magnitude and orientation of the set of electrical current dipoles;[f] inputting into the set of nonlinear equations the magnitude and orientation of the set of electrical current dipoles obtained from solving the set of linear equations and solving the set of nonlinear equations to obtain an updated offset; and[g] IF a stop condition is not met, THEN using the updated offset as the value for the offset and returning to step [d]; ELSE defining the current set of electrical current dipoles at their current position as the reconstructed electrical current distribution of the portion of the body. 2. The computer program product of claim 1 wherein the step of solving the set of nonlinear equations to obtain an updated offset comprises: solving the set of nonlinear equations to obtain an update value and adjusting the offset using the update value to obtain the updated offset. 3. The computer program product of claim 2 wherein the step of solving the set of nonlinear equations to obtain an update value comprises: as part of an iterative optimization to solve the set of nonlinear equations, multiplying the update value by a parameter and adding that product to the offset to obtain an updated offset to use for the next iteration of the iterative optimization. 4. The computer program product of claim 3 wherein the parameter is part of a simulated annealing. 5. The computer program product of claim 1 wherein the set of nonlinear equations comprises sets of one-dimensional equations and the set of linear equations comprises sets of one-dimensional equations. 6. The computer program p... | Seiko Epson Corporation | A61B005/0484
US08398546 | B2 | 2013-03-19 | System for monitoring and managing body weight and other physiological conditions including iterative and personalized planning, intervention and reporting capability | 2004-09-13 | A nutrition and activity management system is disclosed that monitors energy expenditure of an individual through the use of a body-mounted sensing apparatus. The apparatus is particularly adapted for continuous wear. The system is also adaptable or applicable to measuring a number of other physiological parameters and reporting the same and derivations of such parameters. A weight management embodiment is directed to achieving an optimum or preselected energy balance between calories consumed and energy expended by the user. An adaptable computerized nutritional tracking system is utilized to obtain data regarding food consumed, Relevant and predictive feedback is provided to the user regarding the mutual effect of the user's energy expenditure, food consumption and other measured or derived or manually input physiological contextual parameters upon progress toward said goal. | 1. A system to provide feedback for an individual's weight-loss goal, said system comprising: a. a wearable sensor device for detecting data; andb. a processing unit in electronic communication with said sensor device, said processing unit configured to accomplish the following steps, thus providing said feedback: (i) derive physiological and contextual data of the individual from data detected by said sensor device;(ii) prompt said individual to establish a weight-loss goal;(iii) generate a first suggestion to engage in an activity to assist said individual to achieve said weight-loss goal;(iv) determine weight-loss;(v) generate a second suggestion to engage in an activity to assist said individual to achieve said weight-loss goal if said weight-loss goal is not progressing toward the goal;wherein said second suggestion is based upon a determination of whether or not the individual complied with said first suggestion; andwherein said determination of whether or not the individual complied with said first suggestion is based on said derived physiological and contextual data of the individual. 2. The system of claim 1, wherein said processing unit is further configured to derive an energy balance from said detected data. 3. The system of claim 2, wherein the energy balance is derived from daily caloric intake and energy expenditure. 4. The system of claim 3, wherein said feedback comprises the effect of daily caloric intake and energy expenditure upon each other. 5. The system of claim 2, wherein said processing unit is configured to utilize said energy balance to track and predict changes in human physiological parameters. 6. The system of claim 1, wherein said processing unit is further configured to identify a pattern of behavior from said detected data, to determine whether said pattern affects said user's progress, and to adapt said identified pattern of behavior. 7. The system of claim 6, wherein said pattern is recorded for future review. 8. The system of claim 7, wherein said processing unit is further configured to analyze said recorded patterns to detect one of: (i) current and (ii) future patterns of negative, positive and neutral human physiological status parameters. 9. The system of claim 8, wherein said analysis of recorded patterns are based on one of (i) data from the individual's personal history and (ii) aggregate data of other individuals. 10. The system of claim 1, further comprising a database comprising data. 11. The system of claim 10, wherein said database includes patterns of physiological data. 12. The system of claim 10, wherein said database includes patterns of contextual data. 13. The system of claim 10, wherein said database includes patterns of activity data derived from said detected data. 14. The system of claim 10, wherein said processing unit is further configured to analyze said data in database to establish data patterns. 15. The system of claim 14, wherein said processing unit is further config... | BodyMedia, Inc. | A61B005/00
US08394035 | B2 | 2013-03-12 | Multi-lancet device | 2009-01-21 | The invention concerns a device for collecting body fluids which has at least one lancet comprising a lancet body with at least two tips of different lengths. The device is characterized in that it has a selection means with the aid of which only one tip is selected before the lancing. This selection means can have different functions and shapes. The selection means is used to select a tip from a plurality of lancet tips which have different lengths and make only this tip available for use in the lancing process. Since the various tips are attached to a lancet body, it is, for example, possible to use a bending element which bends one of the various tips out of the plane of the lancet body in order to provide only one lancet tip for use. This is especially preferable for lancet tips that are arranged linearly relative to one another. | 1. A device for collecting body fluid, comprising: at least one lancet comprising a lancet body, the lancet body having at least two tips for lancing the skin of a patient, the at least two tips comprising a first tip having a first length and a second tip having a second length that is different from the first length;a selection means for selecting one of the at least two tips for a lancing process and thereby selecting a defined lancing depth, wherein the unselected tip is positioned in the device and unused during the lancing process; anda lancet drive for driving the selected lancet tip in a puncture movement. 2. The device of claim 1, wherein the at least two tips are oriented in different directions on the lancet body. 3. The device of claim 1, wherein the at least two tips are arranged in the shape of a star on the lancet body. 4. The device of claim 1, wherein the at least two tips are arranged linearly on the lancet body. 5. The device of claim 1, further comprising a bending device which changes the alignment of the tips relative to the lancet body. 6. The device of claim 1, wherein the alignment of at least one tip can be changed relative to the lancet body. 7. The device of claim 1, wherein the at least one lancet is a flat lancet. 8. The device of claim 1, wherein the at least two tips comprise a bending region. 9. The device of claim 8, wherein the bending region extends over a region of the tip. 10. The device of claim 8, wherein when a threshold force acts on the lancet, areas adjoining or within the bending region bend. 11. The device of claim 1, further comprising a carrier tape on which the at least one lancet is arranged. 12. The device of claim 11, wherein the at least one lancet comprises different orientations on the carrier tape. 13. The device of claim 11, further comprising at least one test element arranged on the carrier tape. 14. The device of claim 11, wherein a proximal end of the at least one lancet is attached to the carrier tape. 15. The device of claim 1, wherein the lancet tips comprise a sterile protection. 16. The device of claim 1, further comprising a means for returning bent tips to an original position. 17. The device of claim 1, further comprising a test element. 18. The device of claim 1, further comprising a detection unit. 19. A lancing device for insertion of a lancet tip into a body part, comprising a lancet body with at least two tips for lancing the skin of a patient, the at least two tips comprising a first tip having a first length and a second tip having a second length that is different from the first length, wherein when one tip of the at least two tips is selected, a lancing process takes place with a defined lancing depth depending on the length of the selected tip, further wherein at least one of the unselected tips is positioned relative to the selected tip in the device during the lancing process such that no lancing process is executed with the unselected tip, the devi... | Roche Diagnostics Operations, Inc. | A61B005/00
US08409116 | B2 | 2013-04-02 | Method and device to manage freezing of gait in patients suffering from a movement disorder | 2010-04-21 | The subject invention involves a device and method for treating patients with a movement disorder experiencing a sudden change in regularity of gait or akinesia, and comprising a device that detects the sudden change in regularity of gait or temporary akinesia and automatically issues a cue signal that restarts the movement. | 1. A device for treating a human having a movement disorder comprising: a sensor for sensing an akinetic episode of said human anda receiver,said gait sensor transmitting a signal to said receiver only upon detection of the akinetic episode of said human,whereby in response to said received signal, said receiver automatically generates a cueing signal to trigger resumption of movement of said human. 2. The device of claim 1 wherein said sensor comprises one or more accelerometers, or one of more gyroscopes or a combination of both. 3. The device of claim 1 wherein said receiver comprises a wireless headset. 4. The device of claim 1 wherein said receiver includes a wired or wireless headphones or earbuds. 5. A device for emitting a cue upon detecting of change of regularity of gait of a person comprising: a sensor for detecting an akinetic episode of the person,said sensor including a signal process,said signal process sending a signal to a receiver only upon detection of the akinetic episode of the person,said receiver, in response to said signal, causing a cue perceptible by the person to be emitted, to thereby aid in the restoration of movement of the person. 6. The device of claim 5 wherein the cue is verbal, auditory, physical or tactile. 7. The device of claim 5 wherein the cue is auditory, tactile, vibratory, pressure, thermal, electric, or a combination thereof can be used. 8. The device of claim 5 wherein the receiver is a wireless headset. 9. The device of claim 5 wherein the sensor includes a gyroscope. 10. The device of claim 5 wherein the receiver includes a cue generator. 11. A method of managing a freezing gait disorder of a person, comprising the steps of: sensing a change of regularity of gait of the person,transmitting a signal to a receiver only upon sensing the change of regularity of gait,automatically generating a cueing signal only upon reception of the signal by said receiver,whereby said receiver restarts the gait of said person using single or multiple cues. 12. The method of claim 11 further including the step of transmitting said signal wirelessly. 13. The method of claim 11 including sending a signal wirelessly after sensing the change in regularity of gait of the person. 14. The method of claim 13 including the step of transmitting said signal to a remote location, said signal including an emergency contact and a personal health record. 15. The method of claim 13 including the step of transmitting said signal to a caregiver. 16. The method of claim 11 including the step of generating an auditory cue. 17. The method of claim 11 including generating a tactile cue. 18. The method of claim 11 including generating a verbal cue. 19. The method of claim 11 including transmission of information about FOG events and falls occurring after the FOG, comprising sending the information wirelessly to a caregiver and/or emergency contact, wherein the information includes a personal health record. | Rush University Medical Center | A61B005/00
US08401631 | B2 | 2013-03-19 | Method and system for monitoring physiological conditions | 2010-10-18 | A method for providing an indication of a state of awareness for a patient, includes the steps of arranging data of an EEG and EMG power spectrogram to provide power versus frequency in a log-log arrangement; calculating a first best-fit line for a lower frequency region of the EEG power spectrogram; calculating at least a second best-fit line for a higher frequency region of the EEG power spectrogram. The display of these lines is augmented by displaying a template that identifies different regions on the display that help confirm the state of the patient. Secondly, the time domain EEG signals can be filtered and displayed such that different frequency bands can be simultaneously displayed or a single frequency band can be displayed according to different time scales. | 1. A method for providing an indication of a state of awareness for a patient, comprising the steps of: displaying data of an EEG power spectrum to provide a power versus frequency graph;determining, using a processor, a frequency value that separates a lower frequency region from a higher frequency region of the EEG power spectrum;generating, using the processor, a template, wherein the template has a plurality of contiguous angular sections originating at the frequency value; andproviding, using the processor, an indicator of the state of awareness of the patient based on a position of at least a portion of the higher frequency region coinciding with one of the plurality of contiguous angular sections. 2. The method of claim 1, wherein the plurality of contiguous angular sections has three angular sections. 3. The method of claim 1, wherein data of the EEG power spectrum is displayed in a log-log arrangement. 4. The method of claim 3, further comprising: calculating a first best-fit line for a lower frequency region of the EEG power spectrum; andcalculating at least a second best-fit line for a higher frequency region of the EEG power spectrum. 5. The method of claim 4, wherein the frequency value is the intersection point of the first and second best-fit lines. 6. The method of claim 5, further comprising: providing the indicator of the state of awareness of the patient based on a position of the second best-fit line coinciding with one of the plurality of contiguous angular sections. 7. The method of claim 4, further comprising: displaying the first and second best-fit lines. 8. The method of claim 4, wherein the plurality of contiguous angular sections includes: a first angular section which represents a region having a first slope steeper than about −40 dB/decade;a second angular section which represents a region having a second slope more shallow than about −30 dB/decade; anda third angular section which represents a region between the first and second angular sections. 9. The method of claim 8, wherein each of the plurality of contiguous angular sections has a respective associated color. 10. The method of claim 9, further comprising: determining in which particular one of the plurality of contiguous angular sections the second best-fit line is located; andwherein providing the indicator includes displaying the respective color associated with the particular one of the plurality of contiguous angular sections. 11. The method of claim 4, further comprising: determining the intersection point of the first best-fit line and the second best-fit lines. 12. The method of claim 1, wherein data of the EEG power spectrum is displayed in a log-linear arrangement. 13. The method of claim 1, wherein the plurality of contiguous angular sections includes: a first angular section which represents a region having a first slope steeper than about −40 dB/decade;a second angular section which represents a region having a second slope more shallo... | - | A61B005/04
US08427157 | B2 | 2013-04-23 | Method to determine a predetermined signal amplitude in MR measurements | 2009-12-10 | In a method and apparatus to determine a predetermined signal amplitude of an examination subject in an MR measurement in which multiple RF pulses are radiated into the examination subject in a pulse sequence in a pulse series with a repetition time TR that is smaller than the T2 times of the examination subject, a target magnetization is established for a predetermined point in time after radiation of the respective RF pulse for essentially all RF pulses from the pulse series, a target flip angle and a target phase are determined for different regions of the examination subject for essentially all RF pulses depending on the respective target magnetization, a respective amplitude and phase response is determined for essentially all RF pulses to generate the respective target magnetization after radiation of the respective RF pulse, and the RF pulses with the respective determined amplitude and phase response are radiated into the examination subject. | 1. A method to determine a predetermined signal amplitude for essentially all RF pulses of a pulse sequence transmitted into an examination subject in an MR measurement, comprising: in an MR measurement, radiating multiple RF radiations, each comprised of at least one RF pulse, into the examination subject in order to excite nuclear spins in the examination subject, with each excited nuclear spin having an associated T2 time, in a pulse sequence in which said RF radiations are repeated with a repetition time TR that is smaller than any of the T2 times of the excited nuclear spins, each of said RF pulses producing a magnetization of nuclear spins in the examination subject, thereby producing a plurality of successive magnetizations; andafter each magnetization, reading out MR signals, produced by the excited nuclear spins for essentially all RF pulses of the pulse sequence establishing a target magnetization for a predetermined point in time after radiation of a respective RF pulse of the pulse series;in a processor, determining a target flip angle and a target phase for different regions of the examination subject for essentially all RF pulses depending on the respective target magnetization and an existing magnetization that is residual due to a combination of preceding, respective magnetizations produced by RF pulses proceeding said respective RF pulse;in said processor, respectively determining a time curve of the amplitudes and phases for essentially all RF pulses in order to cause, for each pulse, the respective target magnetization, to be achieved after radiation of the respective RF pulse; andradiating all of the RF pulses, in the pulse sequence, with the respective determined amplitude and phase response into said examination subject during the MR measurement. 2. A method according to claim 1 comprising, in each of said multiple RF radiations, radiating a plurality of RF pulses simultaneously respectively with multiple RF transmission channels, and in said processor, defining an amplitude and phase response for all RF transmission channels. 3. A method according to claim 1 comprising, in said processor, calculating the magnetization after radiation of an i-th RF pulse of the pulse series and applying the calculated magnetization as a start magnetization in determining of the target flip angle and the target phase for different regions of the examination subject in the i+1-th RF pulse. 4. A method according to claim 3 comprising, in said processor, determining the start magnetization dependent on development of the magnetization between the i-th and the l+1-th RF pulse. 5. A method according to claim 1 comprising, employing a target magnetization that is essentially the same for all RF pulses of the pulse series. 6. A method according to claim 1 comprising, in said processor, determining the target flip angles and the target phases dependent on sequence-dependent general conditions. 7. A method according to claim 1, comprising determ... | Siemens Aktiengesellschaft | G01V003/00 A61B005/055
US08880149 | B2 | 2014-11-04 | Localization of a device for MR-guided intervention | 2012-09-26 | Localization of a coil is provided for magnetic resonance (MR)-guided intervention. A multi-scale decomposition and characteristic transitions in the power spectra for the coil are used to determine a distribution of likelihood of the coil being at each of various locations and/or to determine a confidence in the position determination. For example, the power spectra along each axis is used to generate a likelihood distribution of the location of the coil. The power spectra are decomposited at different scales. For each scale, the modulus maxima reflecting transitions in the power spectra are matched using various criteria. A likelihood is calculated for each of the matched candidates from characterizations of the matched candidates. The likelihood distribution is determined from a combination of the likelihoods from the various scales. | 1. A system for localization of a coil for magnetic resonance (MR)-guided intervention, the system comprising: the coil;a medical device operable to be positioned within a patient, the coil connected with the medical device;an MR receiver connected with the coil; anda processor connected with the MR receiver, the processor configured to: (a) calculate X, Y, and Z data from information from the coil received in response to MR pulses, the X, Y, and Z data representing intensity as a function of spatial location along X, Y, and Z axes, respectively;(b) decompose the X, Y, and Z data into multiple scales; and(c) detect a position of the coil as a function of the decomposition and at least two transitions in the intensity in each of the X, Y, and Z axes. 2. The system of claim 1 wherein the medical device comprises a catheter and wherein the coil is positioned on a tip of the catheter. 3. The system of claim 1 wherein the medical device comprises a needle. 4. The system of claim 1 wherein the coil comprises a conductive coil. 5. The system of claim 4 wherein the conductive coil comprises a copper coil less than 4 mm in any direction. 6. The system of claim 1 wherein the processor is configured to decompose with a wavelet transform. 7. The system of claim 6 wherein the processor is configured to decompose with a dyadic wavelet transform. 8. The system of claim 1 wherein the processor is configured to calculate at least one modulus maximum for each of the multiple scales of each of the decomposed X, Y, and Z data. 9. The system of claim 8 wherein the processor is configured to detect, at each of the scales, pairs of the transitions from a symmetry of positive and negative magnitude of the corresponding modular maxima, a distance proportional to the scale, and a decay of the magnitude. 10. The system of claim 1 wherein the processor is configured to detect, at each of the scales, from an estimation of a parameter likelihood, the parameter likelihood for multiple pairs of the transitions at a same scale being divided as a function of a number of the pairs at the same scale, an amplitude of modulus maxima for the pairs, and a symmetry of the transitions of each pair. 11. The system of claim 1 wherein the processor is configured to detect the position from a sum of likelihoods from the multiple scales. 12. The system of claim 1 wherein the processor is further configured to calculate an indication of confidence of the position. 13. The system of claim 1 wherein the processor is configured to detect the position where the position of the coil corresponds to a different location than indicated by a maximum of the X, Y, and Z data. 14. A system for localization of a coil for magnetic resonance (MR)-guided intervention, the system comprising: the coil;a medical device operable to be positioned within a patient, the coil connected with the medical device;an MR receiver connected with the coil; anda processor connected with the MR receiver, the proce... | Siemens Aktiengesellschaft | A61B005/06 A61B005/055 G01R033/28
US08939905 | B2 | 2015-01-27 | Antenna structures for implantable medical devices | 2011-09-30 | This disclosure describes antenna structures for use with implantable medical devices (IMDs). The IMD may include a housing that hermetically encloses electronic components of the IMD and a fixation mechanism that attaches the IMD to a target location within a patient, such as a wall of a vessel. The fixation mechanism may function as a radiating element of an antenna of the IMD. The fixation mechanism may be attached to a housing of the IMD with two different members. One member may be an anchoring structure that mechanically anchors the fixation mechanism to the housing. The second member may be a connector that electrically connects the fixation mechanism to the housing such that the fixation mechanism is configured to transmit and/or receive communication signals with other implantable or external devices. | 1. An implantable medical device comprising: an implantable housing comprising a telemetry module;a fixation mechanism comprising an anchoring structure configured to mechanically anchor the fixation mechanism to the implantable housing, wherein the anchoring structure is configured to electrically ground the fixation mechanism to the implantable housing; anda connector electrically connecting the fixation mechanism to the telemetry module, wherein the fixation mechanism is configured to operate as at least a portion of an antenna to at least one of transmit or receive communication signals, and wherein the anchoring structure, instead of the connector, is configured to provide structural support between the fixation mechanism and the implantable housing. 2. The device of claim 1, wherein a distance between the connector and the housing along the anchoring structure is between approximately 3.0 millimeters (mm) and 6.0 mm, and wherein the distance at least partially defines the impedance of the antenna. 3. The device of claim 1, wherein the connector comprises: an electrically conductive deformable member connected to the fixation mechanism and configured to allow at least a portion of the fixation mechanism to move with respect to the housing; anda feed-through pin electrically coupling the deformable member to the telemetry module, wherein the feed-through pin is electrically isolated from the housing. 4. The device of claim 1, wherein the connector is a deformable member configured to allow the fixation mechanism to move with respect to the housing and electrically isolated from the housing. 5. The device of claim 1, wherein the connector is a portion of the fixation mechanism. 6. The device of claim 1, further comprising an overmold that encases the connector and at least a portion of the housing. 7. The device of claim 1, wherein the fixation mechanism is a cylindrical stent-like structure that is configured to lodge against a vessel wall. 8. The device of claim 1, wherein the fixation mechanism is mechanically anchored in a single location of the housing. 9. The device of claim 1, wherein the fixation mechanism is mechanically anchored in at least two different locations of the housing. 10. The device of claim 1, further comprising a sensor within the housing and configured measure one or more parameters. 11. The device of claim 1, further comprising a therapy module within the housing and configured to deliver therapy to a patient. 12. The implantable medical device of claim 1, wherein the antenna comprises a planar inverted F-antenna resonant at a quarter-wavelength of a transmission signal. 13. A device comprising: a housing configured to be implanted within a patient;a fixation mechanism configured to be implanted within the patient;an anchoring structure configured to mechanically anchor the fixation mechanism to the housing, wherein the anchoring structure is configured to electrically ground the fixation mechanism to the ... | Medtronic, Inc. | A61B005/07 A61B005/0215 A61N001/372 A61B005/00 A61N001/375
US08504133 | B2 | 2013-08-06 | Basket style cardiac mapping catheter having a flexible electrode assembly and an atraumatic tip for detection of cardiac rhythm disorders | 2012-11-28 | A system for sensing multiple local electric voltages from endocardial surface of a heart, includes: an elongate tubular member; a plurality of flexible splines having proximal portions, distal portions and medial portions therein between; an anchor for securably affixing the proximal portions of the splines; an atraumatic tip for securably affixing the distal portions of the splines; and a polymeric member including opposed a first open end and a second open end defining an open lumen therein between and an inner member surface and an outer member surface, wherein at least one of the plurality of flexible splines is at least partially disposed within the lumen of the polymeric member; a flexible electrode assembly strip with one or more exposed electrodes disposed on at least a portion of the outer surface of the polymeric member. | 1. A system for sensing multiple local electric voltages from endocardial surface of a heart, comprising: a first elongate tubular member having a lumen, a proximal end and a distal end;a basket assembly comprising: a plurality of flexible splines having proximal portions, distal portions and medial portions therein between, wherein the splines comprise an outer surface, an inner surface and two side surfaces, and wherein the splines further comprise alignment members projecting laterally outwardly from the two side surfaces at the distal portions of the splines;a proximal anchor for securably affixing the proximal portions of the splines, wherein the anchor is securably affixed within the lumen of the elongate tubular member at the distal end of the first elongate tubular member;a distal tip having a plurality of channels, each of the channels having a distal portion of one of the plurality of the splines disposed thereat, said tip further comprising a central spline alignment portion, wherein the alignment members of the splines are securably disposed within the spline alignment portion of the distal tip; wherein said proximal anchor and said distal tip defining a longitudinal axis therein between about which the splines are disposed; anda polymeric member comprising opposed first and second open ends defining an open lumen therein between and an inner member surface and an outer member surface, wherein at least one of the plurality of flexible splines is at least partially disposed within the lumen of said polymeric member;a flexible electrode assembly strip with one or more exposed electrodes disposed on at least a portion of the outer surface of said polymeric member;wherein the flexible electrode assembly strip comprises:a polymeric substrate having an inner surface and an opposed outer surface;said one or more exposed electrodes disposed over at least part of the outer surface of the polymeric substrate; andone or more electrical traces disposed over at least a portion of the inner surface of the polymeric substrate or over at least a portion of the outer surface of the polymeric substrate, said one or more electrical traces being in electrical communication with said one or more exposed electrodes;wherein the first opposed open end of the polymeric member is disposed at the distal spline portion of said at least one of the plurality of flexible splines at a position near to the distal tip and the second opposed open end of the polymeric member is secured to the proximal spline portion of said at least one of the plurality of flexible splines at a position near to the anchor;wherein medial portions of the polymeric member between said first opposed open end and said second opposed open end of the polymeric member are not secured to said medial portions of said at least one of the plurality of flexible splineswherein the basket assembly has a radially expanded non-cylindrical shape; andwherein the splines comprise a superelastic material. ... | Topera, Inc. | A61B005/042
US09488649 | B2 | 2016-11-08 | Imaging method using magnetic small particles and corresponding device | 2011-04-01 | The invention relates to a method for imaging from a distribution of small magnetic particles. According to said method, the magnetisation of the small particles is rotated asynchronously to the magnetic field by means of an outer magnetic field of suitable field intensity and rotational frequency, which rotates about a longitudinal axis (z), whereby an asynchronous average rotational frequency is generated for a set of particles according to the field intensity; a spatial dependence is impressed on each set of particles by means of a magnetic gradient field of the asynchronous average rotational frequency; the frequency parts of the superpositioned transverse magnetisation (MQ) of the set of particles are detected; and a spatially resolved distribution of the transverse magnetisation (MQ) determines the small particles and emits same by means of the frequency parts. The invention also relates to a suitable device (1). An improved spatial resolution can be obtained, compared to the previous magnetic particle imaging methods, with essentially lower field intensities. | 1. A method for imaging from a distribution of magnetic small particles, the method comprising: setting the magnetizations of the magnetic small particles in a rotation using an external magnetic field of a field strength and rotation frequency rotating about a longitudinal axis (z), wherein the rotation of the magnetizations of the magnetic small particles is asynchronous with respect to the external magnetic field, wherein an asynchronous average rotation frequency dependent on the field strength results for a magnetic small particle ensemble of the magnetic small particles,applying a magnetic gradient field to impose a position dependency on the asynchronous average rotation frequency of the magnetic small particle ensemble,recording the frequency components of the superimposed transverse magnetization (MQ) of the magnetic small particle ensemble using a coil aligned parallel with the longitudinal axis (z) and using a low pass filter to select average asynchronous rotation frequencies that are reduced relative to the rotation frequency of the external magnetic field,converting the recorded frequency components into spatially resolved distribution of the transverse magnetization (MQ) of the magnetic small particle ensemble, anddetermining the spatially resolved distribution of the superimposed transverse magnetization (MQ) using the recorded frequency components and outputting the spatially resolved distribution. 2. The method as claimed in claim 1, wherein the magnetic gradient field is generated for frequency encoding during the recording of the frequency components of the transverse magnetization (MQ). 3. The method as claimed in claim 1, wherein the magnetic gradient field is generated for a predetermined time period for phase encoding before recording the frequency components of the transverse magnetization (MQ). 4. The method as claimed in claim 3, wherein, after the magnetic gradient field is switched off, a second equal magnetic gradient field of opposite sign is generated with the same time period, and wherein the spatially resolved distribution of the transverse magnetization (MQ) is subsequently determined in a plane perpendicular to the profile of the gradient. 5. The method as claimed in claim 1, wherein the magnetic gradient field is generated by spatial variation of the field strength of the rotating magnetic field. 6. The method as claimed in claim 1, wherein the frequency components of the transverse magnetization (MQ) are recorded several times for different magnetic gradient fields. 7. The method as claimed in claim 1, wherein: a first magnetic gradient field is generated along a first direction in a first step for a time period,a second magnetic gradient field is generated along a second direction in a second step,the frequency distribution of the transverse magnetization (MQ) is recorded in a third step,steps one to three are repeated with a number of modified first magnetic gradient fields in a fourth step, anda two-... | Martin Rückert Volker C. Behr | A61B005/05 G01N033/569 A61B005/055 G01N033/543 G01R033/12 A61B005/00 C12Q001/04 G01N033/68
US09662032 | B2 | 2017-05-30 | Biosignal measuring apparatus and method of measuring biosignal | 2012-09-25 | A biosignal measuring apparatus and a method of measuring a biosignal is provided. A biosignal measuring apparatus includes a first interfacing unit including two or more first interfaces configured to detect first signals from a subject, a second interfacing unit including two or more second interfaces and a connecting unit, the second interfaces being configured to detect noise from the subject, the connecting unit being configured to connect the second interfaces, and a biosignal extracting unit configured to extract a biosignal of the subject from the first signals by using signals output from the second interfacing unit. | 1. A biosignal measuring apparatus, comprising: a first interfacing unit comprising two or more first interfaces configured to detect first signals, which comprises a biosignal and a noise signal, from a subject;a second interfacing unit comprising two or more second interfaces and a connecter, the second interfaces being configured to detect the noise signal from the subject, the connecter being configured to electrically connect the two or more second interfaces; anda biosignal extractor comprising: a first differential amplifier configured to perform differential amplification on the first signals to output a first result, anda second differential amplifier configured to perform differential amplification on the noise signal from the second interfaces unit to output a second result,wherein the biosignal extractor is configured to extract the biosignal of the subject by removing the second result from the first result. 2. The apparatus of claim 1, wherein the connecter is further configured to short-circuit the second interfaces. 3. The apparatus of claim 1, wherein the second interfaces comprise electrolytes, and wherein the connecter comprises an electrolyte configured to connect the electrolytes of the second interfaces. 4. The apparatus of claim 3, wherein the electrolytes are hydrogels. 5. The apparatus of claim 1, wherein the second interfaces comprise electrolytes, and wherein the connecter comprises a metal configured to connect the electrolytes of the second interfaces. 6. The apparatus of claim 5, wherein the electrolytes are hydrogels. 7. The apparatus of claim 1, wherein the first interfacing unit and the second interfacing unit are attached to a pad. 8. A biosignal measuring apparatus, comprising: a first interfacing unit comprising two or more first interfaces configured to detect first signals, which comprises a biosignal and a noise signal, from a subject;a second interfacing unit comprising two or more second interfaces and a connecter, the second interfaces being configured to detect the noise signal from the subject, the connecter being configured to electrically connect the two or more second interfaces; anda biosignal extractor comprising:a first differential amplifier configured to perform differential amplification on the first signals,a second differential amplifier configured to perform differential amplification on the signals output from the second interfacing unit,an adaptive filter configured to adaptively filter a signal output from the second differential amplifier based on a feedback from an adder, andthe adder is configured to remove the adaptively filtered signal from a signal output from the first differential amplifier. 9. A biosignal measuring apparatus, comprising: a first interfacing unit comprising two or more first interfaces configured to detect first signals, which comprises a biosignal and a noise signal, from a subject;a second interfacing unit comprising two or more second interfaces configu... | Samsung Electronics Co., Ltd. | A61B005/0428 A61B005/00 A61B005/04 A61B005/0408
US09314182 | B2 | 2016-04-19 | Spatiotemporal pattern recognition for neurological event detection and prediction in an implantable device | 2012-11-16 | A system and method for detecting and predicting neurological events with an implantable device uses a relatively low-power central processing unit in connection with signal processing circuitry to identify features (including half waves) and calculate window-based characteristics (including line lengths and areas under the curve of the waveform) in one or more electrographic signals received from a patient's brain. The features and window-based characteristics are employed within the framework of a programmable finite state machine to identify patterns and sequences in and across the electrographic signals, facilitating early and reliable detection and prediction of complex spatiotemporal neurological events in real time, and enabling responsive action by the implantable device. | 1. An active implantable medical device comprising: a plurality of electrodes configured to sense electrical signals from a patient;a detection subsystem comprising at least one sensing channel and at least one detection channel, the at least one sensing channel configured to receive the electrical signals from the plurality of electrodes and to provide a signal input to the at least one detection channel, the at least one detection channel configured to provide at least one output resulting from the application of at least one detection tool to the signal input, the at least one output in the form of a discrete signal event; anda processor and memory configured to detect one of an occurrence of a neurological event of interest or an absence of the neurological event of interest based on a sequence and timing of discrete signal events, the processor and memory comprising a state machine configured to receive the at least one discrete signal event as an input and to have a plurality of possible states including an initial state, an end state corresponding to the absence of the neurological event of interest, a detection state corresponding to the occurrence of the neurological event of interest, and a sequence of at least two noninitial possible states intermediate the initial state and the detection state,wherein at least one first possible discrete signal event input resulting from a detection of a first type of electrical activity from the patient causes a transition out of the initial state into a first state of the at least two noninitial possible states, at least one second possible discrete signal event input resulting from a detection of a second type of electrical activity from the patient within a first period of time causes a transition out of the first state into a second state of the at least two noninitial possible states, and at least one third possible discrete signal event input resulting from a detection of a third type of electrical activity from the patient within a second period of time causes a transition out of the second state into the detection state, andwherein an absence of the detection of the second type of electrical activity from the patient within the first period of time causes a transition out of the first state into the end state, and an absence of the detection of the third type of electrical activity from the patient within the second period of time causes a transition out of the second state into the end state. 2. The active implantable medical device of claim 1, wherein each of the first type of electrical activity, the second type of electrical activity and the third type of electrical activity correspond to abnormal electrical activity. 3. The active implantable medical device of claim 2, wherein the sequence of the first type of electrical activity, followed by the second type of electrical activity and followed by the third type of electrical activity corresponds to a neurological event of interest. 4.... | NeuroPace, Inc. | A61B005/04 A61B005/0476 A61B005/048 A61B005/0484 A61B005/00 A61B005/16 A61B005/07
US09408553 | B2 | 2016-08-09 | Fat mass measurement apparatus | 2012-12-12 | A fat mass measurement apparatus includes an area detection unit that detects a predetermined position in a measurement subject's trunk area and detecting a predetermined area in the trunk area using the detected position; an electrode position setting unit that sets, on the body surface at the predetermined area detected by the area detection unit, a plurality of positions along the vertical direction of the trunk area for measuring the body impedance; an impedance measurement unit that measures the body impedance by bringing the impedance measurement electrodes into contact with each of the plurality of positions that have been set; and an abdominal area fat mass calculation unit that calculates a fat volume at the predetermined area based on the body impedances at each of the plurality of positions measured by the impedance measurement and the size of the trunk area at the predetermined area. | 1. A fat mass measurement apparatus for measuring a fat mass in a body based on a body impedance measured by bringing impedance measurement electrodes into contact with a measurement subject's body surface, the apparatus comprising: impedance measurement electrodes configured to come into contact with a measurement subject's body surface;an electrode support unit that supports said impedance measurement electrodes so as to be capable of making contact with the body surface;a position detection means for detecting a predetermined position in a trunk area of the measurement subject;an area detection means for detecting a predetermined area in the trunk area using the position detected by said position detection means;an electrode position setting means for setting, on the body surface at said predetermined area detected by said area detection means, a plurality of positions along a vertical direction of the trunk area for measuring said body impedance;a movement unit that moves said electrode support unit along said vertical direction of the trunk area;an impedance measurement means for measuring said body impedance by bringing said impedance measurement electrodes into contact with each of the plurality of positions set by said electrode position setting means, wherein said impedance measurement means comprises: a movement amount determination means for determining, for each of the plurality of positions on the body surface set by said electrode position setting means, a movement amount of said movement unit based on those positions; anda movement control means for controlling said movement unit based on the movement amounts for the plurality of positions determined by said movement amount determination means so as to move said electrode support unit to those positions; anda fat mass calculation means for calculating a fat mass of said predetermined area based on said body impedances at each of said plurality of positions measured by said impedance measurement means and a size of the trunk area at said predetermined area. 2. The fat mass measurement apparatus according to claim 1, wherein said fat mass calculation means calculates a fat volume of said predetermined area by calculating, for each of said plurality of positions, a fat area corresponding to those positions using a predetermined formula based on said body impedance and a circumferential length of the trunk area at said predetermined area, and integrating said calculated fat areas. 3. The fat mass measurement apparatus according to claim 1, further comprising: an electrode arrangement unit in which said plurality of impedance measurement electrodes are arranged so as to be capable of making contact with the body surface at an area of said body that includes at least said predetermined area,wherein said impedance measurement means comprises: an electrode selection means for selecting, based on each of the plurality of positions on the body surface set by said electrode position setting... | OMRON HEALTHCARE Co., Ltd. | A61B005/053 A61B005/00
US20130079652 | A1 | 2013-03-28 | ASSESSMENT OF CARDIAC HEALTH BASED ON HEART RATE VARIABILITY | 2011-03-17 | A diagnostic method includes receiving data comprising a series of heartbeat intervals acquired from a patient (22). A first type of computation, selected from a group of computation types consisting of time-domain analysis (82), frequency-domain analysis (84), and nonlinear fractal analysis (86), is applied to the data in order to compute a first measure of heart rate variability (HRV) of the patient. A second type of computation, selected from the group and different from the first type, is applied to the data in order to compute a second measure of the HRV of the patient. At least the first and second measures are combined so as to derive a parameter indicative of a condition of cardiac health of the patient. | 1. A diagnostic method, comprising: receiving data comprising a series of heartbeat intervals acquired from a patient;applying a first type of computation, selected from a group of computation types consisting of time-domain analysis, frequency-domain analysis, and nonlinear fractal analysis, to the data in order to compute a first measure of heart rate variability (HRV) of the patient;applying a second type of computation, selected from the group and different from the first type, to the data in order to compute a second measure of the HRV of the patient; andcombining at least the first and second measures so as to derive a parameter indicative of a condition of cardiac health of the patient. 2. The method according to claim 1, wherein combining at least the first and second measures comprises computing a weighted sum of the first and second measures. 3. The method according to claim 1, wherein combining at least the first and second measures comprises computing a non-linear function of at least one of the first and second measures. 4. The method according to claim 3, wherein computing the non-linear function comprises raising at least one of the first and second measures to a power not equal to one. 5. The method according to claim 1, and comprising setting a threshold, and comparing the parameter to the threshold in order to provide a prognostic classification of the patient. 6. The method according to claim 1, wherein the time-domain analysis comprises computing a variation of the heartbeat intervals between pairs of the heartbeats as a function of a lag between the heartbeats in each pair, and deriving a measure from the function. 7. The method according to claim 1, wherein the time-domain analysis comprises computing a measure selected from a set of measures consisting of: a mean RR interval;a standard deviation of RR intervals;a ratio of standard deviations along different axes in a scatter plot of the RR intervals;a difference between ratios of standard deviations along different axes in scatter plots of the RR intervals computed for different lags between heartbeats;a standard deviation of an average of RR intervals in different time segments;a mean square difference between adjacent RR intervals; anda fraction of differences between adjacent RR intervals that are greater than a certain time threshold. 8. The method according to claim 1, wherein the frequency-domain analysis comprises computing a measure selected from a set of measures consisting of: a total spectral power of all RR intervals up to a frequency cutoff;a total spectral power of all RR intervals in a specified frequency range; anda ratio of power components of the RR intervals in two different frequency ranges. 9. The method according to claim 1, wherein the nonlinear fractal analysis comprises computing a measure selected from a set of measures consisting of: a self-similar fractal scaling;a log transformation of a head of a detrended fluctuation analysis (DFA) gra... | VITALCARE MEDICAL LTD. | A61B005/024 A61B005/0432 A61B005/0456 A61B005/0452 A61B005/04
US08391951 | B2 | 2013-03-05 | Magnetic resonance imaging apparatus and program | 2010-01-29 | A magnetic resonance imaging apparatus includes a gradient coil for applying a gradient pulse, a transmitting coil for transmitting an RF pulse, and a coil control device for controlling the gradient coil and the transmitting coil in such a manner that a pulse sequence for (A) making an absolute value of longitudinal magnetization of a first background tissue and an absolute value of longitudinal magnetization of a second background tissue longer in T1 value than the first background tissue smaller than an absolute value of longitudinal magnetization of body fluid of a subject, (B) acquiring magnetic resonance signals from the subject, and (C) flipping transverse magnetization of the second background tissue to longitudinal magnetization is repeatedly executed. | 1. A magnetic resonance imaging apparatus comprising: a gradient coil configured to apply a gradient pulse;a transmitting coil configured to transmit a radio frequency (RF) pulse; anda coil control device configured to control the gradient coil and the transmitting coil such that a first pulse sequence is executed to: make an absolute value of longitudinal magnetization of a first background tissue and an absolute value of longitudinal magnetization of a second background tissue longer in T1 value than the first background tissue smaller than an absolute value of longitudinal magnetization of arterial blood of a subject;acquire magnetic resonance signals from the subject;set, using a first RF pulse, the longitudinal magnetization of the second background tissue existing in a first region to a positive value and set the longitudinal magnetization of the arterial blood existing in a second region to a negative value; andset, using a second RF pulse, the longitudinal magnetization of the second background tissue existing in the first region to a negative value that approaches null during a waiting time between the first and second RF pulses, and set the longitudinal magnetization of the arterial blood existing in the second region to a positive value. 2. The magnetic resonance imaging apparatus according to claim 1, wherein the coil control device is configured to control the gradient coil and the transmitting coil such that a second pulse sequence is executed after each execution of the first pulse sequence to: make the longitudinal magnetization of the first background tissue existing in the first region to a negative value;enable the arterial blood to flow from the second region to the first region and thereafter acquiring magnetic resonance signals from the subject; andflip the transverse magnetization of the second background tissue existing in the first region to longitudinal magnetization. 3. The magnetic resonance imaging apparatus according to claim 2, wherein the second pulse sequence includes: a signal acquisition sequence for acquiring the magnetic resonance signals from the subject;a first RF pulse for, after the signal acquisition sequence, setting the longitudinal magnetization of the second background tissue existing in the first region to a positive value and setting the longitudinal magnetization of the arterial blood existing in the second region to a negative value; anda second RF pulse for, after the first RF pulse, setting the longitudinal magnetization of the second background tissue existing in the first region to a negative value and setting the longitudinal magnetization of the arterial blood existing in the second region to a positive value. 4. The magnetic resonance imaging apparatus according to claim 3, wherein the first RF pulse is a −90° x pulse for flipping transverse magnetization to longitudinal magnetization, and wherein the second RF pulse is an inversion pulse. 5. The magnetic resonance imaging apparatus acc... | GE Medical Systems Global Technology Company, LLC | A61B005/055
US09215987 | B2 | 2015-12-22 | Methodology for arrhythmia risk stratification by assessing QT interval instability | 2010-12-16 | A method of predicting ventricular arrhythmias includes receiving an electrical signal from a subject's heart for a plurality of heart beats, identifying characteristic intervals and heart beat durations of the electrical signal corresponding to each of the plurality of heart beats to provide a plurality of characteristic intervals with corresponding heart beat durations, representing dynamics of the plurality of characteristic intervals as a function of a plurality of preceding characteristic intervals and durations of corresponding heart beats over a chosen period time, assessing a stability of the function over the chosen period of time, and predicting ventricular arrhythmias based on detected instabilities in the dynamics of the characteristic intervals. | 1. A method of predicting ventricular arrhythmias, comprising: receiving an electrical signal from a subject's heart for a plurality of heart beats;identifying characteristic intervals and heart beat durations of the electrical signal corresponding to each of the plurality of heart beats to provide a plurality of characteristic intervals with corresponding heart beat durations;representing dynamics of said plurality of characteristic intervals as a function of a plurality of preceding characteristic intervals and durations of corresponding heart beats over a chosen period time;assessing a stability of said function over said chosen period of time; andpredicting ventricular arrhythmias based on detected instabilities in the dynamics of said characteristic intervals,wherein said receiving an electrical signal is at least one of receiving an ECG or ICD electrogram signal,wherein said characteristic intervals are QT intervals of said at least one of said ECG or ICD electrogram signal,wherein said representing the dynamics of said plurality of characteristic intervals includes determining parameters of a QT interval dynamics model based on said QT intervals and on RR intervals, andwherein said QT interval dynamics model is an ARX model. 2. A method of predicting ventricular arrhythmias, comprising: receiving an electrical signal from a subject's heart for a plurality of heart beats;identifying characteristic intervals and heart beat durations of the electrical signal corresponding to each of the plurality of heart beats to provide a plurality of characteristic intervals with corresponding heart beat durations;representing dynamics of said plurality of characteristic intervals as a function of a plurality of preceding characteristic intervals and durations of corresponding heart beats over a chosen period time;assessing a stability of said function over said chosen period of time; andpredicting ventricular arrhythmias based on detected instabilities in the dynamics of said characteristic intervals,wherein said receiving an electrical signal is at least one of receiving an ECG or ICD electrogram signal,wherein said characteristic intervals are QT intervals of said at least one of said ECG or ICD electrogram signal,wherein said representing the dynamics of said plurality of characteristic intervals includes determining parameters of a QT interval dynamics model based on said QT intervals and on RR intervals, andwherein said determining parameters of a QT interval dynamics model based on said QT intervals and RR intervals is determining parameters ai and bi in the following equationQTIn=∑i=1M⁢ai×QTIn-i+∑i=1M⁢bi×RRIn-iwhere M is a number of heart beats included in the determining and n is a heart beat number. 3. A method of predicting ventricular arrhythmias, comprising: receiving an electrical signal from a subject's heart for a plurality of heart beats;identifying characteristic intervals and heart beat durations of the electrical signal corresponding ... | The Johns Hopkins University | A61B005/04 A61B005/0468 A61B005/0402 A61B005/0464 A61B005/00
US08795174 | B2 | 2014-08-05 | Adherent device with multiple physiological sensors | 2012-08-29 | An adherent device to monitor a patient comprises an adhesive patch to adhere to a skin of the patient. At least four electrodes are connected to the patch and capable of electrically coupling to the patient. Impedance circuitry is coupled to the at least four electrodes to measure a hydration signal of the patient. Electrocardiogram circuitry is coupled to at least two of the at least four electrodes to measure an electrocardiogram signal of the patient. An accelerometer can be mechanically coupled to the adhesive patch to generate a signal in response to at least one of an activity or a position of the patient. | 1. An adherent device to monitor a patient, the device comprising: an adhesive patch configured to adhere to the skin of the patient continuously for at least seven days;at least two electrodes connected to the patch and configured to electrically couple to the patient;a processor system coupled to the at least two electrodes and configured to monitor a physiologic signal of the patient using the electrodes, wherein the physiologic signal includes an impedance signal related to the hydration of tissue of the patient and wherein the processor is further configured to, based at least in part on the impedance signal measured from the patient, detect an impending cardiac decompensation of the patient; andwireless communications circuitry coupled to the processor, wherein the processor is further configured to communicate an alert via the wireless communications circuitry to a remote receiver in response to the detection of the impending cardiac decompensation. 2. The adherent device of claim 1, wherein the processor is further configured to transmit data describing the physiologic signal via the wireless communications circuitry to the remote receiver. 3. The adherent device of claim 1, wherein: the physiologic signal is a first physiologic signal;the processor system is further configured to monitor a second physiologic signal of the patient; andthe alert is based on a combination of the first and second physiologic signals. 4. The adherent device of claim 3, wherein the second physiologic signal is monitored using the electrodes. 5. The adherent device of claim 3, wherein the adherent device comprises a microphone, and the second physiologic signal is an audio signal from within the patient detected using the microphone. 6. The adherent device of claim 5, wherein the audio signal includes an S3 heart sound. 7. The adherent device of claim 1, wherein the processor system is further configured to, based at least in part on the physiologic signal measured from the patient: calculate a risk of sudden cardiac death of the patient; andtransmit to the remote receiver via the wireless communications circuitry a report of the risk of sudden cardiac death. 8. The adherent device of claim 7, wherein: the processor is further configured to monitor an electrocardiogram (ECG) signal; andthe risk of sudden cardiac death is calculated based at least in part on an analysis of the ECG signal performed by the processor system. 9. The adherent device of claim 8, wherein the risk of sudden cardiac death is calculated based on recognition by the processor system that the ECG signal indicates one or more conditions selected from the group consisting of pulsus alternans, T-wave alternans, and autonomic imbalance. 10. The adherent device of claim 8, wherein the processor is further configured to continuously monitor a bradycardia of the patient. 11. The adherent device of claim 8, wherein the processor is further configured to recognize that the ECG signal indica... | Corventis, Inc. | A61B005/00 G06F019/00 A61B005/053
US08433388 | B2 | 2013-04-30 | Source affine reconstruction for medical imaging | 2008-12-15 | Performing medical imaging. The generation of medical images, which includes a Source AFFine Image REconstruction (SAFFIRE) algorithm, is based on an iterative implementation of minimum mean-square error (MMSE) estimation within an affine-transformed solution space and utilizes a matched filter bank initialization coupled with energy normalization of each successive estimate. An incoherent integration technique provides an alternative implementation strategy to either increase signal-to-noise ratio (SNR) or generalize the estimator to accommodate temporally-separated interference sources. In addition, the estimator solution may be employed to determine volumetric constraints with which to re-apply the estimator to further improve the estimation accuracy. | 1. A method of performing medical imaging, the method comprising: monitoring electric activity occurring in a sampled area of a patient in response to stimuli to produce a data signal;sampling the data signal to produce time samples;transferring the time samples to a processing unit;creating a data vector for each time sample of the captured signal;creating a noise covariance matrix estimate from a plurality of the time samples, the noise covariance matrix estimate comprising only noise and ambient, non-induced signals;creating an affine-transformed matched filter bank estimate from the noise covariance matrix estimate;calculating the energy of the data signal at a given time sample;energy normalizing the affine-transformed matched filter bank estimate using the calculated energy of the data signal;performing a series of iterations comprising applying a minimum mean-square error filter bank and an energy normalization process to the affine-transformed matched filter bank estimate in order to generate a new affine-transformed matched filter bank estimate which indicates a location of the electric activity in the sampled area; anddisplaying an estimate of the location of the electric activity in the sample area in a display based on the new affine-transformed matched filter bank estimate. 2. The method of claim 1, wherein the electric activity is captured using a magnetoencephalography (MEG) or electroencephalography (EEG) system. 3. The method of claim 1, wherein the sampled area comprises a patient's brain and the electric activity in the sampled area comprises neuronal activities of the patient's brain. 4. The method of claim 3, wherein monitoring the electric activity occurring in a sampled area of the patient's brain further comprises placing a plurality of electrodes on the scalp of the patient's head according to a predetermined spatial arrangement. 5. The method of claim 1, wherein applying the minimum mean-square error filter bank on the affine-transformed matched filter bank estimate comprises using an incoherent integration technique on a plurality of filter bank estimates for a plurality of time samples. 6. The method of claim 1, wherein creating an affine-transformed matched filter bank estimate comprises using temporal integration on the noise covariance matrix estimate and energy normalizing the matched filter estimate using the calculated energy of the data signal for a plurality of time samples to obtain a single affine-transformed matched filter estimate for the plurality of time samples. 7. The method of claim 1, wherein creating a data vector for each time sample of the captured signal comprises creating a data vector for each spatial region in the sampled area where electric activity is determined to be present during the time sample. 8. A system for performing medical imaging, the system comprising: a plurality of sensing devices capable of monitoring the electric activity occurring in a sampled area of a patient in res... | University of Kansas | A61B005/05
US08403865 | B2 | 2013-03-26 | Prediction and monitoring of clinical episodes | 2007-07-25 | A method is provided for predicting an onset of an asthma attack. The method includes sensing at least one parameter of a subject without contacting or viewing the subject or clothes the subject is wearing, and predicting the onset of the asthma attack at least in part responsively to the sensed parameter. Also provided is a method for predicting an onset of an episode associated with congestive heart failure (CHF), including sensing at least one parameter of a subject without contacting or viewing the subject or clothes the subject is wearing, and predicting the onset of the episode at least in part responsively to the sensed parameter. Other embodiments are also described. | 1. A method for predicting an onset of an asthma attack, comprising: sensing, using a single sensor, at least one parameter of a subject without contacting the subject or clothes the subject is wearing, and without performing viewing; andusing a pattern-analysis module, predicting the onset of the asthma attack at least in part responsively to the sensed parameter. 2. The method according to claim 1, wherein the at least one parameter includes at least one motion-related parameter of the subject, and wherein sensing the at least one parameter comprises sensing the at least one motion-related parameter. 3. The method according to claim 1, wherein predicting the onset comprises predicting the onset before the subject or a caretaker of the subject becomes aware of the onset. 4. The method according to claim 1, comprising determining a measure of coughing of the subject, wherein predicting the onset comprises predicting the onset at least in part responsively to the sensed parameter and the measure of coughing. 5. The method according to claim 1, wherein sensing the at least one parameter comprises sensing the at least one parameter without requiring human compliance. 6. The method according to claim 1, wherein sensing the at least one parameter comprises sensing the at least one parameter while the subject is sleeping. 7. The method according to claim 1, wherein the at least one parameter includes at least one breathing-related parameter of the subject, and wherein sensing the at least one parameter comprises sensing the at least one breathing-related parameter. 8. The method according to claim 7, wherein predicting the onset comprises: determining at least one breathing pattern of the subject responsively to the sensed breathing-related parameter;comparing the breathing pattern with a baseline breathing pattern; andpredicting the onset at least in part responsively to the comparison. 9. The method according to claim 1, wherein sensing the at least one parameter comprises measuring a pressure in, on, or under a reclining surface upon which the subject lies. 10. The method according to claim 9, wherein sensing the at least one parameter comprises measuring the pressure using exactly one sensor placed in, on, or under the reclining surface. 11. A method for predicting an onset of an episode associated with congestive heart failure (CHF), comprising: sensing, using a single sensor, at least one parameter of a subject without contacting the subject or clothes the subject is wearing, and without performing viewing; andusing a pattern-analysis module, predicting the onset of the episode at least in part responsively to the sensed parameter. 12. The method according to claim 11, wherein the at least one parameter includes at least one motion-related parameter of the subject, and wherein sensing the at least one parameter comprises sensing the at least one motion-related parameter. 13. The method according to claim 11, wherein sensing the at lea... | Earlysense Ltd. | A61B005/08
US08433387 | B2 | 2013-04-30 | Body-surface mapping system | 2011-04-29 | A body-surface mapping system is disclosed that uses a plurality of electrodes to map at least a portion of a human torso without having to adjust the positions of the electrodes. The body-surface mapping system energizes groupings or regions of electrodes, then compares and adjusts the current driven through each grouping or region of electrodes to produce near-uniform fields. The electrodes of the body-surface mapping system may be interconnected by wires capable of sensing interelectrode distances, such that the system can reconstruct a detailed model of a patient's torso surface. The body-surface mapping system may also use a catheter in addition to the body surface electrodes to compute both endocardial and epicardial voltage distributions. | 1. A cardiac electrical activity mapping system comprising: a garment adapted to fit a portion of a surface of a patient's body and including a plurality of electrodes operable to sense cardiac electrical activity from the surface of the patient's body, wherein at least some of the plurality of electrodes are interconnected with each other via a plurality of electrically-conductive wires; anda computer system comprising: a memory that stores the cardiac electrical activity sensed by the plurality of electrodes; anda software program that reconstructs a map of cardiac electrical activity from the cardiac electrical activity sensed by the plurality of electrodes. 2. The system according to claim 1, further comprising a display that reproduces a representation of the map of cardiac electrical activity. 3. The system according to claim 1, wherein the garment comprises a vest. 4. The system according to claim 1, wherein the garment comprises a belt. 5. The system according to claim 1, wherein the garment comprises a patch. 6. The system according to claim 1, further comprising at least one cardiac catheter operable to measure cardiac electrical activity from within the patient's heart. 7. The system according to claim 6, wherein the computer system further comprises: a memory that stores the cardiac electrical activity measured by the at least one cardiac catheter; anda software program that reconstructs a map of cardiac electrical activity from the cardiac electrical activity measured by the at least one cardiac catheter. 8. The system according to claim 7, further comprising a software program that combines the map of cardiac electrical activity reconstructed from the cardiac electrical activity sensed by the plurality of electrodes with the map of cardiac electrical activity reconstructed from the cardiac electrical activity measured by the at least one cardiac catheter. 9. The system according to claim 1, further comprising an image fusion system that fuses the reconstructed cardiac activity with one or more images of at least a portion of a heart. 10. The system according to claim 9, wherein the one or more images are selected from the group consisting of ultrasound images, MRI images, and CT images. 11. The system according to claim 1, wherein the plurality of electrically-conductive wires comprises at least one piezeoelectric wire. 12. The system according to claim 1, wherein the plurality of electrically conductive wires comprises at least one mechanical wire. | St. Jude Medical, Atrial Fibrillation Division, Inc. | A61B005/04
US08394037 | B2 | 2013-03-12 | Systems and devices for evaluating the integrity of a uterine cavity | 2009-11-11 | Methods, systems and devices for evaluating the integrity of a uterine cavity. A method comprises introducing transcervically a probe into a patient's uterine cavity, providing a flow of a fluid (e.g., CO2) through the probe into the uterine cavity and monitoring the rate of the flow to characterize the uterine cavity as perforated or non-perforated based on a change in the flow rate. If the flow rate drops to zero or close to zero, this indicates that the uterine cavity is intact and not perforated. If the flow rate does not drop to zero or close to zero, this indicates that a fluid flow is leaking through a perforation in the uterine cavity into the uterine cavity or escaping around an occlusion balloon that occludes the cervical canal. | 1. A system for characterizing a patient uterus, comprising: a probe having a distal end;an expandable member at the distal end of the probe, the expandable member having an expansible-collapsible frame which supports a fluid-tight wall and being adapted to occupy a uterine cavity when expanded;a source of a pressurized flow of a fluid;an integrity test lumen located in the probe, connected to the source, and configured to deliver the fluid from the source to a region surrounding an exterior of the fluid-tight wall of the expandable member when the expansible-collapsible frame is expanded in the uterine cavity of a patient;a flow sensor for measuring a flow rate of the fluid from the lumen into the region surrounding the fluid-tight wall of the expandable member when expanded in the uterine cavity; anda controller operatively coupled to the flow sensor and to the source of the pressurized fluid flow, said controller being configured to (1) initiate a flow of fluid from the fluid source through the lumen into the uterus to the region surrounding the exterior of the fluid-tight wall of the expandable member after the expandable-collapsible frame has been expanded to cause the expandable member to occupy the uterine cavity and before neutral gas is delivered to an interior of the expandable member to enable ablation, and (2) measure the flow rate of the flow of fluid into the uterus region surrounding the exterior of the fluid-tight wall of the expandable member using the flow sensor, and (3) determine if the measured flow rate of the fluid flow into the region drops below a predetermined minimum threshold rate within a predetermined period of lime in the range from 1 second to 60 seconds, wherein the controller generates a signal indicating that the uterus is perforated if the flow rate fails to fall below said predetermined minimum threshold rate within said predetermined time period. 2. The system of claim 1, wherein the signal is at least one of visual, aural and tactile. 3. The system of claim 1, wherein the flow sensor is a mass flow sensor. 4. The system of claim 1, wherein the controller generates a signal indicating that the uterus is not perforated if the flow rate drops below said predetermined minimum threshold rate within said predetermined period of time. 5. The system of claim 4, wherein the signal is at least one of visual, aural and tactile. 6. The system of claim 1, wherein the expandable member comprises a thin-wall dielectric which defines an energy-delivery surface for ablating uterine cavity tissue. 7. The system of claim 6, wherein the energy-delivery surface is configured to deliver RF energy to the tissue via capacitive coupling. 8. The system of claim 6, wherein the energy-delivery surface includes at least one electrode coupled to an RF generator. 9. The system of claim 6, wherein the controller is configured to disable activation of the energy-delivery surface if the flow rate fails to fall below said predetermine... | Minerva Surgical, Inc. | A61B005/103 A61B005/117
US08425422 | B2 | 2013-04-23 | Adaptive volume rendering for ultrasound color flow diagnostic imaging | 2009-04-30 | Adaptive volume rendering is provided for medical diagnostic ultrasound. The opacity of B-mode data is set relative to the opacity of Doppler data. The opacities for the different types of data are set as a function of ray depth. For example, the opacity of B-mode data near a tissue border is set to be more opaque than for tissue away from the border, and the opacity for flow data near a flow border is set to be less opaque than for flow away from the border. An image is rendered using a rendering parameter set as a function of ray depth, B-mode information and Doppler information. Other processes for enhancing and/or using rendering may be used. | 1. A method for adaptive volume rendering in medical diagnostic ultrasound, the method comprising: acquiring B-mode and flow ultrasound data representing a volume of a patient, wherein the flow ultrasound data includes energy and velocity estimates;applying energy and velocity thresholds at different levels in first and second thresholding passes to the same flow ultrasound data, the first thresholding pass associated with lower thresholds than the second thresholding pass;computing a spatial variance of the velocity estimates subjected to the first thresholding pass;determining an adaptive threshold as a function of three-dimensional gradients calculated from the energy estimates subjected to the second thresholding pass, wherein the adaptive threshold is lower for larger gradients and higher for lower gradients; andfor each location associated with flow ultrasound data subjected to the first thresholding pass, identifying locations with the spatial variance below a spatial variance threshold and the energy estimate below the adaptive threshold, identifying that the flow data subjected to the second thresholding pass indicates flow within a neighborhood of locations around the location, and setting the flow data to show flow, otherwise showing no flow;receiving a viewing direction relative to the volume;determining values for at least one rendering parameter as a function of depth along the viewing direction, the B-mode ultrasound data, and the flow ultrasound data; andrendering an image from the B-mode and flow ultrasound data, the rendering being as a function of the viewing direction and the values for the at least one rendering parameter. 2. The method of claim 1 wherein determining comprises determining B-mode gradients along the viewing direction from the B-mode ultrasound data and determining flow gradients along the viewing direction from the flow ultrasound data. 3. The method of claim 1 wherein determining comprises determining gradients of the B-mode and flow ultrasound data in a first rendering pass, and determining the values for the at least one rendering parameter as a function of depth in a second rendering pass. 4. The method of claim 1 wherein determining comprises determining the values for opacity as a function of the depth along the viewing direction. 5. The method of claim 4 wherein determining the opacity comprises setting a B-mode opacity for depths along the viewing direction as a function of a B-mode gradient of the B-mode ultrasound data such that larger gradients correspond to larger opacity and setting a flow opacity for depths along the viewing direction as a function of a flow gradient of the flow ultrasound data such that larger gradients correspond to smaller opacity, the B-mode opacity applied to B-mode data during the rendering and the flow opacity applied to the flow data during the rendering. 6. The method of claim 1 wherein determining comprises determining the decay or fade as a function of the depth a... | Siemens Medical Solutions USA, Inc. | A61B005/00
US08401618 | B2 | 2013-03-19 | Systems and methods for tomographic imaging in diffuse media using a hybrid inversion technique | 2010-08-27 | The invention relates to systems and methods for tomographic imaging in diffuse media employing a fast reconstruction technique. A hybrid Fourier approach is presented that enables the fast tomographic reconstruction of large datasets. In certain embodiments, the invention features methods of in vivo fluorescence molecular tomographic (FMT) reconstruction of signals, reporters and/or agents (i.e., contrast agents or probes) in a diffusive medium (e.g., a mammalian subject). The method preserves the three-dimensional fluorophore distribution and quantitative nature of the FMT approach while substantially accelerating its computation speed, allowing FMT imaging of larger anatomies. | 1. A fluorescence molecular tomography imaging system comprising: an excitation light source;an optical imaging apparatus configured to direct light from the excitation light source into a subject at a plurality of locations;a detector configured to detect at multiple locations fluorescent light emanating from a region of the subject; anda processor configured to process data corresponding to the detected fluorescent light emanating from the region of the subject to produce a tomographic representation of the region of the subject, wherein the processor is configured to execute instructions to: (a) establish a forward model of excitation light propagation from the excitation light source to the region of the subject and of fluorescent light propagation from the region to the detector using the data corresponding to the detected fluorescent light, wherein: (i) the excitation light source is represented in real space(ii) the detected fluorescent light is represented in frequency space,(iii) in the forward model, boundary removal equations are used to convert data corresponding to the surface of the subject into a simulated infinite homogeneous medium, and(iv) the forward model is established as a discretized weight matrix of normalized elements; and(b) invert the weight matrix to obtain the tomographic representation of the region of the subject in real space. 2. The system of claim 1, wherein the detector is further configured to detect at multiple locations excitation light emanating from the subject, and wherein the processor is configured to execute instructions to establish the forward model using the data corresponding to the detected excitation light and the detected fluorescent light wherein the detected excitation light and the detected fluorescent light are represented in frequency space. 3. The system of claim 1, wherein, in the forward model, a surface of the subject is identified and boundary conditions are established for the surface. 4. The system of claim 1, wherein the data corresponding to the surface of the subject comprises an experimental measurement of surface flux distribution. 5. The system of claim 1, wherein the detected fluorescent light is emitted from a probe within the region of the subject, and the forward model in (a) models excitation light propagation from the excitation light source to the probe and emitted fluorescent light propagation from the probe to the detector. 6. The system of claim 5, wherein, in the forward model, a Born approximation is used to express an intensity of the detected fluorescent light emitted from the probe having spatially-varying concentration within the region. 7. The system of claim 6, wherein the intensity of the detected fluorescent light is normalized using an intensity of spatially-corresponding detected excitation light. 8. The system of claim 2, wherein the forward model in (a) represents the detected excitation light and the detected fluorescent light in Fourier space. 9... | VisEn Medical, Inc. | A61B005/05
US20130072809 | A1 | 2013-03-21 | Method And System For Analyzing An EEG Recording | 2012-09-15 | A method and system for analyzing EEG data is disclosed herein. A processed EEG recording is analyzed to produce a parameter for the EEG. The EEG is analyzed to organize a plurality of detections by spike focus, to determine a relative frequency based on a count of detections by spike focus, to average a plurality of detections by spike focus, and the like. | 1. A method for analyzing an EEG recording, the method comprising: generating an EEG recording from a machine comprising a plurality of electrodes, an amplifier and processor;processing the EEG to create a processed EEG recording for analysis; andanalyzing the processed EEG recording to produce a parameter for the EEG. 2. The method according to claim 1 wherein analyzing the EEG comprises organizing a plurality of detections by spike focus 3. The method according to claim 1 wherein analyzing the EEG comprises determining a relative frequency based on a count of detections by spike focus. 4. The method according to claim 1 wherein analyzing the EEG comprises creating a back-to-back view of spike detections organized by spike focus. 5. The method according to claim 1 wherein analyzing the EEG comprises selecting an EEG clip of a spike focus to view an extended portion of the EEG for context. 6. The method according to claim 1 wherein analyzing the EEG comprises averaging a plurality of detections by spike focus on a summary. 7. The method according to claim 1 wherein analyzing the EEG comprises moving from an average of a plurality of detections by spike focus to an individual detection. 8. The method according to claim 1 wherein analyzing the EEG comprises marking a plurality of spike averages and a plurality of individual detections at spike focus. 9. The method according to claim 1 wherein analyzing the EEG comprises determining which of a plurality of spike detections to include in a grouping, an averaging or a final analysis by changing a sensitivity of the EEG to view a detection. 10. The method according to claim 1 wherein analyzing the EEG comprises changing the dynamic spike sensitivity to increase a plurality of candidate spikes. 11. The method according to claim 1 wherein analyzing the EEG comprises highlighting a plurality of channels at the spike focus. 12. The method according to claim 1 wherein processing the EEG recording comprises processing the EEG recording with a plurality of neural network algorithms. 13. A system for analyzing an EEG recording, the system comprising: a plurality of electrodes for generating a plurality of EEG signals;at least one amplifier connected to each of the plurality of electrodes by a plurality of wires to amplify each of the plurality of EEG signals;a processor connected to the amplifier to generate an EEG recording from the plurality of EEG signals; anda display connected to the processor for displaying an EEG recording;wherein the processor is configured to analyze a processed EEG recording to produce a parameter for the EEG. 14. The system according to claim 13 wherein the processor is configured to organize a plurality of detections of the processed EEG recording by spike focus 15. The system according to claim 13 wherein the processor is configured to determining a relative frequency based on a count of detections by spike focus. 16. The system according to claim 13 wherein the pro... | PERSYST DEVELOPMENT CORPORATION | A61B005/0476 A61B005/048
US20130066223 | A1 | 2013-03-14 | Vehicle Interlocking System and Method Based on Detection of Analytes in Exhaled Breath | 2012-03-09 | A drug interlock for vehicles based on exhaled breath directed onto said SERS-active substrate, wherein a detected drug substance in exhaled breath of a subject locks said vehicle from use for at least a pre-determined time or a repeated exhaled breath test where no drugs are detected. A collecting surface has a Surface Enhanced Raman Spectroscopy (SERS)-active layer that comprises at least one SERS-active material. The collecting surface is arranged as an outer surface of a waveguide for contact with exhaled breath, such that at least traces of said at least one drug substance in said exhaled breath can contact said SERS-active layer for read-out of a Raman shift spectrum that is detected in-situ for said detecting the presence or determining the quantitative amount of said at least one drug substance from said exhaled breath. | 1. A method of interlocking a vehicle for preventing a subject under drug influence from operating said vehicle, said method comprising; providing at least one SERS-sensor in a vehicle interlock system,analyzing if at least one analyte is present in exhaled breath of a subject based on measurement of said exhaled breath by means of said SERS-sensor,and interlocking said vehicle if said analyte is detected in said exhaled breath. 2. The method of claim 1, wherein the vehicle is a motor vehicle comprising a coupe and at least a seat and the subject is a driver or passenger providing said exhaled breath. 3. The method of claim 1, wherein said analyte is a drug, and said analyzing comprises analyzing if said drug is present. 4. The method of claim 3, further comprising detecting if alcohol is present in said exhaled breath and said interlocking comprising interlocking said vehicle if alcohol and/or said drug is detected. 5. The method of claim 1, wherein sampling of said exhaled breath is made at multiple locations in said vehicle. 6. The method of claim 5, wherein said locations are located close to a seat of a driver of said vehicle for detecting if said driver is under the influence of said at least one analyte. 7. The method of claim 5, comprising determining where said subject under influence is seated in said vehicle based on mapping of analyzed analytes to said sampling locations. 8. The method of claim 7, comprising detecting if a driver and/or other passengers of said vehicle are under influence of said analyte, and interlocking said vehicle only if at least said driver is under influence of said analyte. 9. The method of claim 1, wherein emitted SERS signals are transmitted from multiple SERS surface to a single detector. 10. The method of claim 1, comprising storing the number of times an analyte is detected by said SERS-sensor, and interlocking said vehicle when a predefined number is reached, or when said SERS-sensor has reached a predefined time of use, until at least a portion of said SERS-sensor is replaced, such as by changing a waveguide with a SERS-layer of said SERS-sensor, or a Klarite substrate thereof is replaced with an unused Klarite substrate. 11. A method of detecting the presence or determining the quantitative amount of at least one analyte, such as a drug substance, from exhaled breath of a subject in a vehicle, comprising: collecting an exhaled breath sample from a subject in a vehicle;making contact between said exhaled breath sample and said SERS-active layer of said device;recording at least one SERS-enhanced Raman spectrum obtained from said SERS-active layer;analyzing said at least one spectrum; andbased on said analysis, detecting the presence or determining the quantitative amount of at least one analyte in said exhaled breath sample. 12. The method of claim 11, comprising: recording at least one background spectrum using the SERS-sensor;collecting said exhaled breath sample in a chamber;recording a sp... | SENSA BUES AB | A61B005/08
US08410311 | B1 | 2013-04-02 | Fluorescent cytotoxic compounds specific for the cellular polyamine transport system | 2010-04-06 | Cyano-substituted anthracene containing polyamines were synthesized and shown to be efficient polyamine transporter ligands. Moreover, these compounds (3 and 4) had improved fluorescence properties over previously known anthryl-polyamine conjugates, which facilitated their intracellular trafficking by confocal microscopy. These cytotoxic fluorescent agents may find use as molecular probes which traffic into cells via the polyamine transport system and may also be viable anticancer drugs which are readily quantified in human tissues due to their excellent fluorescence properties: (excitation: λ 405 nm) and emission (420 nm) occurs in the visible light range. The ability to excite and emit in the visible range provides an advantage to these probes as these wavelengths are not toxic to human cells (versus ultraviolet mediated excitations, λ | 1. A fluorescent cyano-substituted anthracene polyamine compound according to formula 3 2. The compound of claim 1 used in manufacturing a pharmaceutically acceptable composition. 3. The compound of claim 1 used in a method of treatment by being administered to a patient. 4. The compound of claim 1 used in a method of treatment by being administered to a patient in an amount effective to inhibit a cancer cell. 5. A fluorescent derivative of the compound of claim 1, the derivative according to formula 4 6. The compound of claim 5 used in manufacturing a pharmaceutically acceptable composition. 7. The compound of claim 5 used in a method of treatment by being administered to a patient. 8. The compound of claim 5 used in a method of treatment by being administered to a patient in an amount effective to inhibit a cancer cell. | University of Central Florida Research Foundation, Inc. | C07C211/00 A61B005/00 A61B008/00 A61B010/00
US08425841 | B2 | 2013-04-23 | Analyzing instrument | 2010-10-12 | The present invention relates to an analyzing instrument (X1) provided with a capillary (5) for moving a sample liquid. The analyzing instrument (X1) includes a dehumidification region for maintaining a constant moisture content in the capillary (5). Preferably, the dehumidification region has a hygroscopicity of no less than 2%. Preferably, at least part of an inner surface of the capillary (5) extends in the moving direction of the sample liquid and is a water-insoluble high-wettability region having a wettability of no less than 57 mN/m. The dehumidification region and the high-wettability region may be made of Vinylon, for example. Preferably, the analyzing instrument (X1) includes a liquid pooling portion (4) communicating with the capillary (5) and having a portion wider than the capillary (5). | 1. A test instrument, comprising: a substrate;a plurality of electrodes on the substrate;a cover;one or more spacing members arranged between the substrate and the cover; anda sample chamber defined between the cover and the substrate at top and bottom, the one or more spacing members defining sidewalls of the sample chamber, the sample chamber extending inwardly from an opening at an edge of the test instrument, the sidewalls of the one or more spacing members extending continuously from the opening to the plurality of electrodes, the sample chamber having a first portion and a second portion, the first portion located adjacent the opening and defined by tapered and curved sidewalls, the cover and the substrate, the second portion located inward of the first portion, the second portion of the sample chamber having a reagent and a smaller width than the first portion, and a vent from the second portion to outside of the test instrument,wherein the reagent is between the opening of the test instrument and the vent such that a sample of blood is drawn by capillary action from the opening of the test instrument to the reagent portion. 2. The test instrument of claim 1, wherein the substrate is formed with a cutout defining the opening for the first portion of the sample chamber. 3. The test instrument of claim 1, wherein the cover is formed with a cutout defining the opening for the first portion of the sample chamber. 4. The test instrument of claim 1, wherein the sidewalls of the one or more spacing members are concave in the first portion of the sample chamber. 5. The test instrument of claim 1, wherein the sample chamber further comprises a cross-section that decreases in the first portion of the sample chamber and is substantially unchanged in the second portion of the sample chamber. 6. A test strip, comprising: a substrate including electrodes thereon;a cover;at least one spacing member arranged between the substrate and the cover and forming walls therebetween;a chamber defined between the cover, the substrate, and the walls of the at least one spacing member, the chamber having one or more receiving portions for transferring a sample of blood from a sample opening port at an outside edge of the test strip to the electrodes, the one or more receiving portions including at least a first component and a second component, the first component located adjacent the sample opening port and extending inward to the second component; anda vent from the second component to outside of the test strip,wherein the walls of the at least one spacing member define sides of the chamber and extend from the sample opening port to the electrodes, the sides of the first component being defined by tapered and curved walls of the at least one spacing member, the second component of the chamber having a reagent portion and a smaller cross-sectional area than the cross-sectional area of the first component of the chamber, the reagent portion is between the sample... | ARKRAY, Inc. | A61B005/157 A61B005/00
US08758418 | B2 | 2014-06-24 | Illuminator for photodynamic therapy | 2012-05-31 | An apparatus and method for photodynamic therapy or photodynamic diagnosis using an illuminator comprising a plurality of light sources generally conforming to a contoured surface and irradiating the contoured surface with substantially uniform intensity visible light. The light sources may comprise generally U-shaped fluorescent tubes that are driven by electronic ballasts. The spacing of the U-shaped tubes is varied to increase the output at the edges of the illuminator to make the output more uniform. Also, different portions of the tubes are cooled at different amounts, to improve uniformity. A light sensor monitors output from the U-shaped tubes to provide a signal for adjusting the output from the tubes. | 1. A method of photodynamically treating a patient, comprising: administering 5-aminolevulinic acid to at least a portion of a patient; andirradiating the patient with substantially uniform intensity visible light from a plurality of light sources at a power of 9.3 to 10.7 mW/cm2. 2. A method according to claim 1, wherein the irradiating is stopped when a dose of 10 J/cm2 of the light is delivered to the patient. 3. A method according to claim 1, wherein the patient is irradiated with light substantially entirely within the blue region. 4. A method according to claim 1, comprising the step of topically applying 5-aminolevulinic acid to the portion and irradiating the portion to treat actinic keratosis. 5. A method according to claim 1, comprising the step of topically applying 5-aminolevulinic acid to the portion and irradiating the portion to treat acne. 6. A method according to claim 1, comprising the step of topically applying 5-aminolevulinic acid to the portion and irradiating the portion to treat photo damaged skin. 7. A method according to claim 1, comprising the step of topically applying 5-aminolevulinic acid to the portion and irradiating the portion to treat cancer. 8. A method according to claim 1, comprising the step of topically applying 5-aminolevulinic acid to the portion and irradiating the portion to treat a pre-cancerous condition. 9. A method according to claim 1, comprising the step of admixing the 5-aminolevulinic acid with a vehicle just prior to its use. 10. A method according to claim 1, wherein the administering 5-aminolevulinic acid comprises topically applying the 5-aminolevulinic acid. 11. A method according to claim 1, wherein the administering 5-aminolevulinic acid comprises injecting the 5-aminolevulinic acid. 12. A method of photodynamically treating a patient, comprising: administering 5-aminolevulinic acid to at least a portion of a patient; andirradiating the patient with substantially uniform intensity visible light from a plurality of light sources; andstopping said irradiating when a dose of 10 J/cm2 has been delivered to the patient. 13. A method according to claim 12, wherein the irradiating uses fluorescent tubes. 14. A method according to claim 12, wherein the patient is irradiated with light substantially entirely within the blue region. 15. A method according to claim 12, comprising the step of topically applying 5-aminolevulinic acid to the portion and irradiating the portion to treat actinic keratosis. 16. A method according to claim 12, comprising the step of topically applying 5-aminolevulinic acid to the portion and irradiating the portion to treat acne. 17. A method according to claim 12, comprising the step of topically applying 5-aminolevulinic acid to the portion and irradiating the portion to treat photo damaged skin. 18. A method according to claim 12, comprising the step of topically applying 5-aminolevulinic acid to the portion and irradiating the portion to treat cancer. ... | Dusa Pharmaceuticals, Inc. | A61N005/06 A61B006/00 H01J061/44
US09585593 | B2 | 2017-03-07 | Signal distribution for patient-electrode measurements | 2010-11-18 | Apparatus for electrically connecting measurement apparatus to a biological subject, the apparatus including a signal delivery circuit including a current buffer having a current buffer input for receiving a signal from a signal source and a current buffer output for supplying a current to an electrode attached to the biological subject, and a voltage buffer having a voltage buffer input coupled to the current buffer output and a voltage buffer output for providing a voltage signal indicative of a voltage at the electrode, to a sensor. | 1. Apparatus for electrically connecting measurement apparatus to a biological subject, the apparatus including a signal delivery circuit including: a current buffer having: a current buffer input for receiving a signal from a signal source; and,a current buffer output for supplying a current to an electrode attached to the biological subject;a voltage buffer having: a voltage buffer input coupled to the current buffer output; and,a voltage buffer output for providing a voltage signal indicative of a voltage at the electrode, to a sensor; anda DC offset control circuit coupled between the voltage buffer output and the current buffer input. 2. Apparatus according to claim 1, wherein the current buffer is a current conveyor. 3. Apparatus according to claim 1, wherein the voltage buffer is an amplifier connected as an output follower. 4. Apparatus according to claim 1, wherein the DC offset control circuit includes an integrator coupled between the voltage buffer output and the current buffer input. 5. Apparatus according to claim 1, wherein the DC offset control circuit is used to control a DC offset at the electrode. 6. Apparatus according to claim 1, wherein the signal delivery circuit includes a negative impedance circuit coupled between the voltage buffer output and the current buffer output. 7. Apparatus according to claim 6, wherein the negative impedance circuit includes a negative impedance circuit amplifier and a compensation impedance. 8. Apparatus according to claim 7, wherein at least one of a gain of the negative impedance circuit amplifier and a value of the compensation impedance is selected to compensate for parasitic impedance losses. 9. Apparatus according to claim 6, wherein the negative impedance circuit includes: a compensation impedance having a compensation impedance value, a first terminal and a second terminal, the first terminal coupled to the current buffer output; and,a compensation amplifier having a compensation amplifier input, a compensation amplifier output and a gain, the compensation amplifier input coupled to the voltage buffer output, the compensation amplifier output coupled to the second terminal of the compensation impedance to provide a compensation current to flow through the impedance, and the gain and the compensation impedance values are selected based on a parasitic impedance value so that the compensation current has a magnitude substantially equal to a leakage current magnitude. 10. Apparatus according to claim 1, wherein the apparatus includes: a plurality of signal delivery circuits, each signal delivery circuit being for supplying a current to a respective electrode attached to the biological subject;at least one signal source; and,at least one first multiplexer for selectively connecting the signal source to one of the plurality of signal delivery circuits to thereby apply a current to the biological circuit via the respective electrode. 11. Apparatus according claim 1, wherein the appar... | - | A61B005/05 A61B005/053 G01R031/00 G01R027/02 A61B005/00 H03F003/50 H03F003/60 G01R001/30
US09808356 | B2 | 2017-11-07 | Knee balancing devices, systems and methods | 2012-10-24 | Devices, systems and methods are provided for facilitating knee balancing during a knee replacement surgery. A system can include a force sensor, a main body, a moveable sensor platform, and an adjustment mechanism. The force sensor can sense one or more forces applied within a knee joint, including forces applied on a medial side and a lateral side. The movable sensor platform can be coupled between the force sensor and the main body. The adjustment mechanism can adjust the moveable sensor platform, relative to the main body, thereby adjusting a collective height of the system. A method can include inserting portions of a knee balancing system into a gap formed between a cut distal end of a femur and a cut proximal end of a tibia, adjusting an adjustable mechanism of the system to increase or decrease a collective system height, and sensing and displaying the medial and lateral forces. | 1. A knee balancing system for facilitating a knee arthroplasty procedure, the system comprising: a force sensor configured to sense one or more forces applied within a knee joint, including a force applied on a medial side of the knee joint and a force applied on a lateral side of the knee joint;a main body;a moveable sensor platform positioned between the force sensor and the main body; andan adjustment mechanism configured to adjust the moveable sensor platform relative to the main body, the adjustment mechanism positioned within the main body and including a linear medial track and a linear lateral track each of the linear medial track and the linear lateral track recessed within a base member portion of the adjustment mechanism and including one or more actuating ramped surfaces in fixed locations along each respective track. 2. The system of claim 1, wherein the force sensor is configured to sense one or more forces applied within the knee joint between a cut distal end of a femur and a cut proximal end of a tibia. 3. The system of claim 1, further including a numerical display, wirelessly or integrally coupled with the force sensor, configured to display a first number representing the force applied on the medial side and a second number representing the force applied on the lateral side. 4. The system of claim 1, wherein movement of the adjustment mechanism results in the moveable sensor platform moving up or down, relative to the main body, to increase or decrease a height of portions of the force sensor that reside within the knee joint, relative to the main body. 5. The system of claim 4, wherein a collective height of portions of the force sensor, the main body, the moveable sensor platform, and the adjustment mechanism is adjustable from about 15 millimeters to about 21 millimeters. 6. The system of claim 1, wherein one or both of the movable sensor platform or the adjustment mechanism includes a plurality of distraction height markings. 7. The system of claim 1, wherein the main body includes: a platform configured to be inserted into the knee joint and couple with the moveable sensor platform;a shaft extending from the platform; anda handle at an end of the shaft, opposite the platform. 8. The system of claim 7, wherein the shaft extends from a location that is offset from a center of the platform. 9. The system of claim 1, wherein the adjustment mechanism includes one or more threaded screws or bolts. 10. The system of claim 9, wherein the adjustment mechanism further includes an adjustable wedge movable within a perimeter of the main body through rotation of the one or more threaded screws or bolts. 11. The system of claim 10, wherein the adjustable wedge includes a base member, one or more plate members, and one or more column members, the one or more plate members movable within the perimeter of the main body through rotation of the one or more threaded screws or bolts. 12. The system of claim 11, wherein the one or ... | Synvasive Technology, Inc. | A61F002/46 A61B017/02
US10376155 | B2 | 2019-08-13 | Method and system for generating physiological signals with fabric capacitive sensors | 2012-11-07 | A system for generating physiological signals using a cloth capacitive sensor, includes a cloth, at least one conductive area arranged on the cloth, a signal circuit; a capacitive sensor formed between the cloth and a human body; a resistor R, a capacitor C, an inductor L, an operational amplifier, a diode, a Schmitt trigger, CMOS, a transistor, or an IC that forms a charge or discharge circuit, connected with the cloth capacitive sensor to change a signal range of frequency, cycle, voltage or current; wherein when a force, pressure, tensile force, torsion or tension is applied between the human body and the cloth, the capacitance changes, the circuit sends a signal, and the system receives the change in capacitance between the conductive cloth and the human body; wherein the change is represented by a frequency, cycle, voltage or current change. | 1. A system for generating physiological signals using a cloth capacitive sensor, comprising at least a piece of cloth;at least one conductive area arranged on the clotha signal circuit;a capacitive sensor formed between the at least one conductive area and the skin of body, wherein the at least one conductive area is in direct contact with the skin of body;anda resistor R, a capacitor C, an inductor L, an operational amplifier, a diode, a Schmitt trigger, CMOS, a transistor, or an IC that forms a charge or discharge circuit, connected, in series or in parallel, with the cloth capacitive sensor to change a signal range of frequency, cycle, voltage or current;wherein when a pressure, stretching force, torsion, or tensile force is applied between the body and the cloth, or when a dielectric constant between the body and the cloth changes, the capacitance changes, the signal circuit sends a signal that comprises the change in capacitance between the at least one conductive area arranged on the cloth and the body to the system;wherein the change is represented by a frequency, cycle, voltage or current change, which is used to determine physiological change, posture change, medium change between the body and the cloth, gait analysis, and or at least one of the applied pressure, the stretching force, the torsion, or the tensile force. 2. The system for generating physiological signals using the cloth capacitive sensor according to claim 1, wherein a material is set between the at least one conductive area and the skin. 3. The system for generating physiological signals using the cloth capacitive sensor according to claim 1, wherein the physiological change information is selected from a group consisting of: breathing, swallowing, coughing, sweating, heartbeat, pulsation and temperature. 4. The system for generating physiological signals using the cloth capacitive sensor according to claim 1, wherein the conductive cloth is provided on clothing, hats, pants, masks, socks, shoes, bed sheets, pillows, gloves, steering wheels, crutches, tablecloth, chairs, carpets, protective clothing, slippers, insoles, safety belts, hats, or artificial products including artificial limbs, artificial eyes and artificial ears. 5. The system for generating physiological signals using the cloth capacitive sensor according to claim 1, wherein sweat, wound, sweating, medicine coating or makeup is detected through a change of dielectric constants caused by the change in capacitance between the at least one conductive area and the skin. 6. The system for generating physiological signals using the cloth capacitive sensor according to claim 1, wherein the change in capacitance between the conductive cloth and the skin further determines one from a group consisting of: angle, angular speed or angular acceleration of joints. 7. The system for generating physiological signals using the cloth capacitive sensor according to claim 1, wherein the change in capacitance between the c... | - | A61B005/01 A61B005/0205 A61B005/0245 A61B005/11 G01L001/14 A61B005/0408 A61B005/0478 A61B005/0492 A61B005/05 A61B005/053 A61B005/113 A61B005/00 A61F007/00 A61N001/40 G01K013/00
US20130096465 | A1 | 2013-04-18 | Method and Apparatus for Measuring Volume of Subcutaneous Tumors | 2012-09-21 | A method and apparatus for measuring tumors such as subcutaneous tumors is provided. A device having a flexible membrane is positioned over the tumor and displaced toward the tumor so that the tumor deforms the flexible membrane. Deforming the membrane changes the pressure or volume within a fluid-filled cavity. A gauge measures the change in volume or pressure and the gauge reading correlates with the volume of the tumor. | 1. A method for measuring the volume of subcutaneous tumors using a fluid-filled device having a flexible wall, comprising the steps of: placing the flexible wall of the fluid filled device onto a subcutaneous tumor;displacing the fluid filled device toward the subcutaneous tumor so that the tumor deforms the flexible wall;measuring the change in volume or pressure of the fluid within a cavity of the fluid-filled device. 2. The method of claim 1 wherein the fluid-filled device comprises a rim and the step of displacing comprises displacing the fluid-filled device toward the subcutaneous tumor until the rim engages the epidermis adjacent the tumor. 3. The method of claim 1 wherein the step of measuring comprises measuring the change in volume in the cavity. 4. The method of claim 1 wherein the step of displacing the fluid-filled device toward the subcutaneous tumor deforms the flexible wall, thereby displacing fluid from the cavity into a gauge. 5. The method of claim 4 wherein the step of measuring comprises measuring the amount of fluid displaced into the gauge. 6. The method of claim 1 wherein the step of displacing the fluid-filled device toward the subcutaneous tumor deforms the flexible wall thereby increasing the pressure within the cavity. 7. The method of claim 6 wherein the step of measuring comprises measuring the increase in pressure within the cavity in response to deforming the flexible wall. 8. A device for measuring the volume of a subcutaneous tumor, comprising: a housing comprising a fluid cavity;a flexible membrane forming a wall of the housing;a gauge in fluid communication with the fluid cavity wherein the volume of a subcutaneous tumor can be measured by placing the housing over the tumor so that the tumor deforms the flexible membrane thereby changing the pressure or volume of fluid in the fluid cavity and wherein the gauge measures the change in pressure or volume in the fluid cavity 9. The device of claim 8 wherein the fluid cavity is filled with liquid and deforming the membrane displaces fluid from the cavity into the gauge. 10. The device of claim 8 wherein the gauge comprises a pressure sensor for detecting pressure change in the fluid cavity in response to deforming the membrane. 11. The device of claim 8 wherein the housing comprises an upper housing and a lower housing, and wherein the fluid cavity is formed in the upper cavity and a second fluid cavity is formed in the lower cavity. 12. The device of claim 11 wherein the membrane forms a wall of the lower housing and wherein the upper housing comprises a second membrane forming a wall of the fluid cavity. 13. The device of claim 11 wherein the upper housing and lower housing are releasably connectable. 14. The device of claim 8 wherein the housing comprises a generally rigid rim and the membrane extends from the rim. | - | A61B005/107
US20130060163 | A1 | 2013-03-07 | Sinonasal Specimen Collection Kit and Use | 2012-02-23 | The present invention additionally provides a kit for collecting the sinonasal specimen to analyze which pathogenic microbes cause a disease in a mammal, how to test the drug sensitivity against the infectious microbes in sinonasal cavities, and to help the selection of a pharmaceutical composition to selectively treat a disease of a mammal. The present invention also provides a pharmaceutical composition comprising a chemical compound or a herb extract or the combination having at least one of the activities of antiviral, antibacterial, antifungal, anti-inflammatory, anti-allergy, anti-cancer, promoting membrane healing or immunomodulating, for the treatment and prevention of a disease of a mammal. The invented method of treating a human disease reduces infectious and inflammation without causing antibiotic resistance or clinically noticeable adverse event. | 1. A sinonasal specimen collection kit for collecting the out-flow liquid from a sinonasal cavity of a mammal comprising: a sinonasal liquid delivery device with at least one nostril fitting operated under a continual positive pressure;a container to supply a clean liquid to be delivered into a sinonasal cavity;an adjustable adaptor to link with at least one nostril fitting and a liquid supplier to ensure the fitting-sealing function of the sinonasal delivery system into a nostril in a mammal face;a one-way fluid conduit to ensure the fluid only flow into a sinonasal cavity without backflow contamination;a second container for collecting an out-flow specimen. 2. The sinonasal specimen collection kit in accordance with claim 1, wherein the said container, adjustable adaptor and one-way fluid conduit are made as individual pieces. 3. The sinonasal specimen collection kit in accordance with claim 1, wherein the said container, adjustable adaptor and one-way fluid conduit are made as one piece. 4. The sinonasal specimen collection kit in accordance with claim 1, wherein the said second container is a bottom-sealed funnel. 5. The sinonasal specimen collection kit in accordance with claim 1, wherein the said second container is a test tube. 6. A process of using a sinonasal specimen collection kit comprising: 1) assembly the sinonasal specimen collection parts into a functional system;2) add the sterilized solution into the sinonasal liquid delivery device;3) administer the solution into the patient's sinonasal cavities;4) collect the out-flow specimen from the nostril;5) place the specimen into a storage container for transporting to a laboratory for process and analysis. 7. The process of using the sinonasal specimen collection kit in accordance with claim 6, wherein the said process is performed by a medical professional. 8. The process of using the sinonasal specimen collection kit in accordance with claim 6, wherein the said process is performed by a non-medical professional. 9. The process of using the sinonasal specimen collection kit in accordance with claim 6, wherein the said process is performed by the patient. 10. A method to use sinonasal specimen collection kit comprising a use of the kit by an individual to collect sinonasal specimen from a mammal for diagnosis and treatment of a disease. 11. The method to use sinonasal specimen collection kit in accordance with claim 6, wherein the said individual is a medical professional. 12. The method to use sinonasal specimen collection kit in accordance with claim 6, wherein the said individual is a non-medical professional. 13. The method to use sinonasal specimen collection kit in accordance with claim 6, wherein the said individual is a patient. 14. The method to use sinonasal specimen collection kit in accordance with claim 6, wherein the said mammal is a man. 15. The method to use sinonasal specimen collection kit in accordance with claim 6, wherein the said mammal is a domestic... | - | A61B005/00
US20130060155 | A1 | 2013-03-07 | EAR-CARRYING HEART BEAT DETECTION DEVICE | 2012-08-23 | The present invention relates to an ear-carrying heart beat detection device, which includes a device body, an attaching structure, an ear clip, an extension assembly, a control circuit and a wrist watch unit. The attaching structure is coupled to the device body. The ear clip includes a blood flowrate sensor to detect variation of blood flowrate through a user's earlobe. The extension assembly adjusts the relative distance of the ear clip with respect to the device body. The control circuit is arranged inside the device body and the control circuit transmits a heart beat signal to a wrist watch unit in a wireless manner to allow the user to inspect the condition of heart beat of his or her body and to adjust the time period and style of exercise according to the heart beat information. | 1. An ear-carrying heart beat detection device, comprising: a device body, which comprise a first coupling section and first pivot joint section;an attaching structure, which is coupled to the first coupling section of the device body to have the attaching structure coupled to the device body for being worn on a selected position by a user;an ear clip, which comprises a clamping section, a signal transmission wire, and a second coupling section, the clamping section comprising a blood flowrate sensor mounted thereto and connected with the signal transmission wire for detecting a blood flowrate signal from an earlobe of the user;an extension assembly, which is connected between the ear clip and the device body so that a relative distance of the ear clip with respect to the device body is adjustable through the extension assembly;a control circuit, which is arranged in the device body, the control circuit comprising: a heart beat detection circuit, which is connected by the signal transmission wire to the blood flowrate sensor to receive the blood flowrate signal generated by the blood flowrate sensor and generates in response thereto a heart beat signal, anda wireless transmission circuit, which is connected to the heart beat detection circuit to receive the heart beat signal and transmit the heart beat signal in a wireless fashion; anda wrist watch unit, which is worn on a wrist of the user, the wrist watch unit comprising: a wireless receiver circuit, which receives the heart beat signal transmitted from the wireless transmission circuit,a processing unit, which is connected to the wireless receiver circuit,a display unit, which is connected to the processing unit to display the heart beat signal,a memory unit, which is connected to e processing unit 2. The ear-carrying heart beat detection device as claimed in claim 1, wherein the first pivot joint section of the device body comprises a pivot pin. 3. The ear-carrying heart beat detection device as claimed in claim 1, wherein the extension assembly comprise an extendable bar, the extendable bar comprising a second pivot joint section at one end, the extendable bar being coupled to the second coupling section of the ear clip, the extendable bar being coupled to the first pivot joint section of the device body with the second pivot joint section. 4. The ear-carrying heart beat detection device as claimed in claim 3, wherein the second pivot joint section of the extendable bar comprises a pivot hole that is rotatably coupled to the pivot pin. 5. The ear-carrying heart beat detection device as claimed in claim 3, wherein the extendable bar has an opposite end forming a stop. 6. The ear-carrying heart beat detection device as claimed in claim 1, wherein the second coupling section of the ear clip comprises a clamp. 7. The ear-carrying heart beat detection device as claimed in claim 6, wherein the clamp rotatably clamps on the extendable bar so as to be movable or rotatable with respect to the e... | BION INC. | A61B005/026
US20130085399 | A1 | 2013-04-04 | THERAPY CONTROL BASED ON NIGHTTIME CARDIOVASCULAR PRESSURE | 2011-09-30 | Techniques for controlling therapy based on a physiological parameter indicative of ventricular filling pressure, such as various cardiovascular pressures, are described. One or more values of the physiological parameter that are collected during nighttime, or while the patient is otherwise asleep, inactive, or within a recumbent position, may be compared to one or more values of the physiological parameter collected during daytime, or while the patient is otherwise awake, active and/or upright. A therapy, such as for treating physiological factors that may lead to worsening HF, may be initiated or adjusted based on the comparison, e.g., if the nighttime values exceed the daytime values. | 1. A system comprising: a sensor configured to measure a plurality of values of a physiological parameter indicative of ventricular filling pressure of a patient; anda processor configured to: for each of the measured values of the physiological parameter, categorize the value as one of a daytime value or a nighttime value,compare one or more of the daytime values to one or more of the nighttime values, andif the nighttime values are larger than the daytime values, direct a modification of delivery of a therapy for treatment of heart failure. 2. The system of claim 1, further comprising: a communications module,wherein the processor activates the communications module to provide notification to the patient or a designated clinical provider when the nighttime values are larger than the daytime values. 3. The system of claim 1, further comprising: an automated medication dispenser,wherein the processor provides input to the automated medication dispenser to adjust a dosage of a medication dispensed by the automated medication dispenser to the patient when the nighttime values are larger than the daytime values. 4. The system of claim 3, wherein the processor is configured to intermittently withhold therapy and verify that the nighttime values are larger than the daytime values without the medication dispensed by the automated mediation dispenser. 5. The system of claim 3, wherein the medication comprises a vasodilator. 6. The system of claim 1, further comprising: an ultrafiltration device,wherein the processor provides input to the ultrafiltration device to adjust a dosage of ultrafiltration provided to the patient by the ultrafiltration device when the nighttime values are larger than the daytime values. 7. The system of claim 6, wherein the dosage of ultrafiltration comprises at least one of the time of day to institute ultrafiltration, the amount of a fluid to remove, the rate of removal of the fluid, the duration of the ultrafiltration, and the number of times ultrafiltration is repeated. 8. The system of claim 1, further comprising: a cardiac electrical stimulus device,wherein the processor provides input to the cardiac electrical stimulus device to adjust therapy provided to the patient by the cardiac electrical stimulus device when the nighttime values are larger than the daytime values. 9. The system of claim 8, wherein the processor controls the cardiac electrical stimulus device is configured to provide therapy with different parameters at night than during the day when the nighttime values are larger than the daytime values. 10. The system of claim 1, wherein the sensor comprises a pressure sensor. 11. The system of claim 1, further comprising: a position sensor,wherein the processor categorizes the values as one of a daytime value or a nighttime value based on the position of the body of the patient detected via the position sensor. 12. The system of claim 1, further comprising: an activity monitor,wherein the processor cate... | Medtronic, Inc. | A61B005/021 A61N001/365 A61B005/0205 A61M005/168
US20130066219 | A1 | 2013-03-14 | Method for Assessing The Efficacy of a Flow-Diverting Medical Device in a Blood Vessel | 2011-09-09 | A method for producing a computational flow dynamics model for assessing the efficacy of the deployment of a flow-diverting device in a blood vessel of a patient is provided. Image data of the patient is acquired with a medical imaging system, from which images depicting the blood vessel are reconstructed. A pre-treatment blood vessel model is generated by segmenting the reconstructed images. This pre-treatment blood vessel model is then used to generate a post-treatment, or post-deployment, model of the blood vessel. A post-deployment model of the flow-diverting device is generated and used together with the post-treatment blood vessel model to generate a computational flow dynamics model. | 1. A non-transitory computer readable storage medium having stored thereon a computer program comprising instructions that when executed by a processor causes the processor to: a) receive a medical image acquired with a medical imaging system and that depicts a blood vessel of a patient;b) generate a pre-treatment blood vessel model that includes a volume of a normal portion of the blood vessel and a volume of an abnormal portion of the blood vessel by segmenting the received medical image;c) generate a post-treatment blood vessel model that includes a volume of a normal portion of the blood vessel and a volume of an abnormal portion of the blood vessel as affected by a flow-diverting device using the pre-treatment vessel model generated in step b);d) calculate a post-deployment flow-diverting device model using the post-treatment blood vessel model generated in step c); ande) generate a computational flow dynamics model using the post-treatment blood vessel model generated in step c) and the post-deployment flow-diverting device model calculated in step d). 2. The non-transitory computer readable storage medium as recited in claim 1 in which step c) includes decomposing the pre-treatment blood vessel model into components associated with the normal portion of the blood vessel and the abnormal portion of the blood vessel. 3. The non-transitory computer readable storage medium as recited in claim 2 in which the components associated with the abnormal portion of the blood vessel include a component corresponding to an aneurysm, and in which the components associated with the normal portion of the blood vessel includes a portion of the blood vessel affected by the flow-diverting device and a portion of the blood vessel unaffected by the flow-diverting device. 4. The non-transitory computer readable storage medium as recited in claim 2 in which step c) further includes estimating a model of the flow-diverting device. 5. The non-transitory computer readable storage medium as recited in claim 4 in which step c) further includes generating a binary mask from the estimated model of the flow-diverting device and generating a binary mask of the pre-treatment blood vessel model corresponding to a portion of the normal portion of the blood vessel affected by the flow-diverting device. 6. The non-transitory computer readable storage medium as recited in claim 5 in which the binary masks are generated by producing Voronoi regions at locations in the estimated model of the flow-diverting device and the portion of the normal portion of the blood vessel affected by the flow-diverting device. 7. The non-transitory computer readable storage medium as recited in claim 6 in which a Voronoi diagram for the estimated model of the flow-diverting device is formed from the corresponding Voronoi regions, and in which a Voronoi diagram for the portion of the blood vessel affected by the flow-diverting device is formed from the corresponding Voronoi regions. 8. The no... | - | A61B005/026
US08419651 | B2 | 2013-04-16 | Spectrum analysis of coronary artery turbulent blood flow | 2008-08-09 | A method includes acquiring vibrational cardiac data from an array of N transducers wherein the transducers are coupled to a human. A master replica is selected from a segment of the vibrational cardiac data. The master replica is correlated with the segment to obtain a plurality of local maxima. Vibrational cardiac data that were emitted during a diastolic interval are extracted from each heart cycle with the aid of the plurality of local maxima. A two-dimensional space-time frequency power spectrum is processed for Equivalent Rectangular Bandwidth, which provides estimates of the energy produced by turbulent blood flow through a coronary stenosis. | 1. A method of obtaining cardiac data comprising: acquiring vibrational cardiac data from a transducer wherein the transducer measures vibration of a surface of a human's body;selecting a master replica from a segment of the vibrational cardiac data;cross-correlating the master replica with the segment to obtain a plurality of local maxima; andextracting vibrational cardiac data that were emitted during a diastolic interval from each heart cycle with the aid of the plurality of local maxima. 2. The method of claim 1, further comprising: filtering the segment before the selecting, wherein the filtering performs a band-pass filter operation on the segment. 3. The method of claim 2, further comprising: performing an envelope detection on the segment before the filtering. 4. The method of claim 1, further comprising: computing an average amplitude for the vibrational cardiac data obtained during the extracting; anddiscarding vibrational cardiac data that deviates by more than a specified amount from the average amplitude. 5. The method of claim 1, wherein the master replica is a portion of the segment. 6. The method of claim 5, wherein the portion is selected from the group consisting of a fraction of a heart cycle, one heart cycle, and more than one heart cycle. 7. The method of claim 1, further comprising: picking a high quality transducer channel from an array of N transducer channels, wherein the vibrational cardiac data is collected from the high quality transducer channel. 8. The method of claim 7, wherein a number of heart cycles collected is approximately equal to ten to fifteen times N. 9. The method of claim 1, wherein the selecting is performed by a human operator. 10. The method of claim 1, wherein vibrational cardiac data contains a plurality of segments. 11. The method of claim 10, wherein the plurality is equal to six segments. 12. The method of claim 10, wherein the human starts the acquiring to coincide with breath-hold and stops the acquiring to coincide with non-breath hold. 13. The method of claim 1, wherein the segment includes a continuous period of time during which the human can comfortably refrain from breathing. 14. The method of claim 1, wherein the segment contains approximately 120 heart cycles. 15. The method of claim 1, wherein the segment contains Approximately 20 heart cycles. 16. The method of claim 1, wherein the extracting further comprises: discarding a local maxima whose amplitude is below an amplitude threshold value. 17. The method of claim 16, wherein the extracting further comprises: comparing a separation in time between adjacent local maxima against a time threshold value and discarding the latter local maxima when the separation is below the time threshold value. 18. The method of claim 1, wherein the extracting is assisted by a human operator and the human operator sets a start time and optionally an end time for the diastolic interval. 19. The method of claim 1, further comprising: comp... | Phonoflow Medical, LLC | A61B005/02 A61B008/06
US08423119 | B2 | 2013-04-16 | Marker tracking and accuracy verification for interventional magnetic resonance by measuring magnetic field inhomogeneity and determining a noise figure of merit | 2006-09-15 | A fiducial marker assembly (30) is tracked using a magnetic resonance scanner (10). At the tracked position of the fiducial marker assembly, local B0 magnetic field inhomogeneity is measured. A warning is issued if the measured local B0 magnetic field inhomogeneity satisfies a warning criterion. A noise figure of merit of the tracking is also determined, and the warning is also issued if the noise figure of merit satisfies a noise-based warning criterion. | 1. A tracking method comprising: tracking a fiducial marker assembly by determining an apparent location of the fiducial marker assembly using a magnetic resonance scanner;verifying accuracy of the tracking by measuring local B0 magnetic field inhomogeneity of a B0 magnetic field generated by the magnetic resonance scanner at the apparent location of the fiducial marker assembly and issuing a warning when the measured local B0 magnetic field inhomogeneity at the apparent location of the fiducial marker assembly satisfies an inhomogeneity-based warning criterion; andmonitoring whether the fiducial marker assembly remains in a field of view of the magnetic resonance scanner by computing a noise figure of merit of the determining of the apparent location and issuing a warning when the noise figure of merit satisfies a noise-based warning criterion. 2. The tracking method as set forth in claim 1, further including: locating an operational tip of an interventional instrument based on the apparent location of the fiducial marker assembly, said fiducial marker assembly including one or more fiducial markers connected with the interventional instrument. 3. The tracking method as set forth in claim 1, wherein the fiducial marker assembly includes a plurality of fiducial markers, and the tracking method further includes: determining an apparent orientation of the fiducial marker assembly using the magnetic resonance scanner;repeating the determining of the apparent location and the apparent orientation to track the fiducial marker assembly; andtracking an interventional instrument connected with the fiducial marker assembly based on the tracking of the fiducial marker assembly. 4. The tracking method as set forth in claim 3, wherein the plurality of fiducial markers of the fiducial marker assembly includes at least three active micro-coil fiducial markers. 5. The tracking method as set forth in claim 1, wherein the computing of a noise figure of merit comprises computing a signal-to-noise ratio (SNR) of magnetic resonance signals received during the determining of the apparent location. 6. The tracking method as set forth in claim 1, wherein the inhomogeneity-based warning criterion is satisfied when the measured local B0 magnetic field inhomogeneity is greater than a warning threshold value. 7. The tracking method as set forth in claim 1, wherein the measuring of the local B0 magnetic field inhomogeneity includes: measuring magnetic resonance signals for magnetic field gradients of opposite sign; anddetermining the local B0 magnetic field inhomogeneity based on the measured magnetic resonance signals for applied magnetic field gradients of opposite sign. 8. The tracking method as set forth in claim 7, wherein the determining of the local B0 magnetic field inhomogeneity based on the measured magnetic resonance signals for the magnetic field gradients of opposite sign includes: computing a difference between measured apparent positions obtained from ... | Koninklijke Philips Electronics N.V. | A61B005/055
US20130090535 | A1 | 2013-04-11 | SYSTEMS, DEVICES, AND METHODS INCLUDING PARAMAGNETIC OSCILLATION, ROTATION, AND TRANSLATION OF HEMOZOIN ASYMMETRIC NANOPARTICLES IN RESPONSE TO DARK-FIELD OR RHEINBERG DETECTION OF THE PRESENCE OF HEMOZOIN | 2012-11-14 | Systems, devices, and methods are described for providing a monitor/treatment device configured to, for example, detect hemozoin, as well as to monitor or treat a malarial infection. | 1.-11. (canceled) 12. A method, comprising: generating a comparison between (a) a detected scattering profile information associated with a plurality of target regions within a biological tissue interrogated by a dark-field interrogation stimulus in the presence of a magnetic field stimulus and (b) reference hemozoin dark field scattering information; andmagnetically perturbing hemozoin nanoparticles in the biological tissue based in part on the comparison. 13. The method of claim 12, wherein generating the comparison includes comparing, using circuitry, a detected scattering profile associated with a plurality of target regions within a biological subject interrogated by a multiplexed dark-field interrogation stimulus in the presence of a magnetic field stimulus and reference hemozoin dark field scattering information. 14. The method of claim 12, further comprising: generating a comparison, using circuitry, between a detected scattering profile obtained using a Rheinberg illumination configuration in the presence of a magnetic field stimulus and reference hemozoin Rheinberg illumination spectral information. 15. The method of claim 12, wherein magnetically perturbing the hemozoin nanoparticles in a biological tissue includes applying a magnetic field stimulus of a character and for a duration sufficient to cause the hemozoin nanoparticles in a biological tissue to affect the integrity of a digestive food vacuole of a malaria parasite. 16. The method of claim 12, wherein magnetically perturbing the hemozoin nanoparticles in a biological tissue includes applying an alternating magnetic field stimulus of a character and for a duration sufficient to cause the hemozoin nanoparticles in a biological tissue to rupture a membrane of a digestive food vacuole of a malaria parasite. 17. The method of claim 12, wherein magnetically perturbing the hemozoin nanoparticles in a biological tissue includes applying a time-varying magnetic field stimulus of a character and for a duration sufficient to cause a reduction in a parasitemia level. 18. An apparatus, comprising: a magnetic field generator configured to concurrently or sequentially generate at least a first electromagnetic energy stimulus and a second electromagnetic energy stimulus, the first electromagnetic energy stimulus of a character and for a duration sufficient to magnetically align hemozoin nanoparticles in a biological tissue, the second electromagnetic energy stimulus of a character and for a duration sufficient to magnetically induce at least one of an oscillation, a translation, and a rotation of the hemozoin nanoparticles in the biological tissue. 19. The apparatus of claim 18, further comprising: a dark-field electromagnetic energy emitting component configured to interrogate at least one focal volume of biological tissue with a multi-mode dark-field stimulus. 20. The apparatus of claim 19, further comprising: an electromagnetic energy sensor component configured to detect, via a d... | Tokitae LLC | A61B005/00 A61N002/00 A61B005/145
US08821412 | B2 | 2014-09-02 | Delivering and/or receiving fluids | 2012-11-19 | The present invention generally relates to receiving bodily fluid through a device opening. In one aspect, the device includes a flow activator arranged to cause fluid to be released from a subject. A deployment actuator may actuate the flow activator in a deployment direction, which may in turn cause fluid release from a subject. The flow activator may also be moved in a retraction direction by a retraction actuator. In one aspect, the device may include a vacuum source that may help facilitate fluid flow into the opening of the device and/or may help facilitate fluid flow from the opening to a storage chamber. In one aspect, a device actuator may enable fluid communication between the opening and the vacuum source and the flow activator may be actuated after the enablement of fluid communication. | 1. A device for receiving fluid from a subject, comprising: a housing including a device actuator and an opening to receive fluid into the housing;a pre-packaged vacuum chamber in the housing, the vacuum chamber having a volume that is at a pressure less than ambient pressure prior to actuation of the device actuator, the vacuum chamber being fluidly coupleable to the opening via a flow path to cause fluid to be drawn into the opening and toward the vacuum chamber along the flow path;a flow control element positioned along the flow path that prevents fluid communication between the vacuum chamber and the opening prior to actuation of the device actuator, the flow control element being configured to enable fluid communication between the opening and the vacuum chamber after actuation of the device actuator and permit fluid flow from the opening toward the vacuum chamber along the flow path;a plurality of microneedles arranged in an array and arranged to be inserted into a subject to cause fluid to be released from the subject;a deployment actuator to move the plurality of microneedles in a deployment direction toward or through the opening, the deployment actuator being configured to move the plurality of microneedles in the deployment direction in response to actuation of the device actuator; anda retraction actuator to move the plurality of microneedles in a retraction direction away from the opening, the retraction actuator being configured to move the plurality of microneedles in the retraction direction in response to actuation of the device actuator. 2. The device of claim 1, wherein the retraction actuator has an initial stored potential energy prior to any deployment movement of the deployment actuator, and wherein release of the stored potential energy causes movement of the plurality of microneedles in the retraction direction. 3. The device of claim 1, wherein a distance between the deployment actuator and the opening is smaller than a distance between the retraction actuator and the opening. 4. The device of claim 1, further comprising a membrane that attaches the plurality of microneedles to the housing and separates the vacuum chamber from the opening. 5. The device of claim 1, wherein the deployment actuator includes a bistable element coupled to the plurality of microneedles and arranged to move from a first stable state to a second stable state in response to actuation of the device actuator, where motion of the bistable element from the first stable state to the second stable state moving between bistable states causes the plurality of microneedles to move in a deployment direction toward or through the opening, and wherein the bistable element is incapable of moving from the second stable state to the first stable state in the absence of an external force on the bistable element. 6. The device of claim 5, wherein the bistable element comprises a snap dome. 7. The device of claim 1, wherein the retraction actuator comprises... | Seventh Sense Biosystems, Inc. | A61B005/00
US08548770 | B2 | 2013-10-01 | Portable monitoring devices and methods of operating same | 2012-12-04 | A portable activity monitoring device comprising a housing having a physical size and shape that is adapted to couple to the user's body, a motion sensor to detect user motion and, in response thereto, to generate data which is representative of motion of the user, an altitude sensor to detect a change in user altitude and, in response thereto, to generate data which is representative of the change in altitude of the user, processing circuitry to calculate activity metrics of the user, wherein the processing circuitry: (i) calculates a motion metric using the motion data, (ii) calculates an altitude metric using the altitude data, and (iii) calculates at least one sleep metric of the user. In certain embodiments, the processing circuitry may automatically determine a sleep mode of the user using the motion data and calculate at least one user sleep metric. | 1. A portable activity monitoring device to calculate at least one sleep metric of a user, the portable activity monitoring device comprising: a housing having a physical size and shape that is adapted to couple to the body of the user;a motion sensor, disposed in the housing, to generate data which is representative of motion of the user;an altitude sensor, disposed in the housing, to generate data which is representative of the change in altitude of the user;processing circuitry, disposed in the housing and coupled to the motion and altitude sensors, to calculate activity metrics of the user, wherein the processing circuitry: calculates a motion metric using the data which is representative of motion of the user,calculates an altitude metric using the data which is representative of the change in altitude of the user, andcalculates at least one sleep metric of the user. 2. The portable activity monitoring device of claim 1 wherein the processing circuitry automatically determines a sleep mode of the user using the data which is representative of motion of the user and, in response, calculates the at least one sleep metric of the user. 3. The portable activity monitoring device of claim 1 further including a physiological sensor, disposed in the housing, to generate data which is representative of physiological information of the user and wherein the processing circuitry is coupled to the physiological sensor to calculate a physiological condition of the user using the data which is representative of the physiological information of the user. 4. The portable activity monitoring device of claim 1 further including a physiological sensor, disposed in the housing, to generate data which is representative of physiological information of the user and wherein the processing circuitry is coupled to the physiological sensor to calculate a blood pressure, heart rate, pulse rate and/or respiration rate of the user using the data which is representative of a physiological information of the user. 5. The portable activity monitoring device of claim 1 wherein the at least one sleep metric includes (i) an amount of time asleep, (ii) onset, duration, and/or number of awakenings while attempting to sleep, (iii) a time spent in various stages of sleep, (iv) sleep latency, and/or (v) sleep efficiency. 6. The portable activity monitoring device of claim 1 wherein the at least one sleep metric includes sleep apnea. 7. The portable activity monitoring device of claim 1 wherein the altitude metric is representative of a number of stairs or flights of stairs traversed by the user. 8. The portable activity monitoring device of claim 1 wherein the processing circuitry calculates the altitude metric using the data which is representative of the change in altitude of the user and the data which is representative of motion of the user. 9. The portable activity monitoring device of claim 8 wherein the processing circuitry calculates the altitude metric using (i) dat... | Fitbit, Inc. | G01C022/00
US08728748 | B2 | 2014-05-20 | HMGB1 and anti-HMGB1 antibodies for the prognostic of neurological disorders | 2011-03-10 | The invention relates to in vitro method for quantitating the antibodies specific for High mobility group box I (HMGB1) contained in a sample, in particular a serum sample or a cerebrospinal fluid sample obtained from a patient, and the use of this method in the prognostic and/or diagnosis of neurological disorders. These methods are in particular applicable to the monitoring of the human immunodeficiency virus (HIV) infection of a subject who is known to be infected with HIV and in the prognostic and/or diagnostic of the state of progression of Acquired immune deficiency syndrome (AIDS) or the state of progression toward AIDS, in particular the state of progression or the state of progression toward neurological disorders associated with AIDS. Finally, the invention is also about method to determine the immune deficiency or level of immune activation of a patient, in particular a HIV-infected patient. | 1. A method for quantitating the antibodies specific for High Mobility Group Box I (HMGB1) in a sample obtained from a patient comprising: a) contacting a cerebrospinal fluid sample, or both a sample of serum and a sample of cerebrospinal fluid, obtained from said patient with native HMGB1 protein or derivatives thereof; andb) quantitating the antibodies specific for High Mobility Group Box I (HMGB1) contained in said cerebrospinal fluid sample, or said both sample of serum and sample of cerebrospinal fluid. 2. The method of claim 1, wherein the patient is infected with HIV. 3. The method of claim 2, wherein the higher the level of antibodies specific for HMGB1, the higher the state of progression towards neurological disorders associated with HIV infection. 4. The method of claim 2, wherein the higher the level of antibodies specific for HMGB1, the higher the immune deficiency of the patient. 5. The method of claim 2, wherein the more persistent the level of antibodies specific for HMGB1, the higher the immune activation of the patient. 6. The method of claim 1, wherein the level of antibodies specific for HMGB1 correlates the diagnosis of the presence of neurological disorders by conventional clinical criteria. 7. The method of claim 1, further comprising quantitating the chemokine IP-10 and/or the chemokine MCP-1 in said sample. 8. The method of claim 7, wherein the higher the level of antibodies specific for HMGB1 and the higher the level of chemokine IP-10 and/or the higher the level of chemokine MCP-1, higher the state of progression towards neurological disorders associated with AIDS. 9. The method of claim 1, wherein the patient has a neurological disorders associated with a disease or disorder selected from the group consisting of diseases or disorders of infectious origin, bacterial infection, pathogen infection, viral infection, or infection by prion. 10. The method of claim 1, wherein the patient has a neurological disorders associated with a disease or disorder, the origin of which is non-infectious or the origin of which is unknown. 11. The method of claim 1, further comprising: (a) identifying volumetric changes in the basal ganglia of said patient by Magnetic Resonance Imagining measurements; and/or(b) identifying metabolic changes in the basal ganglia of said patient by calculating the serum Choline/N-acetyl Aspartate ratio (Cho/NAA). 12. The method of claim 1, wherein said patient is infected by HIV and is under retroviral therapy. 13. The method of claim 3, wherein said patient is under retroviral therapy. 14. An in vitro method for monitoring the condition of a subject who is known to be infected with HIV, comprising: a) quantitating the antibodies specific for High Mobility Group Box I (HMGB1) contained in a cerebrospinal fluid sample, or both a sample of serum and a sample of cerebrospinal fluid, by contacting said sample(s) obtained from said subject with native HMGB1 protein or derivatives thereof; andb) quant... | Institut Pasteur | G01N033/53 G01N033/536 G01N033/537 G01N033/564
US09002436 | B2 | 2015-04-07 | Method and system for ablation catheter and circumferential mapping catheter tracking in fluoroscopic images | 2012-09-19 | A method and system for tracking an ablation catheter and a circumferential mapping catheter in a fluoroscopic image sequence is disclosed. Catheter electrode models for the ablation catheter and the circumferential mapping catheter are initialized in a first frame of a fluoroscopic image sequence based on user inputs. The catheter electrode models for the ablation catheter and the circumferential mapping catheter are then tracked in each remaining frame of the fluoroscopic image sequence. In each remaining frame, candidates of catheter landmarks such as the catheter tip, electrodes and body points are detected for the ablation catheter and the circumferential mapping catheter, tracking hypotheses for the catheter electrode models are generated, and for each of the ablation catheter and the circumferential mapping catheter, the catheter electrode model having the highest probability score is selected from the generated tracking hypotheses. | 1. A method for tracking at least one of an ablation catheter and a circumferential mapping catheter in a fluoroscopic image sequence, comprising: initializing a catheter electrode model of one of an ablation catheter and a circumferential mapping catheter in a first frame of a fluoroscopic image sequence based on input locations of a plurality of electrodes of the one of the ablation catheter and the circumferential mapping catheter in the first frame, wherein the catheter electrode model in the first frame comprises a plurality of template points corresponding to locations of the electrodes of the one of the ablation catheter and the circumferential mapping catheter in the first frame; andtracking the catheter electrode model of the one of the ablation catheter and the circumferential mapping catheter in a second frame of the fluoroscopic image sequence by: detecting catheter landmark candidates in a second frame of the fluoroscopic image sequence using at least one trained catheter landmark detector, wherein the catheter landmark candidates include electrode candidates;generating a plurality of tracking hypotheses for the catheter electrode model of the one of the ablation catheter and the circumferential mapping catheter in the second frame based on the detected catheter landmark candidates and the catheter electrode model initialized in the first frame by translating each of the plurality of template points of the catheter electrode model initialized in the first frame to each of the detected electrode candidates in the second frame; andselecting one of the tracking hypotheses as the catheter electrode model of the one of the ablation catheter and the circumferential mapping catheter in the second frame, wherein the selected tracking hypothesis defines the catheter electrode model; wherein the catheter electrode model provides locations of the plurality of electrodes of the one of the ablation catheter and the circumferential mapping catheter in the second frame. 2. The method of claim 1, wherein the one of the ablation catheter and circumferential mapping catheter comprises the ablation catheter and the step of initializing a catheter electrode model of one of an ablation catheter and a circumferential mapping catheter in a first frame of a fluoroscopic image sequence based on input locations of a plurality of electrodes of the one of the ablation catheter and the circumferential mapping catheter in the first frame comprises: initializing a catheter electrode model of the ablation catheter based on input ablation catheter electrode locations and an input ablation catheter tip location. 3. The method of claim 2, wherein the step of detecting catheter landmark candidates in a second frame of the fluoroscopic image sequence using at least one trained catheter landmark detector comprises: detecting ablation catheter electrode candidates in the second frame using a trained electrode detector; anddetecting ablation catheter tip candidates in th... | Siemens Aktiengesellschaft | A61B005/05 G06K009/62 A61B006/12 G06T007/20 A61B006/00 A61B018/14 A61B018/00 A61B019/00
US09155908 | B2 | 2015-10-13 | Simultaneous multi-modality inverse optimization for radiotherapy treatment planning | 2011-04-27 | When performing multimodal radiotherapy planning, an optimizer (36) concurrently optimizes a combined treatment plan that employs an intensity modulated radiotherapy (IMRT) device (30) and an intensity modulated proton therapy (IMPT) that respectively generate a photon beam and an ion beam for treating a volume of interest (18) in a patient (34). A simulator (40) iteratively generates multiple variations of a simulation model (44) according to optimization parameters that are varied by the optimizer (36) until the simulation model (44) satisfies user-entered treatment objective criteria (48) (e.g., maximum dose, does placement, etc.) | 1. A system that facilitates optimization of a multimodal radiation therapy plan employing both photon beam and ion beam radiation treatments, including: an input graphical user interface (GUI) that includes:a display on which is presented to the user information related to one or more radiation treatment plan simulation models;an optimizer configured to concurrently optimize dose delivery from a photon therapy device and an ion therapy device in one or more combined simulation models by iteratively adjusting a plurality of optimization parameters for both of the photon therapy device and the ion therapy device during simulation; anda simulator configured to generate the one or more combined simulation models according to the optimization parameters;wherein the system is further configured to display on the display one or more optimized combined simulation models. 2. The system according to claim 1, wherein the optimizer identifies an optimal combined simulation model that satisfies predefined radiation treatment objective criteria. 3. The system according to claim 1, further including: a diagnostic scanner that acquires image data of a volume of interest in a patient to be treated using a combined photon and ion radiation treatment; anda reconstruction processor that reconstructs the acquired image data into one or more images that are used by the simulator to identify contours of the patient and the volume of interest to be treated. 4. The system according to claim 1, wherein the ion therapy device emits one of a hydrogen ion beam, a proton beam, a carbon ion beam, or other ion beam. 5. The system according to claim 1, wherein the optimal simulation model represents a combined photon and ion treatment that destroys the volume of interest with a minimum combined radiation dose outside the volume of interest relative to other simulation models. 6. The system according claim 1, wherein the optimal combined simulation model is presented to the user on the display. 7. The system according to claim 1, further comprising a system processor that generates one or more dose volume histogram graphs (DVHs) that are presented to the user on the display. 8. The system according to claim 1, wherein the photon beam and the ion beam are one of pencil beams and Monte Carlo-modeled beams, and wherein the one or more combined simulation models comprise a plurality of regions of interest that cover the entire volume of interest. 9. The system according to claim 1, wherein the optimization parameters include one or more of: beam trajectory;dose delivery;distance to the volume of interest;beam intensity;dose per unit of time;beam placement on or within the volume of interest;machine characteristics;biological efficiency; andcontours of the volume of interest or patient. 10. The system according to claim 1, further including an input device via which a user inputs radiation treatment objective criteria for a radiation treatment plan. 11. The system according... | Koninklijke Philips N.V. | A61B005/05 A61N005/10 G06F019/00 A61B005/00 A61B005/055
US08412299 | B2 | 2013-04-02 | Biological information measurement device capable of accurately conducting measurement, that can safely be used | 2009-12-23 | A biological information measurement device is constituted of an upper cover and a lower cover and a main body portion. Then, the upper cover and the lower cover are assembled such that they partially overlap with each other. A fingertip insertion portion is formed of a holding member, on which a substrate and a line of the main body portion are placed. By covering the whole main body by assembling the upper cover and the lower cover, the substrate and the line of the main body portion arranged on a side surface of the main body in the inside cannot externally be seen. | 1. A biological information measurement device provided with a light emission portion for emitting light to an inserted fingertip and a light reception portion for receiving transmitted light, comprising: a first holding portion;a second holding portion forming a fingertip insertion recess together with said first holding portion, wherein a fingertip is to be inserted into the recess, the second holding portion is opposed to the first holding portion with said fingertip insertion recess lying therebetween, and the second holding portion being capable of relative displacement with respect to the first holding portion in a direction of opening and closing of a fingertip insertion port of said fingertip insertion recess; anda restriction member for restricting relative displacement of said first and second holding portions to avoid any exposed gap between the first holding portion and the second holding portion, except for the fingertip insertion port of said fingertip insertion recess, forming around the fingertip insertion port of said fingertip insertion recess when said fingertip insertion portion is opened. 2. The biological information measurement device according to claim 1, wherein said first holding portion is constituted of a first holding member and a first housing provided to cover said first holding member,said second holding portion is constituted of a second holding member and a second housing provided to cover said second holding member,an electronic component implementing said light emission portion is provided in at least one of said first and second holding members, andan electronic component implementing said light reception portion is provided in at least one of said first and second holding members. 3. The biological information measurement device according to claim 1, wherein each of said first and second holding portions has side portions arranged on respective sides of said fingertip insertion portion,the side portions of said first holding portion overlap with the side portions of said second holding portion when said fingertip insertion portion is closed, andsaid restriction member restricts relative displacement of said first and second holding portions at a position where such a state that the side portions of said first holding portion and the side portions of said second holding portion overlap with each other when said fingertip insertion portion is opened is maintained. 4. The biological information measurement device according to claim 1, wherein said first holding portion includes a wall portion extending across said fingertip insertion recess. 5. A biological information measurement device provided with a light emission portion for emitting light to an inserted fingertip and a light reception portion for receiving transmitted light, comprising: a first holding portion;a second holding portion forming with said first holding portion a fingertip insertion recess to receive a fingertip, the second holding portion... | Nintendo Co., Ltd. | A61B005/1455
US08406867 | B2 | 2013-03-26 | Balloon sizing of valve annulus for percutaneous valves | 2010-02-16 | Balloon sizing of valve annulus for percutaneous valves. In at least one embodiment of a device to size a valve annulus of the present disclosure, the device comprises an elongated body extending from a proximal end to a distal end and having a lumen therethrough, a balloon positioned along the elongated body at or near the distal end, a detector and a pressure transducer positioned along the elongated body within the balloon, and a suction/infusion port defined within the elongated body within the balloon. | 1. A method to size a valve annulus, the method comprising the steps of: introducing at least part of a sizing device into a luminal organ at a valve annulus, the sizing device having a detector and a pressure transducer within a balloon positioned thereon;inflating the balloon until a threshold pressure is detected by the pressure transducer within the balloon;obtaining a first valve annulus measurement using the detector; andwithdrawing the sizing device from the luminal organ. 2. The method of claim 1, further comprising the steps of positioning a stent valve upon the balloon;reintroducing at least part of the sizing device into the luminal organ at the valve annulus; andreinflating the balloon to the first valve atmulus measurement to place the stent valve within the valve annulus. 3. The method of claim 2, further comprising the step of: rewithdrawing the sizing device from the luminal organ. 4. The method of claim 1, wherein the sizing device further comprises a catheter having a lumen therethrough and defining a suction/infusion port within the catheter within the balloon. 5. The method of claim 4, wherein the step of inflating the balloon comprises introducing a fluid into the lumen of the catheter, through the suction/infusion port, and into the balloon. 6. The method of claim 5, wherein the step of withdrawing the sizing device comprises removing fluid from the balloon, through the suction/infusion port, and into the lumen of the catheter, to deflate the balloon. 7. The method of claim 1, wherein the detector comprises two detection electrodes positioned in between two excitation electrodes, the excitation electrodes capable of producing an electric field to facilitate a conductance measurement of a fluid within the balloon. 8. The method of claim 7, wherein the step obtaining a first valve annulus measurement comprises obtaining a balloon cross sectional area using the detector. 9. The method of claim 1, wherein the step of obtaining a first valve annulus measurement comprises measuring a balloon cross-sectional area using the detector when the threshold pressure is present within the balloon. 10. The method of claim 9, wherein the balloon cross-sectional area is determined from a conductance measurement of a fluid present within the balloon obtained by the detector, a known conductivity of the fluid, and a known distance between two detection electrodes of the detector. 11. The method of claim 1, wherein the step of inflating the balloon comprises injecting a solution having a known conductivity into the balloon. 12. The method of claim 11, wherein the step of obtaining a first valve annulus measurement comprises measuring a cross-sectional area based in part of the conductivity of the fluid and a conductance value obtained using the detector. 13. A method to size a valve annulus, comprising the steps of: introducing at least part of a sizing device into a luminal organ at a valve annulus, the sizing device having a detect... | DTherapeutics, LLC | A61B005/05 A61B005/117 A61B005/103 A61B005/00
US08391946 | B2 | 2013-03-05 | Device and method for accurately measuring concentration of blood component | 2010-05-07 | In a measurement computation device arranged in a measurement device, an elapse of a predetermined time is detected after acceleration of perspiration, and a concentration of a first component in the perspiration obtained thereafter is converted to concentration of the first component in blood. | 1. A blood component concentration measurement device comprising: a perspiration accelerating unit arranged to accelerate perspiration from a measurement site of a body;a first measurement unit arranged to measure a concentration in the perspiration of a first component contained in the perspiration from the measurement site;a detecting portion arranged to detect an elapse of a predetermined time after acceleration of the perspiration; anda converting portion arranged to convert the concentration in the perspiration of the first component contained in the perspiration from the measurement site after elapse of the predetermined time to concentration of the first component in blood of the body; whereinthe detecting portion includes: a calculating portion arranged to calculate a rate of change of the concentration of the first component in the perspiration, anda determining portion arranged to compare the rate of change and a threshold value and to determine the elapse of the predetermined time when the rate of change is smaller than the threshold value. 2. The blood component concentration measurement device according to claim 1, wherein the first component is sugar. 3. A blood component concentration measurement device comprising: a perspiration accelerating unit arranged to accelerate perspiration from a measurement site of a body;a first measurement unit arranged to measure a concentration in the perspiration of a first component contained in the perspiration from the measurement site;a second measuring unit arranged to measure a concentration in the perspiration of a second component, different from the first component, contained in the perspiration from the measurement site;a detecting portion arranged to detect an elapse of a predetermined time after acceleration of the perspiration; anda converting portion arranged to convert the concentration in the perspiration of the first component contained in the perspiration from the measurement site after elapse of the predetermined time to concentration of the first component in blood of the body; whereinthe detection portion includes: a calculating portion arranged to calculate a rate of change of the concentration of the second component in the perspiration, anda determining portion arranged to compare the rate of change and a threshold value and to determine the elapse of the predetermined time when the rate of change is smaller than the threshold value. 4. The blood component concentration measurement device according to claim 3, wherein the second component is a component in which the change in concentration in the perspiration and the change in concentration in the blood are not related. 5. The blood component concentration measurement device according to claim 3, wherein the first component is sugar, and the second component is at least one of glutamic acid, lysine, glutamine, asparagine acid, calcium, and potassium. 6. A blood component measurement method performed by a blood component ... | Omron Healthcare Co., Ltd. | A61B005/145
US08417325 | B2 | 2013-04-09 | Differentiating decompensation detection based on co-morbidities in heart failure | 2008-10-10 | This document discusses, among other things, a system comprising a sensor signal processor configured to receive a plurality of electrical sensor signals produced by a plurality of sensors and at least one sensor signal produced by an implantable sensor, a memory that includes information indicating a co-morbidity of a subject, a sensor signal selection circuit that selects a sensor signal to monitor from among the plurality of sensor signals, according to an indicated co-morbidity, a threshold adjustment circuit that adjusts a detection threshold of the selected sensor signal according to the indicated co-morbidity, and a decision circuit that applies the adjusted detection threshold to the selected sensor signal to determine whether an event associated with worsening heart failure (HF) occurred in the subject and outputs an indication of whether the event associated with worsening HF occurred to a user or process. | 1. A system comprising: a sensor signal processor configured to receive a plurality of electrical sensor signals produced by a plurality of sensors and at least one sensor signal produced by an implantable sensor;a memory, including information indicating a co-morbidity of a subject;a sensor signal selection circuit, in electrical communication with the sensor signal processor, configured to select a sensor signal to monitor from among the plurality of sensor signals, according to an indicated co-morbidity;a threshold adjustment circuit configured to adjust a detection threshold of the selected sensor signal according to the indicated co-morbidity, wherein the threshold adjustment circuit includes a weighting circuit configured to change a weighting that a selected sensor signal is accorded in a HF event determination based on the indicated co-morbidity; anda decision circuit configured to apply the adjusted detection threshold to the selected sensor signal to determine whether an event associated with worsening heart failure (HF) occurred in the subject, and to output an indication of whether the event associated with worsening HF occurred to a user or process. 2. The system of claim 1, wherein the weighting circuit is configured to change the weighting that the sensor signal is accorded based on both the co-morbidity and severity information. 3. The system of claim 2, wherein the threshold adjustment circuit includes a severity index circuit configured to calculate a severity index for the subject using the co-morbidity and severity data; and wherein the weighting circuit is configured to change the weighting that the sensor signal is accorded based on the severity index. 4. The system of claim 2, wherein the weighting circuit is configured to use the co-morbidity and severity information to weight a first sensor signal differently than a second sensor signal. 5. The system of claim 1, wherein the memory includes information indicating a cardiovascular condition of the subject, and wherein the threshold adjustment circuit is configured to adjust a detection threshold of the selected sensor signal according to the indicated cardiovascular condition. 6. The system of claim 1, wherein the decision circuit is configured to determine whether the event associated with worsening HF occurred when a change in a measurement derived from a sensor signal differs from an established measurement baseline value by more than a detection threshold change value, and wherein the threshold adjustment circuit is configured to decrease the detection threshold change value based on an indicated co-morbidity. 7. The system of claim 1, including a plurality of sensors, each sensor configured to produce an electrical sensor signal that includes physiologic information of a subject, and wherein at least one of the sensors is implantable, and wherein the weighting circuit is configured to change a weighting that one or more of the electrical sensor signals is accord... | Cardiac Pacemakers, Inc. | A61B005/04
US08428685 | B2 | 2013-04-23 | System and method for magnetically maneuvering an in vivo device | 2008-05-15 | A method for controlling movement of an imaging device in vivo, the method comprising the steps of providing an imaging device having a longitudinal axis and a magnetic component, said device to be inserted into a patient's body; providing a rotating magnetic field outside the patient's body; and advancing the rotating magnetic filed along the patient's body in a desired direction. | 1. A method for controlling movement of an imaging capsule in vivo, the method comprising the steps of: providing an in-vivo imaging capsule having a magnetic component, wherein the magnetic component's position within or on the imaging capsule does not coincide with the center of mass of said imaging capsule;inserting said imaging capsule into a patient's body; andproviding a rotating magnetic field outside the patient's body to change the position and orientation of the imaging capsule in order to roll said in-vivo imaging capsule about the center of mass to thereby advance said imaging capsule in a somersault movement, in a desired direction, in the patients body. 2. The method according to claim 1 comprising controlling parameters of the rotating magnetic field. 3. The method according to claim 2 comprising controlling parameters of the rotating magnetic field based on input from the imaging capsule. 4. An in-vivo imaging system comprising: an imaging capsule having a magnetic component, wherein the magnetic components position within or on the imaging capsule does not coincide with the center of mass of said imaging capsule, said capsule to be inserted into a patient's body; anda magnetic field generator for generating a rotating magnetic field outside the patient's body; wherein the magnetic field generator is provided with control means to change the position and orientation of the imaging capsule in order to roll said in-vivo imaging capsule about the center of mass to thereby advance said imaging capsule in a somersault movement, substantially in a desired direction. 5. The system as claimed in claim 4, wherein the control means comprises a position control unit linked to a computer. 6. The system as claimed in claim 5, wherein the position control unit is operable to control parameters of the rotating magnetic field. 7. The system as claimed in claim 6, wherein the computer is configured to receive input signals from the imaging capsule, and wherein the position control unit is operable to control parameters of the rotating magnetic field based on the input signals from the imaging capsule. | Given Imaging Ltd. | A61B005/00
US08412329 | B2 | 2013-04-02 | Hemostasis valve and guidewire pacing system | 2009-04-13 | Systems and methods for temporarily pacing a patient's heart are provided. One system includes a hemostasis valve with an adjustable electrical connection, the adjustable electrical connection having one or more adjustable contacts. The adjustable contacts have a first, radially expanded configuration and a second, radially constricted configuration. In the radially constricted configuration, the adjustable contacts are configured to pierce through a layer of an elongate medical device that is disposed in the hemostasis valve. The elongate medical device has a distal electrode and a conductor extending along a portion of the elongate medical device. The adjustable contacts pierce through and make contact with the conductor, providing an electrical pathway to the distal electrode. Also provided are vascular access systems including hemostasis valve and a guide catheter, guide wire torquers with adjustable contacts and methods of temporarily pacing a patient's heart. | 1. A vascular access system comprising: a guide catheter having a distal portion and a proximal end, an electrode disposed on the distal portion, a first electrical contact disposed on the proximal end, a first lumen extending between the distal portion and the proximal end, and a first conductor extending between the electrode and the first electrical contact;a hemostasis valve having a valve body including a distal end and a proximal end, a second lumen extending between the distal and proximal ends, a valve disposed in the lumen, a second electrical contact disposed on the distal end and a second conductor connecting the second electrical contact with a proximal portion of the valve body;wherein the guide catheter proximal end and the hemostasis valve distal end are removably connected to one another;wherein the first and second electrical contacts are electrically coupled to one another, forming an electrical pathway between the hemostasis valve and the electrode;wherein the first and second lumens are fluidly connected to one another, forming a fluid pathway; andwherein the fluid pathway is fluidly and electrically isolated from the first and second conductors, the first and second electrical contacts and the electrode. 2. The vascular access system of claim 1, further comprising a first set of threads disposed on an outer surface of a proximal portion of the guide catheter, and a female threaded member disposed on the hemostasis valve with a second set of threads disposed on an inner surface of the female threaded member, the first and second sets of threads configured to mechanically engage one another to removably connect the guide catheter and the hemostasis valve to one another. 3. The vascular access system of claim 1, wherein the first contact is located on a proximal face of the guide catheter and the second contact is located on a distal face of the hemostasis valve and wherein bringing the faces into contact provides an electrical contact between the first and second contacts. 4. The vascular access system of claim 1, wherein a seal is disposed between the proximal end of the guide catheter and the distal end of the hemostasis valve, facilitating the fluid and electrical isolation of the fluid pathway from the first and second conductors, the first and second electrical contacts and the electrode. 5. The vascular access system of claim 1, wherein the first electrical contact is a continuous electrically conductive surface. 6. The vascular access system of claim 5, wherein the continuous electrically conductive surface comprises a continuous ring of electrically conductive material that is attached to or embedded in the proximal end of the guide catheter. 7. The vascular access system of claim 1, wherein the second electrical contact is a continuous electrically conductive surface. 8. The vascular access system of claim 7, wherein the continuous electrically conductive surface comprises a continuous ring of electrically condu... | Cardiac Pacemakers, Inc. | A61B005/04 A61B005/00 A61B019/00 A61B018/18 A61N001/30 A61N001/00 A61M025/00 A61M025/16 A61M025/18 A61M039/00 A61M039/10
US08401606 | B2 | 2013-03-19 | Nuisance alarm reductions in a physiological monitor | 2006-10-16 | A method and apparatus for controlling alarms in a medical diagnostic apparatus where an alarm is generated when a measured value for a physiological parameter is outside a specified range. The method continuously calculates a baseline value, and establishes dynamic thresholds that are related to and continuously track the baseline value. The method determines the amount of time the measured value is past the dynamic threshold, and the amount by which the threshold is passed. Alarms are triggered based upon a combination of the amount of time and the amount by which the threshold is passed. Preferably, the combination is an integral or some function of an integral. | 1. A method of operating a medical device, comprising: acquiring measurements of a physiological parameter;establishing at least one dynamic alarm threshold based on a dynamically calculated baseline of the measurements; andtriggering an alarm when the measurements exceed the dynamic alarm threshold. 2. The method of claim 1, comprising establishing a dynamic high alarm threshold and a dynamic low alarm threshold based on the dynamically calculated baseline of the measurements. 3. The method of claim 1, wherein establishing the at least one dynamic alarm threshold comprises: calculating a dynamic baseline value; andadding a specified value to or subtracting a specified value from the dynamic baseline value. 4. The method of claim 1, wherein establishing the at least one alarm threshold comprises offsetting the dynamically calculated baseline. 5. A method of operating a medical device, comprising: acquiring measurements of a physiological parameter;determining a dynamic baseline of the measurements;establishing at least one dynamic alarm threshold based on the dynamic baseline;calculating an integral of a difference between a current measurement and the dynamic alarm threshold when the current measurement exceeds the dynamic alarm threshold; andtriggering an alarm when the integral exceeds an integral threshold. 6. The method of claim 5, wherein determining the dynamic baseline of the measurements comprises calculating a baseline value that varies slower than the measurements. 7. The method of claim 5, wherein determining the dynamic baseline of the measurements comprises low-pass filtering, running median filtering, infinite impulse response filtering, or finite impulse response filtering, or a combination thereof. 8. The method of claim 5, comprising establishing a dynamic high alarm threshold and a dynamic low alarm threshold based on the dynamic baseline of the measurements. 9. The method of claim 5, wherein establishing the at least one dynamic alarm threshold comprises at least one of adding a specified value to or subtracting a specified value from the dynamic baseline. 10. The method of claim 5, wherein establishing the at least one alarm threshold comprises calculating an offset dynamic baseline. 11. The method of claim 5, wherein the integral threshold comprises at least one of a default value or a user defined value. 12. The method of claim 5, comprising clearing the alarm when the current measurement no longer exceeds the alarm threshold. 13. The method of claim 12, wherein clearing the alarm comprises clearing the alarm at a fading rate greater than a build-up rate. 14. The method of claim 5, wherein the measurements of a physiological parameter comprise at least one of a pulse rate measurement and an oxygen saturation measurement. 15. The method of claim 5, wherein triggering an alarm comprises at least one of sounding an audible alarm or displaying a visual alarm. 16. One or more tangible, machine readable media, comp... | Covidien LP | A61B005/1455 A61B005/00
US08401604 | B2 | 2013-03-19 | Apparatus and methods for non-invasive measurement of a substance within a body | 2008-04-11 | Embodiments of the present system and methods measure a concentration of a substance, such as glucose, in a body. The present embodiments measure a first amount of infrared (IR) radiation absorbed or emitted from the body in a first wavelength band, and a second amount of IR radiation absorbed or emitted from the body in a second wavelength band. The present embodiments also measure a temperature at a surface of the body and an ambient temperature. A normalized ratio parameter is calculated from the four measurements, and the concentration of the substance in the body is calculated by correlating the normalized ratio parameter with the body surface temperature and the ambient temperature using an empirically derived lookup table. Also disclosed are methods for creating the empirically derived lookup table. | 1. A method for measuring a concentration of a substance in a bloodstream of a body, the method comprising the steps of: measuring a first amount of infrared (IR) radiation absorbed or emitted from the body in a first IR wavelength band in which the substance exhibits IR absorption or emission, and generating a first signal having a first radiation measurement value indicative of the first amount;measuring a second amount of IR radiation absorbed or emitted from the body in a second IR wavelength band different from the first IR wavelength band and including wavelengths in which the substance exhibits no more than negligible IR absorption or emission, and generating a second signal having a second radiation measurement value indicative of the second amount;measuring a temperature of a surface on the body and generating a third signal having a third value indicative of the temperature of the surface;measuring an ambient temperature and generating a fourth signal having a fourth value indicative of the ambient temperature;providing a memory device in which is stored an empirically-derived look-up table containing data correlating values for the concentration of the substance in the bloodstream with (a) ambient temperature values, (b) body surface temperature values, and (c) normalized radiation parameter ratio values, each of which is determined by the ratio of (1) a radiation parameter value in the first IR wavelength band normalized against a first blackbody radiation parameter value in the first IR wavelength band to (2) a radiation parameter value in the second IR wavelength band normalized against a second predetermined blackbody radiation parameter value in the second IR wavelength band;providing a processor configured to receive the first, second, third, and fourth signals, the processor being operably associated with the memory device so as to access the lookup table therefrom; andoperating the processor to (a) normalize the first radiation measurement value against the first predetermined blackbody radiation value, (b) normalize the second radiation measurement value against the second predetermined blackbody radiation value, (c) calculate a normalized radiation parameter ratio value as the ratio of the normalized first radiation measurement value to the normalized second radiation measurement value, (d) correct the normalized radiation parameter ratio value using the third and fourth values to obtain a corrected normalized radiation parameter ratio value, and (e) determine from the lookup table the concentration of the substance in the bloodstream correlated with the corrected normalized radiation parameter ratio value. 2. The method of claim 1, wherein the second IR wavelength band is the entire far IR spectrum in which the body emits and absorbs IR radiation. 3. The method of claim 1, wherein the second IR wavelength band is an IR wavelength band or bands in which the substance exhibits no more than negligible emission and absorption ... | Glucovista, LLC | A61B005/1455 A61B006/00
US08428702 | B2 | 2013-04-23 | Methods and devices for relieving stress | 2011-06-28 | Easy to use, cost-effective methods and devices for evaluating and treating stress and thereby disorders caused or exacerbated by stress are provided. More particularly methods and devices for identifying RSA waves during respiration which provide a subject with real-time RSA wave information are provided. These methods and devices also can be used to identify drop points in RSA waves. Such methods and devices provide subjects with the ability to maintain parasympathetic outflow and thereby prevent and/or reduce levels of stress. | 1. A handheld, portable biofeedback device for reducing stress in a human subject comprising: a housing;a PPG sensor, wherein the photoplethysmograph (PPG) sensor generates data from the human subject;a control system coupled to the PPG sensor; anda display screen, wherein said device functions while grasped between the subject's thumb and forefinger;wherein the control system is configured to display on the display screen an error message alerting the human subject to stop squeezing the device and start to relax the thumb when a pressure applies by the thumb on the device exceeds a predetermined value. 2. The device of claim 1, wherein the PPG sensor is configured to contact the subject's forefinger. 3. The device of claim 2, wherein the control system is configured to process data from the human subject for output to the display screen, wherein the output data provides the human subject with information associated with the human subject's stress level. 4. The device of claim 2, wherein the control system is configured to process data from the human subject for output to the display screen, wherein the output data provides the human subject with information associated with a drop point of at least one respiratory sinus arrhythmia wave. 5. The device of claim 4, wherein the information is visual. 6. The device of claim 4, wherein the information is auditory. 7. The device of claim 4, wherein the information is used to prompt the subject to begin exhalation. 8. The device of claim 4, wherein the information is provided to the subject in substantially real time. 9. The device of claim 4, wherein the device further comprises a breathing metronome capable of being activated by a subject, wherein the breathing metronome is programmed to deactivate after a predetermined period of time. 10. The device of claim 4, wherein the device is configured to extract information related to respiration of a subject. 11. The device of claim 4, wherein the information related to respiration includes rate, rhythm and volume. 12. The device of claim 4, wherein the housing includes a power source. 13. The device of claim 4, wherein power is provided by an A/C source. | Respironics, Inc. | A61B005/08
US11123010 | B2 | 2021-09-21 | Apparatus and method for prediction of rapid symptomatic blood pressure decrease | 2010-12-22 | A monitoring arrangement 100 is configured to predict a rapid symptomatic drop in a subject's blood pressure, e.g. during a medical treatment or when operating aircraft. To this aim, a pulse shape parameter (pps) with respect to a peripheral body part (105) of the subject (P) is repeatedly registered by means of a pulse oximetry instrument (110) adapted to detect light response variations in blood vessels. A respective pulse magnitude measure is calculated based on each of a number of received pulse shape parameters (pps), and a statistical dispersion measure is calculated based on the thus-calculated pulse magnitude measure. It is investigated whether or not the statistical dispersion measure fulfils a decision criterion relative to a reference measure. An output signal (α) is generated if the decision criterion is found to be fulfilled. | 1. A monitoring arrangement for predicting a symptomatic blood pressure decrease in a subject, the monitoring arrangement comprising: a pulse recording apparatus configured to repeatedly register a pulse shape parameter in a peripheral body part of the subject based on a pulse signal, wherein each registered pulse shape parameter is a sequence of signal values in a respective time window representing a segment in the pulse signal, wherein the pulse recording apparatus comprises a pulse oximetry instrument configured to register the pulse shape parameter based on light response variations in at least one blood vessel of the subject, anda control unit configured to receive a plurality of pulse shape parameters registered by the pulse recording apparatus, wherein each received pulse shape parameter represents a different sequence of signal values, the control unit comprising a processing unit configured to: calculate, during a measurement period, a plurality of pulse magnitude measures based on the plurality of pulse shape parameters, each calculated pulse magnitude measure based on a different received pulse shape parameter registered by the pulse recording apparatus,determine whether at least one of the plurality of calculated pulse magnitude measures fulfils a pulse magnitude decision criterion relative to a predetermined pulse magnitude reference measure,calculate a statistical dispersion measure from the plurality of calculated pulse magnitude measures, wherein the statistical dispersion measure represents variability of a sequence of pulse magnitude measures in the plurality of calculated pulse magnitude measures,determine whether the calculated statistical dispersion measure based on the plurality of pulse magnitude measures fulfils a statistical measure decision criterion relative to a reference predetermined statistical dispersion measure, andgenerate a relative magnitude output signal indicating a prediction of a symptomatic blood pressure decrease in the subject in response to the plurality of pulse magnitude measures fulfilling a pulse magnitude decision criterion relative to a pulse magnitude reference measure,and generate magnitude variation output signal indicating a prediction of a symptomatic blood pressure decrease in the subject in response to the calculated statistical dispersion measure based on the plurality of pulse magnitude measures fulfilling the statistical measure decision criterion relative to the reference predetermined statistical dispersion measure, wherein the relative magnitude output signal and the magnitude variation output signal each comprise an alarm triggering signal prompting performance of at least automatic actions, wherein fulfilment of the statistical measure decision criterion indicates a different physiological condition of the subject than fulfilment of the pulse magnitude decision criterion,andwherein the monitoring arrangement is connected to a dialysis machine comprising one or more systems in the d... | Gambro Lundia AB | A61B005/00 A61B005/021 A61B005/024 A61M001/36 A61B005/0205 A61M001/30 A61B005/053
US09237856 | B2 | 2016-01-19 | Light detecting apparatus and fluid measuring apparatus | 2010-06-24 | A light detecting apparatus includes: a first photoelectric conversion element unit (110) and a second photoelectric conversion element unit (120) each of which converts input light to an electric current and output it; an optical current transducer unit (100) for outputting, as a detected current, a differential current between an electric current outputted by the first photoelectric conversion element unit and an electric current outputted by the second photoelectric conversion element unit; and a first current/voltage converting unit (200) for amplifying the detected current outputted from the optical current transducer unit, converting it to a voltage signal, and outputting the voltage signal. | 1. A light detecting apparatus for detecting a signal light component included in input light, said light detecting apparatus comprising: an optical current transducer unit which includes first and second photoelectric conversion element units each converting the input light to an electric current and outputting it, and which outputs a differential current between an electric current outputted by the first photoelectric conversion element unit and an electric current outputted by the second photoelectric conversion element unit as a detected current; anda first current/voltage converting unit which amplifies the detected current outputted from said optical current transducer unit, converts it to a voltage signal, and outputs the voltage signal, whereinthe first and second photoelectric conversion element units are connected in series such that cathodes thereof or anode thereof are connected to each other, anda connection point between the first and second photoelectric conversion element units connected in series is floating. 2. The light detecting apparatus according to claim 1, wherein said optical current transducer unit has first and second terminals which are connected to both ends of the first and second photoelectric conversion element units, respectively, andsaid first current/voltage converting unit has:a fully differential amplifier having a positive input terminal connected to the first terminal, a negative input terminal connected to the second terminal, a negative output terminal for inverting, amplifying, and outputting a signal inputted to the positive input terminal, and a positive output terminal for inverting, amplifying, and outputting a signal inputted to the negative input terminal;a first negative feedback resistor connected between the positive input terminal and the negative output terminal;a second negative feedback resistor connected between the negative input terminal and the positive output terminal; andan amplifier for amplifying a difference between a signal outputted from the positive output terminal and a signal outputted from the negative output terminal and for outputting it as a voltage signal. 3. A fluid measuring apparatus comprising: an irradiating unit for irradiating a test object with light;said light detecting apparatus according to claim 1, to which light from the test object due to the irradiated light is inputted as the input light; anda calculating unit for calculating fluid information about a fluid in the test object on the basis of the voltage signal outputted by said first current/voltage converting unit. 4. A fluid measuring apparatus comprising: an irradiating unit for irradiating a test object with light;said light detecting apparatus according to claim 2, to which light from the test object due to the irradiated light is inputted as the input light; anda calculating unit for calculating fluid information about a fluid in the test object on the basis of the voltage signal outputted by said f... | PIONEER CORPORATION | A61B008/00 A61B005/026 G01F001/66 G01P005/26 G01S017/58
US09545223 | B2 | 2017-01-17 | Functional near infrared spectroscopy imaging system and method | 2012-11-28 | Disclosed is a functional NIRS imaging system including an elastomeric cap, a set of transmit optical fibers and a set of receive optical fibers terminating on the inside surface of the elastomeric cap. A pair of light sources combines to produce a collimated light beam at two wavelengths. An optical modulation system, converts the light beam into a plurality of probe light beams, modulates the plurality of probe light beams and directs each probe light beam into a transmit fiber. An optical detection system accepts scattered photons from subcutaneous tissue underneath the elastomeric cap as a plurality of collected light beams and converts them into a time series of electronic images, stores the electronic images into the memory and processes the electronic images using. The system displays the resulting image on a display as a hemoglobin oxygen saturation map. | 1. A system for imaging of subcutaneous tissue comprising: a first processor;a first light source, connected to the first processor, producing a first light beam;a second light source, connected to the first processor, producing a second light beam;an optical combiner, receiving the first light beam and the second light beam, and producing a third light beam;a modulator, connected to the first processor, receiving the third light beam and producing a plurality of probe light beams;a set of input fibers, receiving the plurality of probe light beams;each probe light beam of the plurality of probe light beams directed to a corresponding fiber of the set of input fibers;a cap, adjacent the subcutaneous tissue, having an input set of locations and a set of output locations, connected to the set of input fibers;each fiber of the set of input fibers corresponding to an input location of the set of input locations;a set of output fibers, connected to the cap, receiving a plurality of reflected light beams from the subcutaneous tissue;each fiber of the set of output fibers corresponding to an output location of the set of output locations;an optical detector array, connected to the processor and the set of output fibers, converting the plurality of reflected light beams into a set of signals;the processor programmed to: convert the set of signals into a time series of electronic images;convert the time series of electronic images into a set of hemoglobin oxygen saturation level maps;a modulation controller to programmed to modulate optical elements of the modulator to control light intensity of the multiple portions of the third light beam;wherein the modulator further comprises a spatial light modulator and an optical lens, the spatial light modulator further comprises a MEMS digital mirror device, and the MEMS digital mirror device comprises a controllable two-dimensional ray of MEMS mirrors; and,wherein the modulation controller is further programmed to modulate the spatial light modulator to transmit and apply the third light beam to a bidirectional fiber bundle that is formed from the set of input fibers and the set of output fibers and is further programmed to modulate the spatial light modulator to receive and redirect the reflected light beams that are collected by the bidirectional fiber bundle into the optical detector array. | BOARD OF REGENTS, THE UNIVERSITY OF TEXAS SYSTEM | A61B005/1455 A61B005/00
US09420955 | B2 | 2016-08-23 | Intravascular temperature monitoring system and method | 2012-10-08 | A system for monitoring one or more temperatures at a vessel wall of a vessel of a patient includes an optical fiber, an optical read-out mechanism, and a therapeutic device. The optical fiber may be deployed along an extent of the vessel and may include one or more fiber Bragg grating (FBG) temperature sensors disposed at one or more corresponding sensor locations along a length of the optical fiber. The optical read-out mechanism may be optically coupled to the optical fiber, and it may be configured to transmit light into the optical fiber and detect light reflected from the one or more FBG temperature sensors. The detected light reflected from the one or more FBG temperature sensors may encode local temperatures at each of the one or more corresponding sensor locations. The therapeutic device may be configured for performing a therapeutic procedure to or through the vessel wall. | 1. A system for providing therapy at and for monitoring a plurality of temperatures at a vessel wall of a vessel of a patient, the system comprising: an optical fiber designed to be deployed along an extent of the vessel, the fiber including a plurality of fiber Bragg grating (FBG) temperature sensors disposed at a plurality of corresponding sensor locations along a length of the optical fiber;an optical read-out mechanism optically coupled to the optical fiber, the optical readout mechanism configured to transmit light into the optical fiber and detect light reflected from the plurality of FBG temperature sensors, the detected light reflected from the plurality of FBG temperature sensors encoding local temperatures at each of the plurality of corresponding sensor locations;a therapeutic device capable of performing a therapeutic procedure to or through the vessel wall, the therapeutic device including a plurality of electrodes, wherein each electrode is positioned at a sensor location adjacent an FBG temperature sensor;a support designed to be deployed within the vessel that is capable of substantially fixing the optical fiber within the vessel; andwherein the optical fiber is attached to the support such that each of the plurality of FBG temperature sensors is positioned radially over one of the plurality of electrodes. 2. The system of claim 1, wherein the support is configured to compact for delivery into the vessel, and expand for deployment in the vessel. 3. The system of claim 1, wherein the support is capable of fixing the plurality of FBG temperature sensors against the vessel wall such that each of the plurality of FBG temperature sensors is in thermal contact with the vessel wall at its corresponding sensor location. 4. The system of claim 1, wherein the support has a helical shape, and the optical fiber follows the helical shape of the support. 5. The system of claim 4, wherein the optical fiber and plurality of FBG temperature sensors are integrally housed by the support such that the support, optical fiber, and plurality of FBG temperature sensors present a substantially constant cross-section along a length of the support. 6. The system of claim 1, wherein the optical fiber has a helical region and is designed to be deployed along the extent of the vessel in a helical path. 7. The system of claim 6, wherein the plurality of FBG temperature sensors are substantially equally-spaced-apart along the optical fiber such that, in combination with the helical path along which the optical fiber is deployed, the plurality of FBG temperature sensors are capable of being disposed around the vessel with substantially equal angular displacements between adjacent FBG temperature sensors. 8. The system of claim 7, wherein the substantially equal angular displacements between adjacent FBG temperature sensors are about 90 degrees. 9. The system of claim 7, wherein the substantially equal angular displacements between adjacent FBG temperature... | Boston Scientific Scimed, Inc. | A61B005/01 A61B005/02 A61B018/14 A61B005/00 A61B018/00
US09700245 | B2 | 2017-07-11 | Transdermal analyte extraction and detection system and the method thereof | 2012-03-23 | The present invention relates to an active transdermal analyte detection system performing extraction and detection of body analytes comprising of a patch accepting at least one electrical input; a plurality of transducers configured for converting input electrical energy to different forms of energies for activating extraction procedure; a controller configured for providing the control signals, intensity, sequence, nature, and timing information for the different energies supplied to the said patch vide said transducers; and at least one layer/compartment configured for either collection of extracted fluids and/or delivering at least one reagent formulation that detects the body analyte on activation and a method for performing transdermal extraction and detection of body fluids using said electronic patch. | 1. An active transdermal analyte extraction system for extraction of body analytes through a biological membrane of a subject, the system comprising: a non-invasive transdermal patch without microneedle arrays, the patch configured to be attached to a skin of the subject, wherein the patch includes three energy treatment transducers consisting of: a thermal transducer;an ultrasonic transducer;an electromotive force transducer; anda reservoir configured to collect an extracted body analyte;a controller operatively connected to each of the transducers, wherein the controller comprises a programmable microprocessor configured to pulse the three energy treatments sequentially or simultaneously together, comprising pulsing heat in a range of 30-60° C., pulsing ultrasonic vibrations in a frequency range of 20 KHz-25 KHz, and pulsing an electromotive force in a range of 0.01 mA-10 mA to the skin of the subject to extract a body analyte through the skin of the subject into the reservoir, wherein the pulses vary in intensity, sequence, and timing and are applied in tandem sequentially or simultaneously; andone or more sensors for delivering feedback to the controller. 2. The active transdermal analyte extraction system as claimed in claim 1, wherein the patch is configured to detect the extracted body analyte using one or more of chemical, electrical and optical methods. 3. The active transdermal analyte extraction system as claimed in claim 1, wherein the programmable microprocessor is preprogrammed for detecting a targeted body analyte. 4. The active transdermal analyte extraction system as claimed in claim 1, wherein the reservoir comprises a formulation configured to react with the extracted body analyte and to provide a measurable result. 5. The active transdermal analyte extraction system as claimed in claim 4, wherein the formulation comprises enzymes and chemicals capable of reacting with the extracted body analyte to provide a measurable result. 6. The active transdermal analyte extraction system as claimed in claim 1, wherein the reservoir is in direct contact with the electromotive force transducer. 7. The active transdermal analyte extraction system as claimed in claim 4, wherein the formulation comprises polymers, co-polymers, cross linking agents, humectants, chemical permeation enhancers, anti-microbial agents, chelating agents, ions, counter ions, or a combination of any of the foregoing. 8. The active transdermal analyte extraction system as claimed in claim 1, wherein the patch comprises a plurality of electrodes configured to extract the body analyte and to detect the extracted body analyte. 9. The active transdermal analyte extraction system as claimed in claim 1, wherein the patch comprises a membrane layer configured to allow selective transport of the extracted body analyte. 10. The active transdermal analyte extraction system as claimed in claim 1, wherein the patch comprises a protective liner, a coating or a seal configu... | ITRACE BIOMEDICAL INC. | A61B005/00 A61B005/145 A61B005/1477 A61B005/1486
US09314196 | B2 | 2016-04-19 | System and methods for processing analyte sensor data for sensor calibration | 2012-09-07 | Systems and methods for processing sensor analyte data are disclosed, including initiating calibration, updating calibration, evaluating clinical acceptability of reference and sensor analyte data, and evaluating the quality of sensor calibration. The sensor can be calibrated using a calibration set of one or more matched sensor and reference analyte data pairs. Reference data resulting from benchtop testing an analyte sensor prior to its insertion can be used to provide initial calibration of the sensor data. Reference data from a short term continuous analyte sensor implanted in a user can be used to initially calibrate or update sensor data from a long term continuous analyte sensor. | 1. A system for calibrating a continuous analyte sensor, comprising: a continuous analyte sensor configured to provide sensor data indicative of an analyte concentration in a host; anda processor module configured to determine a conversion function, wherein the conversion function comprises a slope representative of a sensor sensitivity, wherein the slope is determined by selecting a most probable slope from a distribution of slopes, and wherein the processor module is configured to convert the sensor data using the conversion function. 2. The system of claim 1, wherein the distribution of slopes comprises prior slope distribution information. 3. The system of claim 1, wherein the conversion function further comprises a baseline, and wherein the processor module is configured to determine the baseline based on prior baseline distribution information. 4. The system of claim 3, wherein the processor module is configured to determine the baseline by selecting a most probable baseline from a distribution of baselines based on the prior baseline distribution information. 5. The system of claim 1, wherein the conversion function further comprises a baseline, and wherein the processor module is configured to determine the slope and the baseline based on prior slope and baseline distribution information. 6. The system of claim 1, wherein the conversion function further comprises a baseline, and wherein the processor module is configured to determine the slope and the baseline by selecting a most probable slope and a most probable baseline from a distribution of slopes and baselines based on the prior slope and baseline distribution information. 7. The system of claim 6, wherein the processor module is configured to select the most probable slope and the most probable baseline by selecting a slope and baseline closest to the maximum joint probability of both the slope and baseline distributions. 8. The system of claim 1, wherein the conversion function further comprises a baseline, and wherein the processor module is configured to determine the conversion function by selecting one of a plurality of possible calibration lines having various baselines and slopes based on prior information indicative of typical distribution of slopes and/or baselines. 9. The system of claim 1, wherein the slope is determined, at least in part, based on in-vitro slope information determined by a benchtop calibration process. 10. The system of claim 1, wherein the processor module is configured to receive reference data from a reference analyte monitor, and wherein the slope is determined, at least in part, based on the reference analyte value. 11. The system of claim 1, wherein the distribution of slopes is derived from in vivo testing of at least one other continuous glucose sensor or in vitro testing. 12. The system of claim 1, wherein the processor module is configured to display the converted sensor data in substantially real time. 13. The system of claim 1, w... | DexCom, Inc. | A61B005/145 A61B005/1473 A61B005/00 A61B005/1495 A61B005/1486 A61B005/1468
US20130085415 | A1 | 2013-04-04 | METHOD FOR PRODUCING A MEMBRANE RING OR TEST STRIP RING AND RING MAGAZINE | 2012-10-09 | A method for producing a membrane ring or test strip ring for a diagnostic test device includes an elongate strip that is divided into segments by cuts running transversely to the longitudinal direction of the strip, where the cuts are made only as far as a residual width of the strip so that a material bridge remains intact between the segments adjacent to the cuts (24). The strip is closed by bringing its ends together to form a ring where the cut edges of the cuts running towards the material bridges each enclose an acute angle (α). The ring is inserted into a support structure as a membrane ring or test strip ring for the test device. | 1. A method for producing a membrane ring or test strip ring for a diagnostic test device for examining body fluids, comprising: a) cutting an elongate strip of into segments, such that the segments are divided by cuts running transversely to a longitudinal direction of the strip, wherein the cuts are made only as far as a residual width of the strip so that a material bridge remains intact between the segments adjacent to the cuts;b) closing the strip by bringing its ends together to form a ring, wherein cut edges of each of the cuts running towards the material bridges enclose an acute angle; andc) inserting the ring into a support structure as the membrane ring or test strip ring for the test device, wherein the ring is inserted into a disc-shaped housing of the support structure that includes a plurality of chambers so that each of the segments is allocated to one of the chambers of the housing. 2. The method according to claim 1, wherein the strip is cut to a residual width of 0.1 to 1.0 mm that remains as the material bridge. 3. The method according to claim 1, wherein the strip is uniformly cut into from one of a longitudinal edge of the strip such that the material bridges remain at an opposite longitudinal edge of the strip. 4. The method according to claim 1, wherein the strip is cut two-sided in each case on one line from both longitudinal edges of the strip while retaining the material bridge. 5. The method according to claim 1, wherein the cuts are made using a cutting or punching tool or by laser cutting. 6. The method according to claim 1, further comprising twisting the cut strip lengthwise before ring formation so that the segments are tilted at a continuously increasing angle relative to a tilt axis running through the material bridges. 7. The method according to claim 6, further comprising successively placing the segments down on a flat ring surface to bring the segments from a tilted position into a mutually overlapping position. 8. The method according to claim 1, wherein the ring is configured so that the material bridges span a circle wherein the ends of the strip make contact on the circle. 9. The method according to claim 1, wherein adjacent ones of the segments are placed in an overlap during ring formation, wherein the overlaps bounded by the cut edges of the cuts run from the inner side of the ring to the respective material bridge. 10. The method according to claim 9, wherein adjacent segments are joined to one another at the overlap. 11. The method according to claim 10, wherein the adjacent segments are joined at the overlap under the action of heat. 12. The method according to claim 11, wherein the adjacent segments are welded at the overlap. 13. The method according to claim 10, wherein the adjacent segments are joined at the overlap under the action of pressure. 14. The method according to claim 13, wherein the adjacent segments are glued at the overlap. 15. The method according to claim 10, wherei... | Roche Diagnostics Operations, Inc. | A61B005/15 A61B005/151
US20130085385 | A1 | 2013-04-04 | SURGICAL LIGHTING SOURCES FOR USE WITH FLUOPHORE-TAGGED MONOCLONAL ANTIBODIES OR FLUOROPHORE-TAGGED TUMOR AVID COMPOUNDS | 2012-05-22 | The present invention describes light source devices to provide white and blue (401-510 nm) light for the in vivo identification of diseased tissue using fluorescence based tissue targeting. The light source devices are configured with a variety of LED lights capable of emitting white and blue light with at least one excitation wavelength in the range from about 401 nm to about 500 nm (for example, 470 nm to 495 nm) to irradiate an in vivo body part of a subject containing tumor or diseased tissue. The tumor or diseased tissue has fluorophore-tagged targeting constructs attached. The fluorophores used in the targeting constructs have emission spectra greater than 515 nm. The fluorescence emanating from the fluorescent targeting construct in response to the excitation wavelength is directly viewed with long-pass filtered (515 nm) lenses and is used to determine the location and/or surface area of the diseased tissue in the subject. Fluorescence based surgical identification provides more accurate disease resection. | 1. A method for in vivo diagnosis of diseased tissue in a subject in need thereof, the method comprising: a) providing a light source device comprising one or more light sources configured to provide at least one excitation wavelength in the range from about 401 nm to about 510 nm or from about 470 nm to about 495 nm;b) irradiating an in vivo body part of the subject containing diseased tissue with the light source and directly viewing fluorescence emitted in response to the light source, the fluorescence being emitted from a fluorescent targeting construct administered to the subject and which is specifically bound to or taken up by the diseased tissue in the body part; andc) determining a location or a surface area of the diseased tissue in the subject from the fluorescence provided by the targeting construct. 2. The method of claim 1, wherein the light is substantially lacking in wavelengths greater than about 500 nm or 510 nm. 3. The method of claim 1, wherein the light source device provides visible blue light of from about 401 nm to about 500 nm, and wherein the visible blue light is substantially monochromatic. 4. The method of claim 3, wherein the wavelength of the visible blue light is matched to a predominant excitation wavelength of the fluorescent targeting construct. 5. The method of claim 4, wherein the predominant excitation wavelength of the fluorescent targeting construct is about 470 nm to about 495 nm and the wavelength of the visible blue light is about 470 nm to about 495 nm. 6. The method of claim 3, further comprising providing white light in combination with the blue light, the white light being emitted from the one or more additional light sources. 7. The method of claim 6, wherein the white light and the blue light is emitted from an array of light sources comprising a combination of light sources configured to emit the white light and the blue light. 8. The method of claim 1, wherein the light source device is configured as an overhead light source, the light source device comprising both white and blue light sources for illuminating an operative field. 9. The method of claim 3, wherein each blue light source comprises a band-pass filter of about 470 nm to about 495 nm. 10. The method of claim 1, wherein light source device further comprises a digital imaging device for capturing images during a surgical procedure. 11. The method of claim 10, wherein the light source device further comprises functionality for directional, mechanical or voice activated positioning. 12. The method of claim 10, wherein the digital imaging device comprises functionality for long-pass filtering of about 515 nm. 13. The method of claim 12, wherein the digital imaging device further comprises zoom magnification lenses. 14. The method of claim 1, wherein the light source device is an extendable fiberoptic light comprising a light source for white light and blue light. 15. The method of claim 1, wherein the one or more light source... | - | A61B005/00 A61B017/3205
US20130079671 | A1 | 2013-03-28 | SELF-CONTAINED MUSCULAR-SKELETAL PARAMETER MEASUREMENT SYSTEM HAVING SHIMS TO ADJUST HEIGHT | 2011-09-23 | At least one embodiment is directed to an insert sensing device for measuring a parameter of the muscular-skeletal system. The insert sensing device can be temporary or permanent. The insert sensing device is a self-contained encapsulated measurement device. The insert sensing device comprises a support structure having an articular surface for allowing articulation of the muscular-skeletal system and a support structure having a load bearing surface. The structures attach together to form a housing that includes one or more sensors, a power source, electronic circuitry, and communication circuitry. Shims can be attached to the load-bearing surface to adjust the height of insert sensing device. The structures are substantially dimensionally equal to a passive final insert. The sensors are placed between a pad region and a load plate. | 1. A height adjustable insert measurement system for measuring a parameter of the muscular-skeletal system comprising: an insert having an articular surface and a load-bearing surface;at least one sensor;electronic circuitry operatively coupled to the at least one sensor where the at least one sensor and the electronic circuitry are housed within the insert; anda shim of a predetermined height coupled to the load bearing surface of the insert. 2. The measurement system of claim 1 where the insert is substantially dimensionally equal to a final insert. 3. The measurement system of claim 2 further including a power source coupled to the electronic circuitry where the power source is within the housing. 4. The measurement system of claim 1 where the measurement system includes a plurality of shims. 5. The measurement system of claim 4 where each shim has a different height and where each shim is removable from the insert. 6. The measurement system of claim 5 where the shim slideably engages with the load-bearing surface of the housing. 7. The measurement system 6 and where the shim is retained to the insert such that a major surface of the shim interfaces with the load bearing surface of the insert and where the shim is removable. 8. The measurement system of claim 7 where an exposed surface of the shim has a footprint substantially equal to the footprint of the load-bearing surface of the housing. 9. The measurement system of claim 8 where the insert comprises: a first support structure having the articular surface; anda second support structure having the load bearing surface where the second support structure is coupled to the first support structure. 10. The measurement system of claim 9 where at least three sensors are coupled to the articular surface. 11. A method of measuring a parameter of the muscular-skeletal system comprising: providing an insert having an articulating surface, a load-bearing surface, and a measuring system therein;coupling a shim of a predetermined height to the load-bearing surface to adjust an insert height;inserting the insert with shim in a joint of the muscular-skeletal system; andmeasuring the parameter. 12. The method of claim 11 further including a step of slideably attaching the shim to the insert such that the shim is retained to the load-bearing surface of the insert. 13. The method of claim 12 further including the steps of: aligning the shim to the load-bearing surface; andforcibly retaining the shim to the insert. 14. The method of claim 11 further including a step of removing the shim from the insert. 15. The method of claim 14 where the step of removing the shim includes a step of releasing a force that retains the shim to the insert. 16. A height adjustable insert measurement system for measuring position and magnitude of a force, pressure, load muscular-skeletal system comprising: a first support structure having the articular surface;a second support structure coupled to the first struct... | ORTHOSENSOR | A61B005/103
US20130066236 | A1 | 2013-03-14 | MOUTHGUARD APPARATUS AND RELATED METHOD | 2011-05-31 | A mouthguard apparatus is disclosed herein. In various aspects, the mouthguard apparatus includes an electronics package adapted to attach removably to a dental appliance. The dental appliance may be configured to be secured within the mouth of a user. At least portions of the electronics package adapted to extend external to a mouth of the user when the electronics package is attached to the dental appliance and the dental appliance is secured within the mouth of the user, in various aspects. Related methods are disclosed herein. This Abstract is presented to meet requirements of 37 C.F.R. §1.72(b) only. This Abstract is not intended to identify key elements of the apparatus and methods disclosed herein or to delineate the scope thereof. | 1. A mouthguard apparatus, comprising: an electronics package adapted to attach removably to a dental appliance, the dental appliance configured to be secured within the mouth of a user, at least portions of the electronics package adapted to extend external to a mouth of the user when the electronics package is attached to the dental appliance and the dental appliance is secured within the mouth of the user. 2. The apparatus, as in claim 1, further comprising: a power source disposed about the electronics package to provide electrical power thereto, the power source is positioned external to the mouth of the user with the dental appliance secured within the mouth of the user. 3. The apparatus, as in claim 1, further comprising: a transceiver disposed about the electronics package and adapted to communicate with a remote station. 4. The apparatus, as in claim 1, wherein the electronics package is adapted to detect a physiological state of the user. 5. The apparatus, as in claim 1, wherein the electronics package is adapted to detect a position of the user. 6. The apparatus, as in claim 1, wherein the electronics package is adapted to detect an impact. 7. The apparatus, as in claim 7, further comprising: an electronic circuit disposed about portions of the dental appliance and adapted to communicate electrically with the electronics package. 8. The apparatus, as in claim 8, wherein the electronic circuit cooperates with the electronics package to detect a physiological state of the user. 9. The apparatus, as in claim 8, wherein the electronic circuit cooperates with the electronics package to detect a position of the user. 10. The apparatus, as in claim 8, wherein the electronic circuit cooperates with the electronics package to detect an impact. 11. The apparatus, as in claim 1, with the dental appliance comprising: an occlusal pad comprised of an occlusal pad material transformable between a compliant state and a non-compliant state, the occlusal pad defines a channel adapted to engage one or more teeth of the user. 12. The apparatus, as in claim 12, wherein the occlusal pad material comprises a material chosen from a group consisting of polycaprolactone, ethylene vinyl acetate, and polyolefin elastomer. 13. The apparatus, as in claim 1, with the dental appliance comprising: a base comprised of a base material. 14. The apparatus, as in claim 14, wherein the base material comprises a material chosen from the group consisting styrene block copolymer, ethylene vinyl acetate, polyolefin elastomer, thermoplastic rubber, polypropylene, and injection molding resin. 15. A mouthguard apparatus, comprising: a dental appliance, at least a portion of the dental appliance configured to be positioned within the mouth of a user, the dental appliance defining at least one bite surface, the bite surface configured to be positioned about teeth of the user;an electronics package attached removably to the dental appliance such that at least portions o... | BITE TECH, INC. | A61C005/14 A61B005/11 A61B005/00
US08792948 | B2 | 2014-07-29 | Optical sensor device and image processing unit for measuring chemical concentrations, chemical saturations and biophysical parameters | 2012-11-11 | Optical sensor devices, image processing devices, methods and computer readable code computer-readable storage media for detecting biophysical parameters, chemical concentrations, chemical saturations and blood count. In some embodiments, the image processing device receives a live still or video electronic image. Exemplary physiological parameters include but are not limited to a pulse rate, blood pressure, glucose, stroke volume of internal or external tissue (e.g. skin). A biophysical or physiological property is not limited to a cardiovascular or liver or the kidneys or to a cardiovascular disorder or to a pulmonary disorder. Exemplary chemical concentrations or saturation includes but not limited to a pH level, a glucose level, a urea nitrogen level, a CO2 concentration or saturation, or a oxygen concentration or saturation. In some embodiments the parameters are detected from a food or a beverage such as an alcohol, a dairy product, wine, a baked good, a fruit or a vegetable. | 1. An image processing system for obtaining biophysical information about a mammalian subject, said image processing system comprising: an image receiving unit for receiving a video electronic color image of a first tissue of the mammalian subject, the electronic color image comprising spatial temporal per pixel information for a color space of a first visible color, spatial temporal per pixel information for a color space of a second visible color and spatial temporal per pixel information for a color space of a third visible color, the electronic color image derived from light reflected from and/or traversing the first tissue, the light incident from a continuous or discontinuous, filtered or unfiltered, natural or artificial, light source and having a wavelength between near UV and near IR; andan image processing unit for electronically processing said image by transforming per pixel information for the first, second and third visible colors to transformed per pixel information for the first, second and third visible colors, determining values of meta-parameters by equating ratios of the transformed per pixel information for the first, second and third visible colors to a pre-defined function of meta-parameters and then solving for the values of the meta-parameters under mathematical constraints, to provide the biophysical information,the ratios are of spatial temporal per pixel information for at least one of the visible colors to said information for at least another of the visible colors,the image processing system adapted to obtain the biophysical information whether the incident light incident on the first tissue from the light source is filtered or unfiltered, continuous or discontinuous, of a natural light source or of an artificial light source. 2. The image processing system of claim 1, wherein the biophysical information is at least one of blood pressure, stroke volume, vessel deformation information, heartbeat, oxygen saturation. 3. The image processing system of claim 1, wherein the image processing unit is also configured to electronically process the image by extracting the level of the chemical concentration or saturation from the values of the meta-parameters by mathematical computation. 4. The image processing system of claim 1, wherein the video electronic color image is derived from light reflected from the first tissue. 5. The image processing system of claim 1, wherein the video electronic color image is derived from light traversing the first tissue. 6. The image processing system of claim 1, wherein said first tissue is selected from the group consisting of soft tissue, hard tissue, skin tissue, surface tissue, outer tissue, internal tissue, a membrane, fetal tissue, liquid tissue, and endothelial tissue. 7. The image processing system of claim 1, wherein said first tissue comprises at least one of skin tissue, liquid tissue, hard tissue and blood vessel tissue. 8. The image processing system of claim 1, wherein s... | Cnoga Holdings Ltd. | A61B005/1455 G01N033/00 G06F019/00
US08417326 | B2 | 2013-04-09 | RR interval monitoring method and blood pressure cuff utilizing same | 2008-08-04 | Disclosed is an apparatus and method for ambulatory, real-time detection of Atrial Fibrillation (AF) providing an overall accuracy that refers to detection of AF, irrespective of the duration of AF and beat-to-beat classification. | 1. An Atrial Fibrillation (AF) analysis method comprising: obtaining an output that includes a heart beat;deriving a heart beat interval;analyzing a number (N) of heart beat intervals from the output; anddetecting a likelihood of AF by: calculating a Turning Points Ratio (TPR) of the N heart beat intervals;calculating a root mean square of successive (RMSSD) heart beat intervals; andcalculating Shannon Entropy (SE) of the N heart beat intervals. 2. The method of claim 1, further comprising determining whether the RMSSD is greater than a RMSSD threshold. 3. The method of claim 2, wherein the RMSSD threshold is a percentage of a mean heart beat interval of a beat segment of the N intervals. 4. The method of claim 1, further comprising determining whether the SE is greater than an SE threshold. 5. The method of claim 1, further comprising determining if the calculated TPR meets a randomness criteria. 6. The method of claim 1, further comprising: calculating autocorrelation coefficients at time delays (a) and (b);determining a difference there between and comparing the difference to a threshold; anddetecting an AF upon finding the difference to exceed the threshold, thereby obtaining improved specificity and sensitivity of AF identification. 7. The method of claim 6, wherein time delay a=0 interval and b=1 interval and the autocorrelation coefficients at delay 0 are normalized to 1. 8. The method of claim 7, wherein the analysis is repeated until the end of the output is reached. 9. The method of claim 1, wherein calculation of the TPR, of the RMSSD, and of the SE is performed in varied order. 10. The method of claim 1, further comprising elimination of ectopic beats and a plurality of compensatory pauses. 11. The method of claim 10, wherein the plurality of compensatory pauses are associated with each ectopic beat. 12. The method of claim 1, wherein the heart beat interval is derived between select peaks in the output. 13. The method of claim 1, wherein the output is obtained from one of an ECG, a piezoelectric sensor, continuous blood pressure monitoring and pulse oximeter data. 14. The method of claim 1, wherein the output is obtained in real time. 15. An apparatus for Atrial Fibrillation (AF) detection, the apparatus comprising: a sensor for obtaining an output that includes a heart beat; anda processor for deriving a heart beat interval from the output, and analyzing a number (N) of heart beat intervals from the output, wherein the processor is configured to detect a likelihood of AF by: calculating a Turning Points Ratio (TPR) of the N heart beat intervals,calculating a root mean square of successive (RMSSD) heart beat intervals, andcalculating Shannon Entropy (SE) of the N heart beat intervals. | The Research Foundation of State University of New York | A61B005/046
US20130096424 | A1 | 2013-04-18 | SYSTEM AND METHOD FOR REAL-TIME ENDOSCOPE CALIBRATION | 2011-05-26 | A sensor tracking device, system and method include a sensor (118) configured on a wire (110) and adapted to fit in a working channel (116) of an endoscope (100). An image identifiable feature (120) is formed on a distal end portion of the sensor which is identifiable when the sensor is extended from the endoscope. An image of the image identifiable feature is collected by the endoscope and permits a determination of a pose of the endoscope. | 1. A sensor tracking device, comprising a sensor (118) configured on a wire (110) and adapted to fit in a working channel (116) of an endoscope (100); andat least one image identifiable feature (120) formed on a distal end portion of the sensor which is identifiable when the sensor is extended from the endoscope such that an image of the at least one image identifiable feature collected by the endoscope permits a determination of a pose of the endoscope. 2. The sensor tracking device as recited in claim 1, wherein the sensor (118) includes a multiple degree of freedom sensor. 3. The sensor tracking device as recited in claim 1, wherein the endoscope (100) includes an imaging device (108) configured to collect images from a distal end portion of the endoscope. 4. The sensor tracking device as recited in claim 1, wherein the at least one image identifiable feature (120) includes a reference dimension. 5. The sensor tracking device as recited in claim 1, wherein the at least one image identifiable feature (120) includes a reference angle. 6. The sensor tracking device as recited in claim 1, wherein the at least one image identifiable feature (120) includes one or more shapes which indicate an orientation of the sensor. 7. The sensor tracking device as recited in claim 1, wherein the at least one image identifiable feature (120) includes an integrally formed shape on the sensor. 8. A system for tracking an endoscope, comprising: an endoscope (100) having a working channel (116), a spatial tracking system (206) and a distally disposed imaging device (108); a sensor (218) configured on a wire and adapted to fit in the working channel;at least one image identifiable feature (220) formed on a distal end portion of the sensor which is identifiable when the sensor is extended from the endoscope; anda transformation module (222) configured to compute a pose of the endoscope by employing a position of an image of the at least one image identifiable feature collected by the imaging device and a position of the spatial tracking system. 9. The system as recited in claim 8, wherein the sensor (218) includes a multiple degree of freedom sensor. 10. The system as recited in claim 8, wherein the at least one image identifiable feature (220) includes a reference dimension. 11. The system as recited in claim 8, wherein the at least one image identifiable feature (220) includes a reference angle. 12. The system as recited in claim 8, wherein the at least one image identifiable feature (220) includes one or more shapes which indicate an orientation and a position of the sensor. 13. The system as recited in claim 8, wherein the at least one image identifiable feature (220) includes an integrally formed shape on the sensor. 14. The system as recited in claim 8, wherein the transformation module includes an image processor (224) configured to identify the at least one image identifiable feature and compute a position and orientation of the sensor relative to ... | KONINKLIJKE PHILIPS ELECTRONICS N.V. | A61B001/018 A61B001/05 A61B005/00 A61B005/06
US08417316 | B2 | 2013-04-09 | MRI imaging and contrast method | 2005-09-08 | A novel MRI contrast technique enables to observe tissue properties not observable by previously known MRI methods. A difference between two disclosed pulse sequences is used to measure magnetization exchange time between water molecules and macromolecules such as proteins, thereby producing a measure highly sensitive to tissue changes resulting from coagulation, yet relatively insensitive to temperature fluctuations. This result is applied to an imaging method and provides direct visualization of the effects of surgical thermal ablation procedures. | 1. A method of imaging a living tissue, comprising: (a) exposing said living tissue to a first set of MR pulses which result in a proton magnetization exchange between water molecules and macromolecules of said tissue, followed by(b) applying a first imaging sequence;(c) detecting spatially differentiated intensities of signals generated by applying said first imaging sequence following said proton magnetization exchange;(d) expressing said signal intensities as spatially differentiated contrast data of an image;(e) exposing said tissue to a second set of MR pulses, which second set does not result in a proton magnetization exchange between water molecules and macromolecules of said tissue, followed by applying a second imaging sequence;(f) calculating an image representing differences between signals detected from said first and from said second imaging sequences; and(g) calculating a difference between a first signal generated in response to a first pulse sequence of said MR pulses and a second signal generated in response to a second pulse sequence of said MR pulses, said first and second pulse sequences each having a first pulse, a second pulse, and a third pulse, wherein (i) a first time interval between said first and said second pulses of said first signal is sufficiently long to allow relaxation of transverse magnetization of said macromolecules and sufficiently short to prevent significant relaxation of transverse magnetization of said water molecules; and(ii) a second time interval between said second pulse and said third pulse of said first signal is sufficiently long to allow substantial transfer of magnetization from said water molecules to said macromolecules. 2. The method of claim 1, wherein a third time interval between said first and said second pulses of said second pulse sequence is sufficiently short to prevent substantial relaxation of transverse magnetization of said macromolecules during said third interval. 3. The method of claim 1, wherein a fourth time interval between said second pulse and said third pulse of said second pulse sequence is sufficiently short to prevent substantial transfer of magnetization from said water molecules to said macromolecules. 4. The method of claim 1, wherein said first pulses of said first and second pulse sequences are 90° pulses. 5. The method of claim 1, wherein said second pulses of said first and second pulse sequences are 90° pulses. 6. The method of claim 1, wherein said third pulses of said first and second pulse sequences are 90° pulses. 7. The method of claim 1, wherein said third pulse of at least said first pulse sequence is a selective pulse coordinated with use of a standard MRI imaging technique. 8. The method of claim 7, wherein said third pulse of at least said first pulse sequence is a selective pulse followed by a fast spin echo. 9. The method of claim 7, wherein said third pulse of at least said first pulse sequence is a selective pulse followed by a gradient ec... | Ramot at Tel-Aviv University Ltd. | A61B005/055
US08406839 | B2 | 2013-03-26 | Method and apparatus for determining blood analytes | 2006-03-03 | The present invention provides a method of measuring the concentration of a compound and a value of oxygen saturation in the blood of a part of a subject. Also provided is a device for carrying out the disclosed method. The method relates to measuring the concentration of a compound and a value of oxygen saturation in the blood part of a subject, and correlating the measured concentration of the compound and/or the value of oxygen saturation in the blood to a specific clinical condition. The device comprises a polychromatic light source, a receptor, a detector, and a processing system comprising a calibration algorithm. | 1. A device for measuring a concentration of one or more than one compound within one or more than one tissue compartment of a body part of a subject, and a value of oxygen saturation of blood in the part of the subject, comprising: a polychromatic light source that emits a wavelength of light in the visible red spectrum, a wavelength of light in the infrared spectrum and a broad spectrum of light in the near infrared range from 650 nm to 2800 nm, the light source being operatively coupled to a power source;a receptor for receiving the part of the subject and comprising one or more than one input in operable association with the polychromatic light source, one or more than one output in operable association with a dispersing element, the one or more than one input and the one or more than one output defining a light path within the receptor, wherein, the part of the subject when received by the receptor is placed within the light path;a pulse detector in operable association with the receptor for detecting a pulse within the part of the subject; anda detector for measuring transmitted or reflected light received from the dispersing element, the detector operatively coupled to a processing system;the processing system configured to determine the concentration of the one or more than one compound in each of the one or more than one tissue compartments of the body part based on a calibration algorithm that accounts for the concentration of the one or more than one compound within one or more than one compartment, and the value of oxygen saturation of blood in the part, the processing system further configured to use measurements taken immediately subsequent to the detection of a pulse and prior to a next pulse so that all measurements upon which the concentration is based are taken between pulses. 2. The device according to claim 1, wherein said processing system comprises an oximeter. 3. The device according to claim 1, wherein the detector is a linear array detector. 4. The device according to claim 1, wherein the dispersing element is a grating. 5. The device according to claim 1, wherein the compound is selected from the group consisting of a fat, a protein, a glycoprotein, a lipoprotein, a carbohydrate, a steroid, an amino acid, nitrogen, carbon dioxide, cortisol, creatine, creatinine, a ketone, a lipid, urea, a fatty acid, glycosolated hemoglobin, alcohol, lactate, Ca2+, K+, Cl−, HCO3− and HPO4−. 6. The device according to claim 1, wherein said one, or more than one output comprises a lense, a fibre optic or a hologram. 7. The device according to claim 1, further comprising a collimator between said polychromatic light source and said receptor so that light from the polychromatic light source passes through said collimator before passing into said receptor. 8. The device according to claim 1, wherein the near infrared region in which measurements are taken extends from 700 m to 1100 nm. 9. A method for determining a concentration of on... | Covidien LP | A61B005/00
US08419648 | B2 | 2013-04-16 | Ultra miniature pressure sensor | 2005-12-15 | A method of measuring blood pressure and velocity proximally and distally of a stenosis in a vessel carrying blood includes the steps of providing a guide wire having both a pressure sensor and a velocity sensor disposed on a distal region of the guide wire, introducing the guide wire into the vessel, advancing the guide wire to position the pressure sensor and the velocity sensor proximally and distally of the stenosis, and measuring the blood pressure and velocity proximally and distally of the stenosis with the pressure sensor and the velocity sensor. | 1. A pressure sensor apparatus, comprising: a long proximal hypotube having an outside diameter of 0.018″ or less,a flexible floppy tip extending distal of the long proximal hypotube, the flexible floppy tip comprising: a first flexible element, disposed near a distal portion of the long proximal hypotube, with an outer diameter of 0.018″ or less and an increased flexibility relative to the long proximal hypotube;a short hypotube sensor housing disposed near a distal extremity of the first flexible element, the sensor housing having: a cylindrical external wall having an outer diameter of 0.018″ or less,a length between 1 mm and 5 mm,a lumen, anda cutout in the cylindrical external wall;a second flexible element, disposed near a distal extremity of the short hypotube sensor housing, with an outer diameter of 0.018″ or less and an increased flexibility relative to the long proximal hypotube; anda solid state pressure sensor mounted within the short hypotube sensor housing, such that: a pressure sensitive region located at or near one end of the solid state pressure sensor projects into the lumen of the short hypotube sensor housing without contacting the cylindrical external wall of the sensor housing; andthe pressure sensitive region is exposed to ambient by the cutout in the cylindrical external wall of the sensor housing,wherein the pressure sensitive region includes a diaphragm structure, a base plate, and at least one resistive element responsive to changes in pressure; andthree electrical conductors extending from a proximal portion of the long proximal hypotube to the solid state pressure sensor, the three electrical conductors coupled to the solid state pressure sensor such that the coupled portions of the three electrical conductors and the solid state pressure sensor are positioned within the short hypotube sensor housing. 2. The pressure sensor apparatus of claim 1, wherein the at least one resistive element consists of two resistive elements. 3. The pressure sensor apparatus of claim 2, wherein at least one of the two resistive elements is disposed on the solid state pressure sensor in the pressure sensitive region. 4. The pressure sensor apparatus of claim 1, wherein the solid state pressure sensor comprises a semiconductor material. 5. The pressure sensor apparatus of claim 1, wherein at least one resistive element overlies at least a portion of the diaphragm. 6. The pressure sensor apparatus of claim 1, comprising an end cap disposed distally from the second flexible element. 7. The pressure sensor apparatus of claim 6, wherein the end cap is rounded. 8. The pressure sensor apparatus of claim 7, wherein the end cap is hemi-spherical. 9. The pressure sensor apparatus of claim 1, wherein the three electrical conductors comprise a trifilar structure. 10. The pressure sensor apparatus of claim 1, comprising a core wire extending from a proximal extremity of the long proximal hypotube, through the sensor housing, and to a distal... | Volcano Corporation | A61B005/02
US08391944 | B2 | 2013-03-05 | Implantable medical device with adaptive signal processing and artifact cancellation | 2010-01-15 | A medical device includes one or more sensors used to acquire a multi-dimensional signal. In one embodiment, principal component analysis is performed on the multi-dimensional signal to produce signal data. The principal component analysis results are used to cancel signal artifact in one embodiment. A medical device controller produces one of a therapy control and a diagnostic output in response to the signal data. | 1. A medical device, comprising: a light source configured to emit light at a plurality of wavelengths;a detector configured to detect the emitted light and generate a corresponding detected light signal;a signal conditioning module separating the detected light signal into a multi-dimensional signal, each of the dimensions of the multi-dimensional signal corresponding to scattered light received at a wavelength of the plurality of wavelengths;a digital signal processor performing principal component analysis in response to the multi-dimensional signal to generate corresponding signal data;a controller generating one of a therapy control signal and a diagnostic output signal in response to the signal data, wherein the controller detects a condition of a variable influencing the detector signal and initiates computation of a principal component by the digital signal processor in response to the detected condition, and wherein the controller detects a change in the condition of the variable and controls the digital signal processor to terminate computation of the principal component and store a currently computed principal component as the principal component corresponding to the detected variable condition in response to detecting the change in the condition; anda memory, wherein the digital signal processor stores in the memory the principal component of the multi-dimensional signal computed by performing the principal component analysis, the principal component corresponding to the detected variable condition. 2. The medical device of claim 1, wherein the digital signal processor identifies a principal component as a first principal component of the multi-dimensional signal, the first principal component corresponding to a direction of greatest variation of the multi-dimensional signal during the detected variable condition, and stores the first principal component. 3. The medical device of claim 1, wherein the variable condition corresponds to an artifact influencing the detector signal, and the digital signal processor computes signal data compensated for the artifact using the stored principal component. 4. The medical device of claim 1, wherein the digital signal processor computes a covariance matrix using the multi-dimensional signal, and further comprising a filter for filtering the covariance matrix, wherein the controller determines a time constant for the filter based on a frequency of the variable. 5. The medical device of claim 1, wherein the controller determines a convergence metric in response to the multi-dimensional signal and the digital signal processor stores the principal component in response to the convergence metric. 6. The medical device of claim 1, wherein the light source comprises a plurality of light emitting diodes, wherein the controller selects light emitting diodes of the plurality of light emitting diodes being activated to emit light based upon the principal component analysis. 7. The medical device of cl... | Medtronic, Inc. | A61B005/1455 A61N001/365
US08414504 | B2 | 2013-04-09 | Blood test device | 2007-03-22 | A blood test device using a laser as a puncture member. More specifically, in a blood test device using a laser as a puncture member, the skin can be fixed at a definite position by raising the punctured skin under negative pressure, and thus the skin is brought into close contact with a blood sensor and the laser is focused on the vicinity of the blood sensor face. Thus, it is possible to provide a blood test device of the laser puncture type in which the skin can be surely punctured while giving little pain to a patient. | 1. A blood test apparatus comprising: an apparatus body;a blood sensor that analyzes blood, the blood sensor having a storage that stores blood flowing from punctured skin and comprises an opening;a holder that holds the blood sensor, the holder having an aperture;a puncturer that punctures skin;a negative pressure section that is provided inside the apparatus body and that creates a negative pressure in a negative pressure chamber near the blood sensor; andan electrical circuit that is connected to the blood sensor, wherein:the blood sensor forms a blood sensor unit in an integrated manner with the holder such that the opening of the storage communicates with the aperture before puncture of the skin, and the blood sensor unit is configured to be attached to and removed from the apparatus body;an area of an opening of the aperture is larger than an area of the opening of the storage before puncture of the skin;the puncturer comprises a laser emitting apparatus and a lens, laser light emitted from the laser emitting apparatus is focused by the lens and is irradiated to the skin through the storage of the blood sensor of the blood sensor unit; andthe negative pressure section is configured to suck the skin in contact with the holder and to lift the skin to contact the opening of the storage of the blood sensor where the skin is positioned to be punctured, andthe laser light emitted from the laser emitting apparatus is focused near the blood sensor to puncture the skin lifted to contact the opening of the storage of the blood sensor. 2. The blood test apparatus according to claim 1, wherein the laser light emitted from the laser emitting apparatus is focused closer to the laser emitting apparatus than the surface of the blood sensor, on the surface of the blood sensor, or closer to an opposite side of the laser emitting apparatus than the surface of the blood sensor. 3. The blood test apparatus according to claim 1, wherein the negative pressure chamber is partitioned by a wall that is provided closer to the blood sensor than to the laser emitting apparatus, inside the apparatus body. 4. The blood test apparatus according to claim 3, wherein the wall inside the apparatus body is integrated with the lens. 5. The blood test apparatus according to claim 1, wherein the blood sensor unit comprises: the holder that opens upward and downward;an attaching part that is formed inside the holder and that is configured to divide an interior of the holder into an upper part and a lower part; andthe blood sensor that is attached to the attaching part. 6. The blood test apparatus according to claim 5, wherein a guide matching the holder of the blood sensor unit is provided in a part of the apparatus body where the blood sensor unit is attached. 7. The blood test apparatus according to claim 5, wherein the blood sensor is attached to the upper part of the holder. 8. The blood test apparatus according to claim 7, further comprising a skin contact sensor that ... | Panasonic Corporation | A61B005/00 A61B018/18 B65D081/00
US08401603 | B2 | 2013-03-19 | Imaging device, method thereof, and program | 2010-09-28 | To realize an imaging device, imaging method and program capable of improving image quality. This invention controls light sources so as to irradiate a body with irradiation light of a luminance level higher than that in the air arriving at the body, adjusts the imaging sensitivity of a solid imaging element for performing photoelectric conversion on pattern scattered light obtained through the inside of the body, and masks the luminance level deterioration region of a pattern image obtained from the solid imaging element to treat the masked image as an image to be composed with a reference image. | 1. An imaging device comprising: an ambient light measurement receiving unit configured to receive a measurement of a luminance level of light in the air arriving at a body;a light source control unit configured to control light sources to irradiate the body with irradiation light of a luminance level greater than the measurement of the luminance level of air surrounding the body;an imaging element configured to perform photoelectric conversion on a pattern of light scattered through an inside of the body;a sensitivity adjustment unit configured to adjust imaging sensitivity of the imaging element; andan image generating unit configured to generate an image that excludes luminance level deterioration regions by replacing the luminance level deterioration regions with a reference image generated at a different sensitivity. 2. The imaging device according to claim 1, wherein: the light source control unit is configured to control the light sources so as to sequentially irradiate the body with irradiation light every unit time; andthe image generating unit is configured to remove the luminance level deterioration regions from the image every unit time and to compose the image with the reference image. 3. The imaging device according to claim 1, wherein: the light source control unit is configured to control the light sources so as to sequentially irradiate the body every unit time at luminance levels different from each other; andthe image generating unit is configured to remove the luminance level deterioration region of the image every unit time and compose the image with the reference image. 4. The imaging device according to claim 1, wherein: the sensitivity adjustment unit is configured to adjust the imaging sensitivity by sequentially changing an amount of charge signal accumulated in the imaging element as a result of the photoelectric conversion for each unit time; andthe image generating unit is configured to remove the luminance level deterioration region of the image based on the amount of charge obtained from the imaging element and to compose the image with the reference image. | Sony Corporation | A61B005/00 A61B006/00
US08425399 | B2 | 2013-04-23 | Focusing board assembly for medical imaging equipment | 2009-06-10 | A focusing board assembly for a medical imaging equipment gives a comfortable feeling mentally or physically by visually getting rid of an oppressive feeling arisen when a patient is in a tunnel-like enclosed space such as MRI or CT for his/her medical examination. | 1. A focusing board assembly for a medical imaging equipment, comprising: a focusing board installed to an inner periphery of a hollow bow, and having a predetermined color or pattern;a cover installed under the focusing board, and having an opening of a predetermined size; anda rotating means configured to selectively rotate any one of the focusing board and the cover,wherein when any one of the focusing board and the cover is rotated by the rotating means, the color or pattern on the focusing board is sequentially shown through the opening, andwherein the focusing board and the cover are installed to a support member installed at the inner periphery of the bow such that any one of the focusing board and the cover is rotatably installed to the support member and the other is fixed to the support member, andwherein the rotating means includes:a plurality of protrusions arranged at a predetermined interval on any one rotatably installed among the focusing board and the cover; anda jet unit configured to selectively jet air to the protrusions,wherein any one of the focusing board and the cover is rotated by the air jetted from the jet unit to the protrusions. 2. A focusing board assembly for a medical imaging equipment, comprising: a focusing board installed to an inner periphery of a hollow bow, and having a predetermined color or pattern;a cover installed under the focusing board, and having an opening of a predetermined size; anda rotating means configured to selectively rotate any one of the focusing board and the cover,wherein when any one of the focusing board and the cover is rotated by the rotating means, the color or pattern on the focusing board is sequentially shown through the opening, andwherein a guide groove or rail is formed at the inner periphery of the bow along a lengthwise direction of the bow, and a support member is slidably installed to the guide groove or rail, andwherein the focusing board and the cover are installed to the support member such that any one of the focusing board and the cover is rotatably installed to the support member and the other is fixed to the support member. 3. A focusing board assembly for a medical imaging equipment, comprising: a support installed to an inner periphery of a hollow bow, and having a space therein where a movable bed is located or movable;a focusing board installed to the support, and having a predetermined color or pattern;a cover installed under the focusing board, and having an opening of a predetermined size; anda rotating means configured to selectively rotate any one of the focusing board and the cover,wherein when any one of the focusing board and the cover is rotated by the rotating means, the color or pattern on the focusing board is sequentially shown through the opening. 4. The focusing board assembly for a medical imaging equipment according to claim 3, wherein the support is formed of a circular arc in contact with the inner periphery of the bow, andwherein the opposi... | Industry-Academic Cooperation Foundation, Keimyung University | A61M021/00 A61B005/05
US08431111 | B2 | 2013-04-30 | Peptide imaging agents | 2008-07-29 | The present invention relates to labelled cMet binding peptides suitable for optical imaging in vivo. The peptides are labelled with a benzopyrylium dye suitable for imaging in the red to near-infrared region. Also disclosed are pharmaceutical compositions and kits, as well as in vivo imaging methods, especially of use in the detection, staging, diagnosis, monitoring of disease progression or monitoring of treatment of colorectal cancer (CRC). | 1. An imaging agent which comprises a conjugate of Formula I:where:Z1 is attached to the N-terminus of cMBP, and is H or MIG;Z2 is attached to the C-terminus of cMBP and is OH, OBc, or MIG, where BC is a biocompatible cation;cMBP is a cMet binding cyclic peptide of 17 to 30 amino acids which comprises the amino acid sequence (SEQ-1):Cysa-X1-Cysc-X2-Gly-Pro-Pro-X3-Phe-Glu-Cysd-Trp-Cysb-Tyr-X4-X5-X6;wherein X1 is Asn, His or Tyr; X2 is Gly, Ser, Thr or Asn;X3 is Thr or Arg;X4 is Ala, Asp, Glu, Gly or Ser;X5 is Ser or Thr;X6 is Asp or Glu;and Cysa-d are each cysteine residues such that residues a and b as well as c and d are cyclised to form two separate disulfide bonds;MIG is a metabolism inhibiting group which is a biocompatible group which inhibits or suppresses in vivo metabolism of the peptide; wherein when MIG is at the amino terminus, it is selected from N-acylated groups —NH(C═O)RG where the acyl group —(C═O)RG has RG chosen from: C1-6 alkyl, C3-10 aryl groups or comprises a polyethyleneglycol (PEG) building block; wherein when MIG is at the carboxy terminus, it is selected from carboxamide, tert-butyl ester, benzyl ester, cyclohexyl ester, amino alcohol or a polyethyleneglycol (PEG) building block;L is a synthetic linker group of formula -(A)m- wherein each A is independently —CR2—, —CR═CR—, —C≡C—, —CR2CO2—, —CO2CR2—, —NRCO—, —CONR—, —NR(C═O)NR—, —NR(C═S)NR—, —SO2NR—, —NRSO2—, —CR2OCR2—, —CR2SCR2—, —CR2NRCR2—, a C4-8 cycloheteroalkylene group, a C4-8 cycloalkylene group, a C5-12 arylene group, or a C3-12 heteroarylene group, an amino acid, a sugar or a monodisperse polyethyleneglycol (PEG) building block;each R is independently chosen from H, C1-4 alkyl, C2-4 alkenyl, C2-4 alkynyl, C1-4 alkoxyalkyl or C1-4 hydroxyalkyl;m is an integer of value 1 to 20;n is an integer of value 0 or 1;BzpM is a benzopyrylium dye of Formula II:where: Y1 is a group of Formula Ya or Yb R1-R4 and R9-R13 are independently selected from H, —SO3M1, Hal, Ra or C3-12 aryl, where each M1 is independently H or Bc;R5 is H, C1-4 alkyl, C3-12 arylsulfonyl, Cl, or R5 together with one of R6, R14, R15 or R16 may optionally form a 5- or 6-membered unsaturated aliphatic, unsaturated heteroaliphatic or aromatic ring;R6 and R16 are independently Ra groups;R7 and R8 are independently C1-4 alkyl, C1-4 sulfoalkyl or C1-6 hydroxyalkyl or optionally together with one or both of R9 and/or R10 may form a 5- or 6-membered N-containing heterocyclic or heteroaryl ring;X is —CR14R15—, —O—, —S—, —Se—, —NR16— or —CH═CH—, where R14 to R16 are independently Ra groups;Ra is C1-4 alkyl, C1-4 sulfoalkyl, C1-6 carboxyalkyl or C1-6 hydroxyalkyl;w is 1 or 2;J is a biocompatible anion;with the proviso that BzpM comprises at least one sulfonic acid substituent chosen from the R1 to R16 groups. 2. The imaging agent of claim 1, where in addition to SEQ-1, the cMBP further comprises an Asp or Glu residue within 4 amino acid residues of either the C- or N-cMBP peptide terminus, and (L)n[BzpM] is function... | GE Healthcare Limited | A61B005/00 A61B008/00
US08406841 | B2 | 2013-03-26 | Dry electrode for biomedical signal measuring sensor | 2010-12-06 | A dry electrode for biomedical signal measuring sensor includes a conductive sponge, a conductive fabric, and a thin metal film. The conductive fabric covers the whole conductive sponge, and the thin metal film is disposed on one face of the conductive fabric opposite to the conductive sponge. When using the dry electrode in measuring biomedical signal, it is not necessary to apply a conductive gel on a patient's skin, at where the biomedical signal is to be measured. Without the need of applying the conductive gel, the dry electrode is readily for measuring biomedical signal at any time and can be conveniently used in measuring signal over a long period of time without the problem of an attenuated signal due to gradually becoming dried conductive gel. | 1. A dry electrode for biomedical signal measuring sensor, comprising: a conductive sponge;a conductive fabric being covered over the whole conductive sponge; anda thin metal film being disposed on one face of the conductive fabric opposite to the conductive sponge. 2. The dry electrode as claimed in claim 1, wherein the conductive sponge is made of a urethane material. 3. The dry electrode as claimed in claim 1, wherein the conductive fabric is in the form of a honeycomb net. 4. The dry electrode as claimed in claim 1, wherein the conductive fabric is a fabric coated with a layer of metal. 5. The dry electrode as claimed in claim 4, wherein the fabric is a taffeta fabric. 6. The dry electrode as claimed in claim 4, wherein the metal is selected from the group consisting of platinum, nickel, copper, aluminum, iron and silver. 7. The dry electrode as claimed in claim 1, wherein the thin metal film is formed of gold. 8. The dry electrode as claimed in claim 1, further comprising an enclosure made of an electromagnetic-shielding material, and the enclosure being provided around the conductive fabric that is covered on the whole conductive sponge. | National Chiao Tung University | A61B005/04 A61B005/0478
US08409107 | B2 | 2013-04-02 | Tachyarrhythmia detection and discrimination based on curvature parameters | 2010-08-11 | Estimating a frequency of a sampled cardiac rhythm signal and classifying the rhythm. The received signal is sampled and transformed into a curvature series. A lobe in the curvature series corresponds to a characteristic point in the sampled series. Characteristic points are selected based on a time of a lobe in the curvature series and, in one embodiment, an amplitude of the signal at the time of the lobe. A frequency of the sampled series is estimated by autocorrelating a function of the series of the characteristic points. In one embodiment, the function is a time difference function. The rhythm is classified by plotting the timewise proximity of characteristic points derived from an atrial signal with characteristic points derived from a ventricular signal. Regions of the plot are associated with a particular rhythm and the grouping of the data corresponds to the classification. | 1. An implantable cardiac rhythm management device comprising: a ventricular channel input circuit to receive a sampled ventricular input signal for an epoch;an atrial channel input circuit to receive a sampled atrial input signal for the epoch;a controller coupled to the ventricular channel input circuit and coupled to the atrial channel input circuit, the controller adapted to determine relative timing between ventricular characteristic points and atrial characteristic points, each characteristic point determined based on a curvature series generated as a function of the input signals, each characteristic point having a time of a lobe in the curvature series; anda discriminator circuit coupled to the controller and adapted to classify the epoch based on a comparison of a first function of the atrial characteristic points and a second function of the ventricular characteristic points,wherein the controller is adapted to compute a ventricular curvature series using the sampled ventricular input signal for the epoch and an atrial curvature series using the sampled atrial input signals for the epoch, identify lobes using a curvature threshold value in each of the ventricular curvature series and the atrial curvature series, generate the ventricular characteristic points each associated with a lobe of the identified lobes in the ventricular curvature series, and generate the atrial characteristic points each associated with a lobe of the identified lobes in the atrial curvature series, wherein the ventricular curvature series includes curvatures each computed as a non-linear function of first and second derivatives of the sampled ventricular input signal, and the atrial curvature series includes curvatures each computed as a non-linear function of first and second derivatives of the sampled atrial input signal. 2. The device of claim 1 wherein the discriminator circuit is adapted to generate a plot of the first function of the atrial characteristic points and the second function of the ventricular characteristic points. 3. The device of claim 2 wherein the discriminator circuit is adapted to establish a separating contour in the plot. 4. The device of claim 2 wherein the discriminator circuit is adapted to classify the epoch by establishing a separating line in the plot. 5. The device of claim 4 wherein the discriminator circuit is adapted to establish a separating region proximate the separating line. 6. The device of claim 1 wherein the controller is adapted to determine relative timing by generating a window prior to each ventricular characteristic point. 7. The device of claim 6 wherein a dimension of the window is remotely selectable. 8. The device of claim 6 wherein a dimension of the window is varied according to a measured parameter. 9. The device of claim 1 wherein the discriminator circuit is adapted to determine a backward count based on a number of ventricular characteristic points having at least one atrial characteristic point ... | Cardiac Pacemakers, Inc. | A61B005/0402
US08406847 | B2 | 2013-03-26 | Biological observation apparatus and method | 2009-06-12 | A biological observation apparatus according to an aspect of the present invention includes a sound wave radiating unit that radiates a sound wave into an object to be examined, a light radiating unit that radiates first light having a predetermined wavelength and second light different from the first light into a portion of the object influenced by the sound wave, a detector that detects reflected light of the first light and reflected light of the second light, and a calculation unit that calculates characteristic information of the object based on the reflected light of the first light and the reflected light of the second light. | 1. A biological observation apparatus comprising: a sound wave radiating unit configured to radiate a sound wave into an object to be examined;a light radiating unit configured to radiate a first light having a first wavelength and a second light having a second wavelength into a portion of the object influenced by the sound wave;a detector configured to detect reflected light of the first light and reflected light of the second light; anda calculator configured to calculate characteristic information of the object based on the reflected light of the first light and the reflected light of the second light, whereina first absorption characteristic of the first light and a second absorption characteristic of the second light have sensitivities that are lower with respect to a change of oxygen saturation in blood of the object, and the first absorption characteristic and the second absorption characteristic are substantially equal to each other with respect to blood having different oxygen saturations, andthe calculator configured to calculate a difference value between intensity of the reflected light of the first light and an intensity of reflected light of the second light and to produce image data of the object based on the difference value, andwherein the calculator is configured to apply a frequency analysis to the difference value, thereby calculating a variation of an amount of frequency modulation at the portion of the object influenced by the sound wave, and to produce the image data of the object based on the amount of frequency modulation. 2. The apparatus according to claim 1, further comprising a determination unit configured to determine whether or not the detector has detected the reflected light of the first light, wherein the light radiating unit radiates the second light when the determination unit determines that the detector has detected the reflected light of the first light. 3. The apparatus according to claim 1, further comprising a display configured to display a tomographic image of the object based on the image data. 4. The apparatus according to claim 1, wherein the light radiating unit is configured to radiate the first wavelength of the first light and the second wavelength of the second light within a range from 800 nm to 930 nm. 5. The apparatus according to claim 1, wherein the light radiating unit includes a first light radiating unit that radiates the first light and a second light radiating unit that radiates the second light. 6. The apparatus according to claim 1, wherein an angle of a direction in which the first light and the second light are radiated and an angle of a direction in which the sound wave is radiated are different from each other with respect to the object. 7. The apparatus according to claim 1, wherein the first wavelength of the first light and the second wavelength of the second light are 130 nm apart. 8. The apparatus according to claim 1, wherein the absolute value of the difference be... | Olympus Medical Systems Corporation | A61B005/05
US08423295 | B2 | 2013-04-16 | Method of outputting body information and apparatus therefor | 2006-06-02 | A method and an apparatus for outputting body information of a user. The method of outputting the body information of a user comprises: designating coordinate points of the body information according to first, second, and third body information on a three-dimensional coordinate having the first, second, and third coordinates as coordinate axes; and outputting comparison information between the user body figure and the average body figure from the distance between the coordinate point of the body information of the average body figure designated on a three-dimensional coordinate in advance and the coordinate point of the body information of the user. | 1. A method of outputting body information of a user, comprising: designating, using a sufficiently programmed computer, a coordinate of first, second, and third body information of the user on a three-dimensional graph having first, second, and third body information as coordinate axes; andoutputting comparison information, including combined body information of the first, second, and third body information, between a body figure of the user and an average body figure based on a distance between a coordinate of the first, second, and third body information of the average body figure designated on the three-dimensional graph obtained in advance, and the coordinate of the first, second, and third body information of the user. 2. The method of claim 1, wherein, coordinates of the first, second, and third body information of a large number of people are designated on the three-dimensional graph, and the coordinate of the first, second, and third body information of the average body figure are determined by a center coordinate of an ellipsoid formed by a distribution of the designated coordinates of the first, second, and third body information corresponding to the large number of people. 3. The method of claim 1, wherein the comparison information is obtained using a principal component analysis (PCA). 4. The method of claim 1, wherein the outputting comparison information comprises outputting a warning message according to a deviation of the body information of the user from body information of the average body figure. 5. The method of claim 1, wherein the first, second, third body information are respectively thigh circumference, stomach circumference, and body mass index (BMI). 6. The method of claim 1, further comprising: extrapolating future body information from present body information; andoutputting the extrapolated future body information. 7. The method of claim 6, wherein the extrapolating comprises using autoregressive integrated moving average (ARIMA) statistics to extrapolate the future body information. 8. The method of claim 7, wherein the extrapolating comprises using an ARIMA statistics reflecting a dietary index and an exercise index to extrapolate the future body information. 9. The method of claim 6, wherein the outputting the extrapolated future body information comprises constructing an image indicated by the extrapolated future body information using a face image of the user and outputting the constructed image. 10. The method of claim 9, wherein the outputting the extrapolated future body information comprises outputting a two-dimensional image or a three-dimensional image as the constructed image. 11. The method of claim 1, further comprising outputting body information of a famous person whose body information is similar to present body information of the user. 12. The method of claim 11, further comprising outputting a human body image of the famous person whose body information is similar to the present body in... | Samsung Electronics Co., Ltd. | G01N033/48 G01N033/50 A61B005/103
US08838201 | B2 | 2014-09-16 | Atlas-based analysis for image-based anatomic and functional data of organism | 2011-06-22 | A non-invasive imaging system, including an imaging scanner suitable to generate an imaging signal from a tissue region of a subject under observation, the tissue region having at least one anatomical substructure and more than one constituent tissue type; a signal processing system in communication with the imaging scanner to receive the imaging signal from the imaging scanner; and a data storage unit in communication with the signal processing system, wherein the data storage unit is configured to store a parcellation atlas comprising spatial information of the at least one substructure in the tissue region, wherein the signal processing system is adapted to: reconstruct an image of the tissue region based on the imaging signal; parcellate, based on the parcellation atlas, the at least one anatomical substructure in the image; segment the more than one constituent tissue types in the image; and automatically identify, in the image, a portion of the at least one anatomical substructure that correspond to one of the more than one constituent tissue type. | 1. A non-invasive imaging system, comprising: an imaging scanner configured to generate an imaging signal from a tissue region of a subject under observation, the tissue region having at least one anatomical substructure and more than one constituent tissue type;a signal processing system in communication with said imaging scanner configured to receive the imaging signal from said imaging scanner; anda data storage unit in communication with said signal processing system,wherein said data storage unit is configured to store a parcellation atlas comprising spatial information of said at least one anatomical substructure in the tissue region,wherein said signal processing system is adapted to: reconstruct an image of said tissue region based on said imaging signal;parcellate, based on the parcellation atlas, the at least one anatomical substructure in said image;segment the more than one constituent tissue type in said image to provide a plurality of segmented constituent tissue types, wherein the parcellation atlas includes at least one of imaging data (i) of the more than one constituent tissue type, (ii) of at least one of a plurality of imaging modalities and a plurality of imaging contrasts corresponding to one subject, and (iii) corresponding to a plurality of subjects;automatically identify, in said image, a portion of the at least one anatomical substructure that corresponds to one of the more than one constituent tissue type; andaverage all image voxels in the identified constituent tissue type to increase a signal-to-noise ratio of the automatically identified portion,wherein averaging the image voxels at least one of increases image resolution of said image and decreases scanning time from said imaging scanner, andwherein the at least one anatomical substructure is defined in one of the image modalities or imaging contrasts which has a higher signal-to-noise or resolution and applied to other image modalities or imaging contrasts. 2. The non-invasive imaging system according to claim 1, wherein said imaging scanner is a magnetic resonance imaging (MRI) scanner, a computed tomography (CT) imaging scanner, a positron emission tomography (PET) imaging scanner, a single positron emission computed tomography (SPECT) imaging scanner, or a combination thereof. 3. The non-invasive imaging system according to claim 1, wherein said imaging signal is capable of providing at least one contrast mechanism that delineates one of said more than one constituent tissue type of said tissue region. 4. The imaging system according to claim 1, wherein said signal processing system is further adapted to automatically diagnose whether a tissue abnormality is present in said tissue region of said subject by analyzing the portion of the at least one anatomical substructure that correspond to one of the more than one constituent tissue types. 5. The imaging system according to claim 1, further comprising: a viewing station or a console station configured to di... | The Johns Hopkins University | A61B005/05 G06T007/00 A61B006/00 A61B005/055 G06K009/20 G01R033/56 A61B006/03
US20130090548 | A1 | 2013-04-11 | AUTOMATED RENAL EVALUATION SYSTEMS AND METHODS USING MRI IMAGE DATA | 2012-10-10 | Renal screening systems include a circuit configured to electronically analyze MRI image data of a subject to evaluate renal function and generate a renal-risk report for a plurality of different therapeutic agents based on renal responses to test doses of each of the agents. | 1. A renal evaluation system, comprising: a circuit comprising at least one processor configured to: (i) segment cortical and medullary regions of different MRI kidney image slices of a respective patient into defined sub-segments for volume analysis and associate borders of the defined sub-segments with a respective color; (ii) assess oxygenation and perfusion in the defined sub-segments before and after one or more agents are administered to a respective patient; and (iii) generate a color coded image of abdominal fat adjacent a respective kidney of a patient; andat least one display in communication with the circuit configured to display the color coded image of abdominal fat of a patient and at least one image slice of a segmented kidney with defined sub-segments with color borders. 2. The system of claim 1, wherein the defined sub-segments include a total kidney volume, a medulla volume, and a renal sinus volume, and wherein the circuit is configured to analyze each kidney image slice having a slice thickness between about 3 mm to about 20 mm, to calculate a cortical volume as equal to total kidney volume minus medulla volume and to calculate a medullary volume as equal to the medulla volume minus the renal sinus volume, and wherein the circuit is configured to evaluate whether blood flow changes in response to administered agents preserve or alter renal cortex to medullary volume ratios. 3. The system of claim 1, wherein the circuit is configured to calculate blood flow and percent stenosis of at least one renal artery. 4. The system of claim 1, wherein the circuit is configured to identify whether the patient is likely to benefit or likely not to benefit from a medical or procedural therapy. 5. The system of claim 1, wherein the circuit is configured to analyze at least one of tissue oxygenation, vascular oxygenation, renal arterial blood flow by comparing base line MRI image data and MRI images obtained after administration of a therapy delivered proximate in time to an MRI scan session used to obtain post-therapy MRI image data of the kidney or kidneys. 6. The system of claim 1, wherein the circuit is further configured to generate color and/or heat spectrum tissue maps of a patient's kidney or kidneys, the tissue maps illustrating the kidney or kidneys with associated pixel values defined based at least in part on at least one of (i) a ratio of T1 and T2*; (ii) a weighted combination of T1 and T2*, or (iii) a T2* difference map and a T1 difference map using corresponding pixels associated with respective T1 and T2* MR images obtained before and after administration of an agent, the T2* difference map visually illustrates vascular oxygenation in color scale and the T1 difference map visually illustrates tissue oxygenation in color scale. 7. A clinician workstation, comprising: a circuit configured to generate tissue maps of a patient's kidney or kidneys, the tissue maps illustrating the kidney or kidneys with associated pixel value... | Wake Forest University Health Sciences | A61B005/00 A61M005/14 A61B005/01 A61B005/055 A61B005/145
US20130066173 | A1 | 2013-03-14 | VENOUS OXYGEN SATURATION SYSTEMS AND METHODS | 2011-09-09 | Methods and systems are discussed for determining venous oxygen saturation by calculating a ratio of ratios from respiration-induced baseline modulations. A calculated venous ratio of ratios may be compared with a look-up table value to estimate venous oxygen saturation. A calculated venous ratio of ratios is compared with an arterial ratio of ratios to determine whether baseline modulations are the result of a subject's respiration or movement. Such a determination is also made by deriving a venous ratio of ratios using a transform technique, such as a continuous wavelet transform. Derived venous and arterial saturation values are used to non-invasively determine a cardiac output of the subject. | 1. A non-invasive method for determining physiological information about a subject, the method comprising: obtaining a first non-invasive physiological signal that includes a component indicative of arterial blood in the subject;obtaining a second non-invasive physiological signal that includes a component indicative of venous blood in the subject;determining an arterial blood oxygen content based at least in part on a first set of components derived from the first physiological signal;determining a venous blood oxygen content based at least in part on a second set of components derived from the second physiological signal; anddetermining a cardiac output based at least in part on the arterial blood oxygen content and the venous blood oxygen content. 2. The method of claim 1, further comprising: measuring a respiration rate, andfiltering the second physiological signal at or around the respiration rate. 3. The method of claim 2, wherein the first physiological signal and second physiological signal are photoplethysmograph signals. 4. The method of claim 3, further comprising measuring an oxygen consumption rate of the subject. 5. The method of claim 4, wherein determining the cardiac output comprises: determining a concentration of oxygen consumption by subtracting the venous blood oxygen content from the arterial blood oxygen content; anddetermining cardiac output by dividing the oxygen consumption rate by the concentration of oxygen consumption. 6. The method of claim 2, wherein the first set of components includes a factor indicative of blood oxygen concentration and a ratio of ratios derived from components of the first physiological signal. 7. The method of claim 2, wherein the second set of components includes a factor indicative of blood oxygen concentration and a ratio of ratios derived from components of the second physiological signal. 8. The method of claim 2, further comprising correcting the cardiac output to account for dissolved gases in blood by: adding a term indicative of partial pressure of a first gas in arterial blood; andsubtracting a term indicative of partial pressure of a second gas in venous blood. 9. A system for determining physiological information about a subject, the system comprising: a first input configured to receive a first non-invasive physiological signal that includes a component indicative of arterial blood;a second input configured to receive a second non-invasive physiological signal that includes a component indicative of venous blood; andprocessing equipment configured to: determine an arterial blood oxygen content based at least in part on a first set of components derived from the first physiological signal;determine a venous blood oxygen content based at least in part on a second set of components derived from the second physiological signal; anddetermine a cardiac output based at least in part on the arterial blood oxygen content and the venous blood oxygen content. 10. The system of claim ... | Nellcor Puritan Bennett Ireland | A61B005/1455
US20130072823 | A1 | 2013-03-21 | Sleep Monitoring System | 2012-11-13 | A method comprising monitoring a user's movements and determining when the user is falling asleep into a sleep session. The method further comprising identifying the sleep session as a power nap or a longer sleep, and waking up the user at a predetermined time, based on a combination of user preferences and measured information regarding the sleep session. | 1. A method comprising: monitoring a user's movements;determining when the user is falling asleep into a sleep session;identifying the sleep session as a power nap or a longer sleep;waking up the user at a predetermined time, based on a combination of the identifying, user preferences, and measured information regarding the sleep session. 2. The method of claim 1, wherein the identification is an automatic identification based on one or more of: a current time of day, a period since a last longer sleep, and a location of the user. 3. The method of claim 1, wherein the identification is based on a command is entered by the user using one of: a user interface dial, a user interface button, or a menu. 4. The method of claim 1, wherein the monitoring of the user's movements is done using an accelerometer worn on a wrist strap. 5. The method of claim 4, wherein the wrist strap comprises a wristband, and the accelerometer is part of a monitoring device coupled to the wristband. 6. The method of claim 1, further comprising: providing the user's movement data to a server; andmaking the user's movement data available to the user. 7. The method of claim 1, wherein the pre-determined time is based on a default optimum time for a power nap, adjusted based on historical data from the user. 8. The method of claim 1, further comprising: when a longer sleep is identified, determining whether there is an alarm set, the alarm set based on one of: a min/max time, a number of sleep cycles completed, or a number of sleep cycles completed within a max time window. 9. The method of claim 8, wherein when the alarm is set based on the min/max time, the user is woken up at an optimal sleep cycle time, at a latest point in the min/max time. 10. The method of claim 8, wherein when the alarm is set based on the number of sleep cycles and a maximum time window, the system attempts to wake the user at an optimal time, when the maximum time window will expire prior to the completion of the number of sleep cycles set in the alarm. 11. A monitoring system to assist in sleep comprising: a motion identification system to determine when the user is falling asleep into a sleep session;a sleep type identifier to identify the sleep session as a power nap or a longer sleep; anda sleep timer to monitor the sleep session, and to trigger an alarm to wake up the user at a predetermined time, based on a combination of user preferences and measured information regarding the sleep session. 12. The system of claim 11, wherein the identification of the sleep session is automatic and based on one or more of: a current time of day, a period since a last longer sleep, and a location of the user. 13. The system of claim 11, wherein the identification of the sleep session is based on a command is entered by the user using one of: a user interface dial, a user interface button, or a menu. 14. The system of claim 11, wherein the monitoring system is worn on a wrist strap. 15. The system o... | - | A61B005/11
US08401630 | B2 | 2013-03-19 | Method of determining training intensity | 2008-02-05 | Method of determining the training intensity of a person (2), whereby time intervals RRi (13) between consecutive heartbeats are recorded whereupon from sequences of these time intervals RRi (13) a sequence of standardised intervals rri (14) is generated through mathematical modelling. From two consecutive standardised intervals rri (14) and rri+1 points in a Poincaré plot are generated and with regard to the principal horizontal axis X0 (16) of a confidence ellipse of these points a standard deviation SOL is calculated. From pairs of values formed of a mean value RRMV of the sequence of intervals RRi (13) and the standard deviation SOL for further sequences of standardised intervals rri (14) a training intensity curve (20) is then produced for the person (2) whereby the training intensity curve (20) is produced from pairs of values of the heart frequencies HF (HF=1/RRMV) corresponding to the mean values RRMV and the standard deviations SOL. | 1. A method of determining the training intensity of a person, whereby the heart frequency data of the person is measured, the method comprising: a) recording the time intervals RRi between consecutive heartbeats;b) selecting a sequence of intervals RR through defining a number N of consecutive intervals RRi or determining an observation interval;c) producing a sequence of standardized intervals rri from the sequence of intervals RRi through mathematical modelling;d) creating points in a Poincaré plot of the standardized intervals rri from two consecutive standardized intervals rri and rri+l;e) calculating a 95% confidence ellipse for the points of the sequence of standardized intervals rri in the Poincaré plot, whereby a principal horizontal axis X0 and a principal vertical axis Y0is determined;f) calculating a standard deviation SOL from the orthogonal distances of the points of the sequence of standardized intervals rri with regard to the principal horizontal axis X0;g) storing a pair of values consisting of a mean value RRMV of the sequence of intervals RRi and the standard deviation SOL;h) selecting further sequences of intervals RRi and for these further sequences of intervals RRi the steps c) to g) are carried out;i) producing a training intensity curve from the pairs of values, determined in steps c) to h) of the heart frequencies HF (HF =1/RRMV)corresponding to the mean values RRMV and standard deviations SOL; andj) through comparing the most recently determined heart frequency HF with the training intensity curve a current, specific training intensity is determined for the person. 2. The method according to claim 1 wherein the sequences of intervals RRi envisaged for analysis are selected depending on incidents during the course of training. 3. The method according to claim 2, wherein the sequences of the intervals RRi are selected in such a way that points of sudden change in the heart frequency HF are excluded or not included. 4. The method according to claim 1 wherein the sequences of the intervals RRi for analysis are selected from observation intervals that overlap each other in time. 5. The method according to claim 1 wherein in order to identify and eliminate artifacts in the selected sequence of intervals RRi, a reference value is assigned to each interval RRi whereby the reference value is formed by a median of the at least three preceding and the at least three subsequent intervals RRi, and if the selected interval Ri deviates from its assigned reference value by more than a first predeterminable percentage, this interval RRi is replaced by its reference value. 6. The method according to claim 5, wherein 30% is selected as the first percentage. 7. The method according to claim 5, wherein observation intervals that exhibit an artifact frequency going beyond a limit of a second predeterminable percentage are excluded from further evaluation. 8. The method according to claim 7 wherein 5% is selected as the second percentag... | PULSE7 GmbH | A61B005/0452
US08414502 | B2 | 2013-04-09 | System and method for the objective measurement of hearing ability of an individual | 2009-09-21 | A system for determining the hearing ability of an individual comprises a generator for generating a test stimulus signal, a hearing aid (2) having a digital signal processor for processing said test stimulus signal and converting it in order to output an acoustic stimulus signal, and a first synchronizing means. The system further comprises an electrophysiological instrument (1) having a second synchronizing means, and means (7) for establishing from said individual an evoked response to said acoustic signal. The first synchronizing means and said second synchronizing means exchange a synchronization signal in order to synchronize said evoked response to said acoustic stimulus signal. The invention also provides a hearing aid and a method for carrying out electrophysiological measurement of the hearing ability of an individual. | 1. A system for determining a hearing ability of an individual, comprising a generator for generating a test stimulus signal,a hearing aid of a type selected from the group consisting of a behind-the-ear hearing aid, an in-the-ear hearing aid and a completely-in-the-canal hearing aid, said hearing aid having a digital signal processor for processing and converting said test stimulus signal in order to output an acoustic stimulus signal, and a first synchronizing means for emitting a synchronization signal, andan electrophysiological instrument, said instrument having a second synchronizing means and means for establishing from said individual an evoked, electrophysiological response to said acoustic stimulus signal,wherein said hearing aid is adapted to operate with an essentially constant time delay between emitting said synchronization signal and outputting said acoustic stimulus signal, andwherein said first synchronizing means and said second synchronizing means are adapted to exchange said synchronization signal in order to synchronize said evoked response to said acoustic stimulus signal, the synchronization of the signal relating an evoked response from the individual in response to the acoustic stimulus signal emitted from the hearing aid. 2. The system according to claim 1, wherein the combination of said generator, said digital signal processor and said converting means, is calibrated to achieve a well-defined acoustic stimulus signal. 3. The system according to claim 1, comprising a fitting system connected to the hearing aid. 4. The system according to claim 3, wherein the first synchronizing means is integrated into said fitting system. 5. The system according to claim 3, wherein the generator is integrated into said fitting system. 6. The system according to claim 1, wherein said first synchronizing means and said generator are integrated into the hearing aid. 7. The system according to claim 1, wherein the constant time delay is less than 50 micro seconds. 8. A hearing aid of a type selected from the group consisting of a behind-the-ear hearing aid, an in-the-ear hearing aid and a completely-in-the-canal hearing aid, said hearing aid comprising a generator for generating a test stimulus signal,a digital signal processor adapted for processing and converting the test stimulus signal in order to output an acoustic stimulus signal, anda first synchronizing means for providing timing information about the outputting of the acoustic stimulus signal,wherein said digital signal processor is adapted to process the test stimulus signal according to an audiologic fitting prescription for an individual, in order to test the aided hearing threshold of the individual. 9. A system for determining a hearing ability of an individual, said system comprising, an electrophysiological instrument, said instrument having means for generating a test stimulus signal and electrophysiological response means for establishing from said individual an e... | Widex A/S | A61B005/00 A61B001/227 H04R025/00
US08410778 | B2 | 2013-04-02 | Magnetic resonance method and apparatus to acquire multiple image data sets from a subject | 2010-03-12 | In a magnetic resonance (MR) method and apparatus for the acquisition of a first image data set and a second image data set of an examination subject, a series of excitation pulses is radiated into the examination subject, and after each excitation pulse, a first echo signal is detected after a first echo time TE1 and a second echo signal is detected after a second echo time TE2, with TE2 greater than TE1, and the first echo signal is entered in a first raw MR data set and the second echo signal is entered in a second raw MR data set. A first image data set is acquired from the first MR data set on the basis of magnitude information contained in the first MR data set. A second image data set is acquired from the second MR data set on the basis of phase information contained in the second MR data set. The first and second image data sets are stored on at least one memory device.;This manner of data acquisition and processing delivers results that typically are obtained from two different data acquisition and processing procedures, one for each desired image data set. | 1. A magnetic resonance method for acquiring a first image data set and a second image data set from an examination subject, comprising the steps of: placing an examination subject in a magnetic resonance data acquisition unit and, from said magnetic resonance data acquisition unit, radiating a plurality of excitation pulses into the examination subject;operating said magnetic resonance data acquisition unit to generate, after each excitation pulse, a first echo signal after a first echo time TE1 and a second echo signal after a second echo time TE2, with TE2 being longer than TE1;detecting said first echo signal and entering said first echo signal in a first raw magnetic resonance data set, and detecting said second echo signal and entering said second echo signal in a second raw magnetic resonance data set that is separate from said first raw magnetic resonance data set;in a processor, acquiring a first image data set that is separate from said first image data set, from the first raw magnetic resonance data set based on magnitude information contained in the first raw magnetic resonance data set;in said processor, acquiring a second image data set from the second raw magnetic resonance data set based on phase information contained in the second raw magnetic resonance data set; andstoring said first and second image data sets in at least one memory device in a form allowing access to said first and second image data sets. 2. A method as claimed in claim 1 comprising displaying said first image data set and said second image data set at a display device having access to said at least one memory device, in a displayed mode selected from the group consisting of separately displaying said first image data set and said second image data set, and superimposed display of said first image data set and said second image data set. 3. A method as claimed in claim 1 comprising generating said first and second echo signals by emitting respective gradient pulses in said magnetic resonance data acquisition unit. 4. A method as claimed in claim 1 comprising detecting each of said first and second echo signals respectively as an individual echo signal or as a train of echo signals. 5. A method as claimed in claim 1 comprising generating said echo signals by operating said magnetic resonance data acquisition unit according to an echo planar imaging sequence. 6. A method as claimed in claim 5 comprising generating said first and second echo signals by operating said magnetic resonance data acquisition unit with a segmented echo planar imaging sequence. 7. A method as claimed in claim 1 comprising acquiring said first image data set as an anatomical image from said first raw magnetic resonance data set. 8. A method as claimed in claim 1 comprising acquiring said second image data set as an image selected from the group consisting of a temperature image, a flow image, and an anatomical image, from said second raw magnetic resonance data set. 9. A magnetic r... | Siemens Aktiengesellschaft | G01R003/00 A61B005/055
US08404487 | B2 | 2013-03-26 | Magnetic resonance spectroscopy of breast biopsy to determine pathology, vascularization and nodal involvement | 2008-02-26 | Robust classification methods analyse magnetic resonance spectroscopy (MRS) data (spectra) of fine needle aspirates taken from breast tumors. The resultant data when compared with the histopathology and clinical criteria provide computerized classification-based diagnosis and prognosis with a very high degree of accuracy and reliability. Diagnostic correlation performed between the spectra and standard synoptic pathology findings contain detail regarding the pathology (malignant versus benign), vascular invasion by the primary cancer and lymph node involvement of the excised axillary lymph nodes. The classification strategy consisted of three stages: pre-processing of MR magnitude spectra to identify optimal spectral regions, cross-validated Linear Discriminant Analysis, and classification aggregation via Computerised Consensus Diagnosis. Malignant tissue was distinguished from benign lesions with an overall accuracy of 93%. From the same spectrum, lymph node involvement was predicted with an accuracy of 95% and tumor vascularization with an overall accuracy of 92%. | 1. A method of determining whether a primary breast tumor in breast tissue is accompanied by a tumor in at least one lymph node outside the breast tissue, comprising the steps of: obtaining magnetic resonance spectra of only a primary breast tumor in breast tissue;comparing the spectra obtained from only primary breast tumors in breast tissue with reference spectra which contains (i) first reference values from only primary breast tumors for primary breast tumors for which a tumor is not present in any lymph node outside the breast tissue and (ii) second different reference values from only primary breast tumors for which a tumor is also present in at least one lymph node outside the breast issue; anddetermining whether a tumor is present in at least one lymph node outside the breast tissue based on the comparison of the obtained spectra from only the primary breast tumor with the first and second reference values. 2. A reference data structure containing spectral data only from primary breast tumors for which a tumor is not present in any lymph node outside the breast tissue and different spectral data only from primary breast tumors for which a tumor is present in at least one lymph node outside the breast tissue. 3. A method of determining whether a primary tumor in primary tissue is accompanied by a tumor in at least one lymph node outside the primary tissue, comprising the steps of: obtaining magnetic resonance spectra of only a primary tumor in primary tissue,comparing the spectra obtained from only the primary tumor with reference spectra which contains (i) first reference values from only primary tumors for which a tumor is not present in any lymph node outside the primary tissue and (ii) second different reference values from only the primary tumor for primary tumors for which a tumor is present in at least one lymph node outside the primary tissue; anddetermining whether a tumor is present in at least one lymph node outside the primary tissue based on the comparison of the obtained spectra from only the primary tumor with the first and second reference values. 4. A reference data structure containing spectral data only from primary tumors in primary tissue for which a tumor is not present in any lymph node outside the primary tissue and different spectral data only from primary tumors in primary tissue for which a tumor is present in at least one lymph node outside the primary tissue. 5. A computer readable storage medium which stores a program for determining whether a primary tumor in primary tissue is accompanied by a tumor in at least one lymph node outside the primary tissue, the program comprising the steps of: obtaining magnetic resonance spectra of a primary tumor in primary tissue;comparing the spectra obtained from only the primary tumor with reference spectra which contains (i) first reference values from only primary tumors for primary tumors in primary tissue for which a tumor is not present in any lymph node outside th... | - | G01N033/48 G06F019/00 A61B005/05
US08428963 | B2 | 2013-04-23 | System and method for administering health care cost reduction | 2010-03-15 | A system and method for the efficient administration of health care plans, particularly as to the reduction and/or elimination of avoidable medical costs for select individuals who participate in the plan, is disclosed. Existing health care data is processed to determine an indication as to the relative desirability of an intervention in a plan participant's health care regimen. The data is also processed to determine the status of one or more flags, each of which potentially indicates the relative desirability of an intervention in a plan participant's health care regimen. A predictive model is used to determine the status of a flag relating to the likelihood of an insurance plan participant making a disability claim within a certain period of time. The information relating to desirability of an intervention in a plan participant's health care regimen, as well as a plan participant's medical information and claim history, is presented to case managers and/or health care providers in a user-friendly format. | 1. A method for administering reductions in health care costs for those participants in a health insurance plan for whom future health care costs may be reduced through intervention (“intervention candidates”) comprising computer implemented steps of: extracting from a database participant data for each of a plurality of participants in the health insurance plan, the participant data comprising claims data representing at least one past claim, the past claim being one of a medical claim and a pharmacy claim, wherein: (a) the claims data representing the medical claim represents one or more of a procedure physically performed on or in connection with the participant, and a diagnosis of a disease or condition physically afflicting the participant, and (b) the claims data representing the pharmacy claim represents at least in part a drug physically administered to the participant;executing a predictive model program using the participant data to generate an output, the predictive model program comprising computer executable instructions for determining a likelihood of occurrence of at least one predetermined future event, the event associated with utilization of health care services, the predictive model having been created using historical claims data from a sample of individuals, the predictive model program being stored on a non-transitory computer readable medium of at least one information server connected to the database;determining, from the output of the execution of the predictive model program, via the at least one information server, a first score for an intervention candidate using the participant data, which first score reflects a predicted utilization of future health care services;determining, via the at least one information server, a second score for the intervention candidate using the participant data, which second score is a function of the extent of the intervention candidate's prior consumption of a plurality of different predetermined health care services over a predetermined time interval, the second score reflecting relative desirability of intervention in a health care regimen of the intervention candidate;comparing, via the at least one information server, the first score against a first threshold value and the second score against a second threshold value to identify at least one intervention candidate eligible for intervention and generating a result of such comparison and;presenting a graphical user interface for providing to a select individual electronic access to a health care history of the at least one eligible intervention candidate and the result of the comparison, the graphical user interface including a display of historical information based at least in part on the participant data associated with the at least one eligible intervention candidate and adapted to facilitate intervention in the health care regimen of the at least one eligible intervention candidate based on the result of the comparison,wherein the... | Aetna Inc. | G06Q050/00 A61B005/00
US08401615 | B1 | 2013-03-19 | Planar coil flexion fixture for magnetic resonance imaging and use thereof | 2004-11-12 | An aspect of the present invention is a system for magnetic resonance imaging that includes a fixture for housing an antenna such that the position of a portion of a patient's anatomy remains fixed relative to the antenna as the patient moves between a first and a second position for imaging. | 1. A system for magnetic resonance imaging, comprising: a magnetic resonance imaging apparatus having a receiving space for positioning a patient;an elongated patient support device for receiving the patient and that is positionable in the receiving space; anda fixture having a housing including a slot for receiving an antenna such that the position of a portion of the patient's anatomy to be imaged remains fixed relative to the antenna as the patient moves between a first position and a second position, the antenna having a strap for receiving the patient, wherein the antenna and the housing pivot from a first antenna position to a second antenna position about a pivot axis relative to the elongated patient support surface, and wherein the slot allows the position of the antenna to translate linearly in a first direction relative to the housing as the housing and the antenna pivot from the first antenna position to the second antenna position about the pivot axis, and wherein the strap is configured to aid in maintaining the position of the antenna relative to the portion of the patient's anatomy as the housing and the antenna pivot from the first antenna position to the second antenna position about the pivot axis, and wherein the first direction is perpendicular to the pivot axis. 2. The system of claim 1, wherein said fixture is mounted to said patient support and the portion of the patient's anatomy to be imaged comprises the lumbar spine. 3. The system of claim 2, wherein the first position is an erect lumbar position. 4. The system of claim 2, wherein the second position is a flexion lumbar position. 5. The system of claim 2, wherein the second lumbar position is an extended lumbar position. 6. The system of claim 2, wherein the second position is an extension lumbar position. 7. The system of claim 1, wherein said fixture comprises a base portion and the housing is pivotably mounted to said base portion, said base portion being mounted to said patient support so as to allow an antenna positioned in said antenna receiving slot to remain fixed relative to the patient's anatomy as the patient moves between the first position and the second position. 8. The system of claim 1, wherein the strap includes a portion that comprises a Velcro strip that is mateable with another portion of Velcro strip on said antenna. 9. The system of claim 1, wherein said antenna receiving portion further includes one or more slots for receiving the strap. 10. The system of claim 7, wherein said base portion is pivotably mounted to the housing by a pair of torsional spring members, wherein each torsional spring member applies a force to secure the antenna holder against the patient. 11. The method of claim 10, wherein said pair of torsional spring members are made from a magnetically translucent material. 12. The system of claim 11, wherein the magnetically translucent material is selected from the group consisting of beryllium copper, phosphor bronze an... | Fonar Corporation | A61B005/05
US08394034 | B2 | 2013-03-12 | Device, system and method for in-vivo sampling | 2005-05-22 | A device, system and method for in-vivo sampling. An in-vivo device and method for use thereof may include a sampling chamber and a gating mechanism. The sampling chamber may store a sample of a body lumen substance, and the gate may close and open an opening of the sampling chamber. | 1. An in-vivo device comprising: a sampling chamber able to store a sample of a body lumen substance;a first opening to allow said body lumen substance to enter said chamber from the body lumen;a gate able to close and open said first opening of said sampling chamber;a second opening to allow said body lumen substance to exit said chamber to the body lumen;a first, flexible conductive plate able to repel from or attract to a second conductive plate when substantially equal or opposing current, respectively, is supplied to said first and second conductive plates, wherein said first and second conductive plates are located within said sampling chamber;a power source to supply said current to said first and second conductive plates;a first well formed when said first and second conductive plates are repelled from each other, said first well comprising a first reagent; anda second well formed when said first and second conductive plates are repelled from each other, said second well comprising a second reagent,wherein said sample is able to advance from said first well to said second well when said supplied current becomes opposing current in said first well while in said second well the current becomes substantially equal;wherein said in-vivo device is a swallowable capsule. 2. The in-vivo device of claim 1, wherein said gate comprises a dissolvable material. 3. The in-vivo device of claim 1, comprising an imager to acquire an image of said body lumen substance stored in said chamber. 4. The in-vivo device of claim 1, wherein said in-vivo device is autonomous. 5. The in-vivo device of claim 1, wherein the first conductive plate is opposing the second conductive plate. 6. The in-vivo device of claim 1, wherein said gate is a passive gate. 7. The in-vivo device of claim 1, wherein said gate is an active gate. 8. The in-vivo device of claim 7, comprising: a controller able to open said gate when a pre-defined condition is met. 9. The in-vivo device of claim 7, comprising: a controller able to open said gate in response to a signal. 10. The in-vivo device of claim 9, wherein said signal is received from an external transmitter. 11. The in-vivo device of claim 9, wherein said signal is generated based on an analysis of an in-vivo image. 12. The in-vivo device of claim 9, wherein said signal is generated by an in-vivo sensor in response to a sensed parameter. 13. The in-vivo device of claim 12 wherein said sensed parameter is a parameter selected from a group consisting of: temperature, pH, pressure, bacteria, and enzyme activity. 14. The in-vivo device of claim 1, comprising an absorbent component to absorb at least a portion of said body lumen substance. 15. The in-vivo device of claim 1, wherein said chamber comprises a vacuum. 16. The in-vivo device of claim 1, comprising a capillary to transport said body lumen substance into said chamber. 17. The in-vivo device of claim 1, wherein said first opening comprises a wide inlet to freely t... | Given Imaging Ltd. | A61F002/02 A61B005/00 B65D081/00
US08394020 | B2 | 2013-03-12 | Skin laxity measurement system | 2010-05-07 | A skin laxity measurement system which provides a skin laxity measurement tool and methods of measuring skin laxity. | 1. A skin laxity measurement tool, comprising: a) a first linear measurement guide;b) a first arm fixedly coupled to said first linear measurement guide;c) a second arm coupled to said first linear measurement guide, said first arm and said second arm disposed to provide opposed inner surfaces in moveable relation, said first arm and said second arm corresponding provide a first arm terminal and a second arm terminal disposed a distance from said first linear measurement guide; andd) a cross member slidely coupled to both said first arm and said second arm in substantially perpendicular relation to said opposed inner surfaces to allow positioning of said cross member at a location between said first arm end and said first arm terminal and said second arm end and said second arm terminal. 2. The skin laxity measurement tool described in claim 1, wherein said first arm slidely couples with said first linear measurement guide and said second arm fixedly couples to said first linear measurement guide to provide said opposed inner surfaces disposed in moveable relation. 3. The skin laxity measurement tool described in claim 1, wherein both of said first arm and said second arm slidely couple to said first linear measurement guide to provide said opposed inner surfaces disposed in moveable relation. 4. The skin laxity measurement tool described in claim 1, further comprising a first graduated scale coupled to said first linear measurement guide. 5. The skin laxity measurement tool described in claim 4, further comprising a second graduated scale coupled to said first arm or said second arm. 6. The skin laxity measurement tool described in claim 5, wherein said first graduated scale coupled to said first linear measurement guide comprises a plurality of measurement indicia in alignable relation to movement of said first arm to provide a distance value which corresponds to a distance between said opposed inners surfaces of said first arm and said second arm. 7. The skin laxity measurement tool described in claim 6, wherein said second graduated scale coupled to said first arm or said second arm comprises a plurality of measurement indicia in alignable relation to movement of said cross member to provide a height value corresponding to a height of said cross member from said first arm terminal and said second arm terminal. 8. The skin laxity measurement tool described in claim 5, wherein said first graduated scale coupled to said first liner measurement guide comprises a plurality of measurement indicia translatable by operation of a distance calculator to display said distance value. 9. The skin laxity measurement tool described in claim 8, wherein said second graduated scale coupled to said first or second arm comprises a plurality of measurement indicia translatable by operation of a height calculator to display said height value. 10. The skin laxity measurement tool described in claim 9, wherein said distance calculator comprises a digital di... | American Network of Lipolysis, LLC | A61B005/00
US08417311 | B2 | 2013-04-09 | Fluid component analysis system and method for glucose monitoring and control | 2009-09-14 | Disclosed are methods and apparatuses for determining analyte concentration in a sample such as bodily fluid. Systems and methods disclosed herein can also include a treatment dosing system to infuse or inject a treatment dose (e.g. insulin, dextrose, etc.) and provide glycemic control. The dose of the treatment drug may be based on the patient's calculated sensitivity to treatment dosing, for example. The dose of the treatment drug may be based on the concentration of the analyte or the average value for the concentration of the analyte and/or the rate of change of the value of the concentration of the analyte. Delivery of the treatment drug can be cut off if the determined analyte concentration indicates that continued delivery would be harmful to the patient. | 1. A patient treatment and analysis system configured to frequently measure and control the concentration of an analyte in a body fluid of a patient whose insulin sensitivity may be rapidly changing due to trauma or injury, the system comprising: a body fluid analyzer;a fluid network coupled to the body fluid analyzer and configured to: automatically and periodically draw samples of body fluid through a catheter connected to a patient; andtransport at least a portion of the samples of body fluid to the body fluid analyzer;the body fluid analyzer configured to: automatically and periodically measure a concentration of an analyte in the samples of body fluid; andaccess an analyte history and store measured concentrations of the analyte in the analyte history; anda treatment dosing system in communication with the fluid network and the body fluid analyzer, the treatment dosing system comprising: a source of a treatment substance;a treatment dosing algorithm stored in a computer memory; anda dose delivery device configured to automatically and periodically deliver doses to the patient from the source of a treatment substance through the fluid network in response to the treatment dosing algorithm;the treatment dosing system configured to: use the treatment dosing algorithm to calculate an updated estimated insulin sensitivity for the patient more frequently than once per hour, the calculation achieved by accessing the analyte history and a dosage history and comparing portions of the analyte history to portions of the dosage history;use the treatment dosing algorithm to calculate a recommended treatment dosage for the patient more frequently than once per hour, the calculation based at least in part on the updated estimated treatment sensitivity;administer, through the dose delivery device, a dose of the treatment substance to the patient to modify the concentration of the analyte in the body fluid of the patient based at least in part on the updated estimated treatment sensitivity; andaccess the dosage history and store a record of the administered dose therein. 2. The patient treatment and analysis system of claim 1, wherein the treatment substance is IV insulin. 3. The patient treatment and analysis system of claim 1, wherein the fluid network is further configured to deliver the treatment dose to the patient using the same catheter used to draw the samples of body fluid. 4. The patient treatment and analysis system of claim 1, further comprising a user interface configured to display the recommended treatment dosage to a user and to receive input from the user, and wherein the dose of the treatment substance administered to the patient is determined at least in part by the input received from the user via the user interface. 5. The patient treatment and analysis system of claim 1, further comprising a user interface configured to display at least a portion of a history of measured concentrations of the analyte to a user, wherein the user inter... | Optiscan Biomedical Corporation | A61B005/05
US08412300 | B2 | 2013-04-02 | Arterial flashback confirmation chamber | 2009-02-12 | The present invention relates to an arterial flashback confirmation chamber. Generally, the confirmation chamber is used with a vascular access device to allow an operator to see active arterial flashback confirmation for a period of time that is long enough to permit the operator to properly place the cannula of the vascular access device within a patient's artery. In some instances, the confirmation chamber comprises a flashback compartment, means for prolonging active arterial flashback confirmation, and a vent. Some examples of suitable prolonging means comprise a flashback compartment with a relatively large internal volume, circuitous tubing, an absorbent material, an orifice and/or tubing with a smaller inner diameter than the inner diameter of the cannula, and the like. Where the vascular access device comprises a catheter assembly, the catheter assembly and confirmation camber are optionally used with a guide wire and/or a blood sensor. | 1. An arterial flashback confirmation chamber comprising: A transparent flashback compartment having a a proximal end and a distal end;a vent that is permeable to air and impermeable to blood, the vent comprising a portion of the proximal end of the transparent flashback compartment;a connector comprising a portion of the distal end of the transparent flashback compartment; anda section of tubing having a distal opening and a proximal opening, the proximal opening being positioned at the proximal end of the transparent flashback compartment, and the distal opening being positioned at the distal end of the transparent flashback compartment, the tubing being deposited within the transparent flashback compartment and spanning a distance between the proximal end and the distal end of the transparent flashback compartment, the section of tubing having an overall length that is greater than an overall length of the transparent flashback compartment. 2. The confirmation chamber of claim 1, wherein the section of tubing comprises an internal volume of the transparent flashback compartment that is between about 1 cubic centimeter and about 500 cubic centimeters. 3. The confirmation chamber of claim 2, wherein the internal volume of the transparent flashback compartment is between about 5 cubic centimeters and about 15 cubic centimeters. 4. The confirmation chamber of claim 1, wherein the section of tubing comprises circuitous tubing. 5. The confirmation chamber of claim 1, wherein the section of tubing comprises an inner diameter that is smaller than an inner diameter of a cannula of a vascular access device to which the flashback confirmation chamber is connected. 6. The confirmation chamber of claim 1, wherein the vent is adjustable to change the rate at which blood flows into the transparent flashback compartment. 7. The confirmation chamber of claim 1, wherein the connector is configured to connect the flashback confirmation chamber to a vascular access device as an add-on device. 8. A closed arterial IV catheter system comprising; a closed arterial IV catheter adapter having a catheter access port; anda transparent arterial flashback confirmation chamber having a proximal end and a distal end, the distal end having a connector configured to attach to the catheter access port, wherein the transparent arterial flashback confirmation chamber comprises:a vent that is permeable to air and impermeable to blood, the vent comprising a portion of the proximal end of the transparent arterial flashback confirmation chamber; anda section of tubing having a distal opening and a proximal opening, the proximal opening being positioned at the proximal end of the transparent arterial flashback confirmation chamber, and the distal opening being positioned at the distal end of the transparent arterial flashback confirmation chamber, the tubing being deposited within the transparent arterial flashback confirmation chamber and spanning a distance between the proxi... | Becton, Dickinson and Company | A61M005/32 A61B005/055
US08414501 | B2 | 2013-04-09 | Thermal monitoring | 2008-12-23 | A rectal thermal monitor for transrectal prostate temperature measurement includes a handle arranged in a proximal end portion of the monitor for gripping by a user, an elongate shaft extending from the handle, and an expandable distal probe portion arranged on a distal end of the shaft. The distal probe portion is arranged at a position opposite the handle portion, and is shaped to facilitate insertion through an anal sphincter and into a rectum of a patient. A cover element, is provided for covering at least a portion of the distal probe portion, and is made from a resilient material. A temperature sensing element is arranged within the distal probe portion, beneath the cover element, and is adapted and configured to sense a temperature of the prostate of the patient through the rectum wall of the patient. Further, and actuator can be provided to actuate the expandable distal probe portion, to increase a diameter thereof. | 1. A rectal thermal monitor for transrectal prostate temperature measurement, the probe comprising: a handle arranged in a proximal end portion of the monitor for gripping by a user;an elongate shaft extending from the handle;an expandable distal probe portion arranged on a distal end of the shaft, at a position opposite the handle portion, shaped to facilitate insertion through an anal sphincter and into a rectum of a patient, the expandable distal probe portion including two probe halves and an inflatable bladder, each of the two probe halves arranged on a separate half of the shaft and configured to be slideable with respect to the other, each of the two probe halves disposed on an external portion of the shaft, the inflatable bladder arranged between the probe halves and configured to separate the probe halves;a cover element, covering at least a portion of the distal probe portion, the cover element being made from a resilient material; anda temperature sensing element arranged within the distal probe portion, beneath the cover element, adapted and configured to sense a temperature of the prostate of the patient through the rectum wall of the patient. 2. The monitor of claim 1, wherein each of the two probe halves includes a tapered distal end to facilitate insertion through the anal sphincter. 3. The monitor of claim 1, wherein the temperature sensing element is attached to a heat sink to facilitate temperature measurement of an increased area. | Medifocus, Inc. | A61B005/00 G01K001/08 G01K001/00 A61M029/00
US08548555 | B2 | 2013-10-01 | Active dry sensor module for measurement of bioelectricity | 2012-09-14 | An active dry sensor module for measurement of bioelectricity is disclosed. The active dry sensor module of the present invention excludes the use of a conductive gel, thereby not supplying unpleasantness and discomfort to a reagent and preventing the interference of the signal due to a noise component. Further, the active dry sensor module of the present invention amplifies the biomedical signal to a desired level, thereby precisely and easily measuring the biomedical signal. | 1. An active dry sensor module, comprising: a hollow main body having an upper surface with an insertion hole formed through the upper surface;a cap, interlocked with the insertion hole, having a uniform central internal cross section and an upper fringe protruded from the upper surface;an active electrode inserted into the cap so that the active electrode is slidable relative to the cap, the active electrode having a contactable upper surface and a latching protrusion protruded from a lower part of the active electrode that is capable of being latched onto a lower end of the cap, wherein the active electrode having the contactable upper surface is slidable relative to the cap for directly contacting a portion of a scalp of a user that is using the active dry sensor module, and wherein the active electrode has an uneven surface capable of contacting a skin surface, the uneven surface including a plurality of circular protuberances;a resilient member with a first end contacting the lower part of the active electrode, installed in the main body, and electrically connected to the main body;an amplification circuit, installed in the main body and coupled to a second end of the resilient member, wherein the amplification circuit is capable of receiving and processing a biomedical signal passed through the resilient member from the active electrode; anda holder fixedly inserted into the insertion hole, wherein the cap is inserted into the holder,wherein the active electrode has a cap shape that is capable of contacting a skin surface of a user;wherein a height of the active electrode protruding from the cap is adjusted by rotating the cap which is inserted in the holder;wherein the cap includes screw threads and screw hollows;wherein the holder includes screw threads and screw hollows; andwherein the cap is capable of being fixed to the holder by engaging the screw threads and the screw hollows of the cap with the screw threads and the screw hollows of the holder. 2. The active dry sensor module of claim 1, further comprising: a headset inserted between the cap and the holder so that the main body is attached to and detached from the headset. 3. The active dry sensor module of claim 1, wherein the amplification circuit further comprises: an instrumentation amplifier for amplifying the biomedical signal and adjusting a common mode rejection ratio and a pass band to generate an output signal, wherein the instrumentation amplifier includes three amplifiers that provide a differential amplifier and two amplifiers to form a feedback loop thereby having band pass characteristics and an amplification function;a band-pass filter for filtering the output signal;a notch filter for eliminating a noise component contained in the output signal; andan amplifier. 4. The active dry sensor module of claim 1, wherein the active electrode and the resilient member are plated with gold or silver. 5. The active dry sensor module of claim 1, wherein the resilient member ... | NeuroSky, Inc. | A61B005/04
US08419659 | B2 | 2013-04-16 | Methods for assessment of improvements in pelvic organ conditions after an interventional procedure | 2012-04-04 | Methods for assessment of pelvic floor conditions based on tactile imaging are described. The vaginal wall is deformed before and after an interventional procedure using a transvaginal probe equipped with tactile pressure sensors and a motion tracking sensor. The vaginal wall coordinates and pressure patterns are obtained during the examination and used to build 3-D tactile image of the vagina and to calculate elasticity modulus profiles and spacing profiles along selected lines inside 3-D tactile image. The “before” and “after” profile values at specified locations are then compared to each other and to thresholds or profiles for normal conditions of vagina and its support structures. Methods of the invention may be used in estimating an improvement after an interventional procedure such as pelvic tissue regeneration, muscle repair or implantation of a supporting structure. | 1. A method for assessment of pelvic organ conditions affecting a vagina, said method comprising the steps of: (a) conducting examination of said vagina before and after an interventional procedure by deforming said vagina along an anterior vaginal wall, along a posterior vaginal wall, along a left side of said vagina and along a right side of said vagina using a transvaginal probe;(b) obtaining pressure patterns and coordinates corresponding thereto for portions of vagina examined with said transvaginal probe before and after said interventional procedure;(c) calculating from said pressure patterns and coordinates at least one elasticity modulus profile defined by at least two locations spaced apart in said vagina, said at least one elasticity modulus profile is selected from a group consisting of anterior elasticity modulus profile, posterior elasticity modulus profile, left side elasticity modulus profile and right side elasticity modulus profile;(d) calculating from said pressure patterns and coordinates at least one of an anterior-posterior spacing profile or a left-right spacing profile, said anterior-posterior spacing profile is defined by at least two distances between said anterior vaginal wall and said posterior vaginal wall, said left-right spacing profile is defined by at least two distances between said left side and said right side of said vagina; and(e) estimating an improvement after said interventional procedure by comparing said at least one elasticity modulus profile obtained before said interventional procedure and after thereof, same improvement is further estimated by comparing said at least one spacing profile obtained before said interventional procedure and after thereof. 2. The method as in claim 1, wherein said interventional procedure is selected from a group consisting of: tissue regeneration resulting from injecting muscle cells, tissue regeneration resulting from injecting stem cells, surgical repair of the vaginal wall and surrounding support tissues, surgical repair of muscle structures, surgical implantation of an artificial supporting structure, and surgical implantation of an artificial structure inside a muscle. 3. The method as in claim 1, wherein said step (e) further including said at least one spacing profile against a predetermined threshold obtained using clinical data from patients with known clinical diagnosis. 4. The method as in claim 1, wherein said step (e) further including quantification of vaginal tissue elasticity using said at least one elasticity modulus profile, said quantification used to detect a vaginal wall abnormality in a location with increased hardness. 5. The method as in claim 4, wherein said vaginal wall abnormality is a pre-cancerous lesion or a cancerous lesion. | Artann Laboratories | A61B005/117 A61B005/103
US09132258 | B2 | 2015-09-15 | Fixed dimensional and bi-directional steerable catheter control handle | 2012-12-03 | An apparatus for imparting a tensile force to deflect a distal portion of a catheter while maintaining its exterior dimensions may include a handle grip including a cross-section of generally predetermined exterior dimensions, and a longitudinal axis. A flexible elongate member may include proximal and distal end portions, with the proximal end portion being coupled to the handle grip. An adjustment knob may include a cross-section of generally predetermined exterior dimensions, and is rotatably coupled to the handle grip around the longitudinal axis. An elongate deflection member may be operably coupled to the adjustment knob and to the distal end portion of the elongate member. Rotation of the adjustment knob may impart a tensile force to the deflection member thereby causing the distal end portion of the elongate member to deflect from a prior configuration while maintaining the generally predetermined exterior dimensions of the handle grip and the adjustment knob. | 1. An apparatus for imparting a tensile force to deflect a distal portion of a catheter while maintaining its exterior dimensions, the apparatus comprising: a handle grip including a cross-section of generally predetermined exterior dimensions, and a longitudinal axis;a flexible elongate member including proximal and distal end portions, with the proximal end portion being coupled to the handle grip;a lumen extending through said flexible elongate member terminating at an external opening at the distal end portion of said flexible elongate member;an adjustment knob including a cross-section of generally predetermined exterior dimensions, and being rotatably coupled to the handle grip around the longitudinal axis of the handle grip; andat least one elongate deflection member operably coupled to the adjustment knob and to the distal end portion of the elongate member,wherein rotation of the adjustment knob imparts a tensile force to the elongate deflection member by movement of an actuation member coupled to the elongate deflection member relative to the adjustment knob thereby causing the distal end portion of the elongate member to deflect from a prior, substantially straight configuration while maintaining the generally predetermined exterior dimensions of the handle grip and the adjustment knob. 2. An apparatus according to claim 1, wherein the elongate deflection member comprises one of a pullwire, a filament, a braided cord, and a resin-based member. 3. An apparatus according to claim 1, wherein the adjustment knob is operably coupled to one of an intermediate body portion and a distal portion of the handle grip. 4. An apparatus according to claim 1, further comprising at least one of: an additional elongate deflection member operably coupled to the adjustment knob and a hemostasis valve coupled to the handle grip. 5. An apparatus according to claim 4 comprising the additional elongate deflection member, said apparatus further comprising means for simultaneously imparting a tensile force to the elongate deflection member and for releasing a tensile force on the additional elongate deflection member. 6. An apparatus according to claim 5, wherein the adjustment knob includes an interior surface forming an aperture generally orthogonally oriented with respect to the longitudinal axis of the handle grip, the interior surface includes at least one set of threaded grooves which cooperate with the means for simultaneously imparting. 7. An apparatus according to claim 5, wherein the means for simultaneously imparting further comprises a pair of generally axially displaceable members disposed within the handle grip, wherein rotation of the adjustment knob imparts opposing forces to the axially displaceable members. 8. An apparatus according to claim 1, further comprising at least one electrode coupled to the elongate member. 9. An apparatus according to claim 1, wherein the elongate member comprises a biocompatible electrically insulative mate... | St. Jude Medical, Atrial Fibrillation Division, Inc. | A61M037/00 A61M025/01 A61B005/042
US08668707 | B2 | 2014-03-11 | Minimally invasive lung volume reduction devices, methods, and systems | 2012-09-14 | A lung volume reduction system is disclosed comprising an implantable device adapted to be delivered to a lung airway of a patient in a delivery configuration and to change to a deployed configuration to bend the lung airway. The invention also discloses a method of bending a lung airway of a patient comprising inserting a device into the airway in a delivery configuration and bending the device into a deployed configuration, thereby bending the airway. | 1. A system for treating a patient having a lung with an airway and a portion of the lung offset eccentrically from the airway, the system comprising: a delivery catheter having a proximal end and a distal end with a delivery lumen therebetween, the distal end of the delivery catheter configured to be inserted distally into the airway;an implant having a proximal end and a distal end and an elongate body therebetween, the implant configured to be delivered to the airway in a delivery configuration in the delivery lumen of the delivery catheter, the implant further configured to be deployed within the airway with the elongate body extending along a region of the airway from the delivery configuration to a deployed configuration, the elongate body of the deployed configuration of the implant configured to selectively compress the portion of the lung offset eccentrically from the airway and disposed between the proximal end and the distal end of the implant. 2. The system of claim 1 further comprising an imaging system for imaging the delivery catheter and the implant as the implant is being delivered and deployed to the airway of the lung. 3. The system of claim 2 wherein the imaging system comprises a bronchoscope having an elongate bronchoscope insertion tube, the insertion tube extending from a proximal working head to a distal end with a working channel therebetween, the working channel configured for receiving the delivery catheter, and the bronchoscope further having a scope oriented distally so as to acquire an image from within the airway distally of a distal end of the elongate insertion tube. 4. The system of claim 2 wherein the imaging system comprises an x-ray guidance system. 5. The system of claim 4 wherein the x-ray guidance system comprises one of a fluoroscopy system and a computed tomography system. 6. The system of claim 1 wherein the local compression of the portion of the lung between the proximal and distal end of the implant increases tension in another portion of the lung. 7. The system of claim 1 wherein the local compression of the portion of the lung between the proximal and distal end of the implant increases an elastic recoil of another portion of the lung. 8. The system of claim 1 wherein the local compression of the portion of the lung between the proximal and distal end of the implant increases a volume of another portion of the lung. 9. The system of claim 8 wherein the deployed configuration of the implant is similar to the seam of baseball. 10. The system of claim 1 wherein the local compression of the portion of the lung between the proximal and distal end of the implant decreases a volume of the compressed portion of the lung. 11. The system of claim 1 wherein the implant comprises a spring material configured to return the implant to the deployed configuration. 12. The system of claim 1 wherein the implant comprises a tubular member, the tubular member including one or more notches and a pull-wire wi... | PneumRx, Inc. | A61B017/08
US08696584 | B2 | 2014-04-15 | Devices, systems and methods for determining fractional flow reserve in the presence of a catheter | 2012-10-05 | Devices, systems, and methods for obtaining fractional flow reserve in the presence of a catheter. In a method of determining a fractional flow reserve in the presence of a catheter, the method comprises the steps of obtaining measurements of an inner luminal organ diameter proximal to, at, and distal to a stenosis and a length of the stenosis, obtaining a pressure drop measurement at the stenosis, calculating a volumetric flow of fluid through the inner luminal organ at the stenosis, and determining a stenotic pressure drop at the stenosis corresponding to dimensions of the guidewire as a function of the calculated volumetric flow of fluid through the inner luminal organ at the stenosis, wherein the stenotic pressure drop is indicative of a fractional flow reserve at or near the stenosis. | 1. A method of determining a fractional flow reserve in the presence of a catheter, the method comprising the steps of: obtaining measurements of an inner luminal organ diameter proximal to a stenosis, an inner luminal organ diameter at the stenosis, an inner luminal organ diameter distal to the stenosis, and a length of the stenosis;obtaining a pressure drop measurement at the stenosis using a catheter having a known outer diameter;calculating a volumetric flow of fluid through the inner luminal organ at the stenosis based upon the pressure drop measurement at the stenosis using the catheter, the inner luminal organ diameter proximal to the stenosis, the inner lumen diameter distal to the stenosis, the length of the stenosis, and a difference between the known outer diameter of the catheter and a known outer diameter of a guidewire; anddetermining a stenotic pressure drop at the stenosis corresponding to dimensions of the guidewire as a function of the calculated volumetric flow of fluid through the inner luminal organ at the stenosis, wherein the stenotic pressure drop is indicative of a fractional flow reserve at or near the stenosis. 2. The method of claim 1, further comprising the step of: determining a functional assessment of stenosis severity using the fractional flow reserve. 3. The method of claim 1, wherein the step of obtaining a pressure drop measurement at the stenosis is performed using a pressure catheter. 4. The method of claim 1, wherein the step of determining the stenotic pressure drop at the stenosis is further based upon a function of the inner luminal organ diameter proximal to the stenosis, the inner luminal organ diameter at the stenosis, the inner luminal organ diameter distal to the stenosis, and the length of the stenosis. 5. The method of item 1, wherein the step of obtaining measurements is performed using the guidewire. 6. The method of claim 1, wherein the step of obtaining measurements is performed using an impedance guidewire having a known outer diameter equivalent to the known outer diameter of the guidewire. 7. The method of claim 1, wherein the step of obtaining measurements is performed using a procedure selected from the group consisting of (i) angiography and intravascular ultrasound and (ii) angiography and optical coherence tomography. 8. The method of claim 1, wherein the step of obtaining a pressure drop measurement is performed using an apparatus selected from the group consisting of a pressure catheter and the catheter having a pressure sensor. 9. A system for determining a fractional flow reserve, comprising: a mechanism configured to obtain measurements of an inner luminal organ diameter proximal to a stenosis within a mammalian body, an inner luminal organ diameter at the stenosis, an inner luminal organ diameter distal to the stenosis, and a length of the stenosis; anda catheter having at least one pressure sensor, the catheter configured to fit around a guidewire and further configured t... | 3DT Holdings, LLC | A61B005/02 A61B005/00 A61B008/14
US08414503 | B2 | 2013-04-09 | Methods and apparatus for lancet actuation | 2007-03-16 | A lancet driver is provided wherein the driver exerts a driving force on a lancet during a lancing cycle and is used on a tissue site. The driver comprises of a drive force generator for advancing the lancet and a processor coupled to the drive force generator capable of changing the direction and magnitude of force exerted on the lancet during the lancing cycle. The driver further includes a human interface on the housing providing at least one output for communicating with the patient. | 1. A body fluid sampling device for use on a tissue site, comprising: a housing;an electronic drive force generator configured to be coupled to a penetrating member;a multiple penetrating member cartridge;a processor coupled to the drive force generator capable of changing a direction and magnitude of force exerted on a penetrating member during a lancing cycle;a feedback control coupled to the processor, the feedback control providing information to the processor based on at least one of penetrating member, displacement velocity and acceleration;a human interface on the housing;a human interface processor; andwherein the housing and all elements therein have a combined weight of less than about 0.5 lbs and the electronic drive force generator uses electricity to create a controllable electromagnetic field for actuating a penetrating member. 2. The device of claim 1, wherein the electronic drive force generator actuates a penetrating member to penetrate to a depth in the tissue site and pause for a controlled dwell time while in the tissue site, the dwell time sufficient to draw body fluid toward a wound channel created by the penetrating member. 3. The device of claim 1, wherein the electronic drive force generator uses electricity and is configured to hold a penetrating member in the tissue site at a fixed position when electric current is turned off, allowing for unlimited dwell time in the tissue site. 4. The device of claim 1, further including: a penetrating member coupler for removably coupling a penetrating member to the drive force generator. 5. The device of claim 1, wherein the human interface is selected from: an LED, an LED digit display, an LCD display, a sound generator, a buzzer, or a vibrating device. 6. The device of claim 1, further comprising an input device on a housing, the input device selected from: one or more pushbuttons, a touch pad independent of the display device, or a touch sensitive screen on the human interface. 7. The device of claim 1, further comprising a data exchange device for coupling the lancing device to support equipment. 8. The device of claim 1, further comprising a data exchange device for coupling the lancing device to support equipment selected from one of the following: personal computer, modem, PDA or a computer network. 9. The device of claim 1, wherein the electronic drive force generator is a linear voice coil drive force generator. 10. A body fluid sampling device for use on a tissue site, comprising: a housing;an electronic drive force generator configured to be coupled to a penetrating member;a multiple penetrating member cartridge;a processor coupled to the drive force generator capable of changing a direction and magnitude of force exerted on a penetrating member during a lancing cycle;a feedback control coupled to the processor, the feedback control providing information to the processor based on at least one of penetrating member, displacement velocity and acceleration;a human i... | Sanofi-Aventis Deutschland GmbH | A61B005/00 A61B017/14 A61B017/32
US08406843 | B2 | 2013-03-26 | ECG monitoring electrode | 2009-04-03 | A self-prepping ECG electrode assembly is provided. The electrode assembly includes an electrode element, an electrode stud, an abrasive member, an electrolyte gel, a cover member and a securing member. The electrode element and electrode stud are adapted to be rotatable within the electrode assembly. The electrode assembly may be used with a drive tool. The electrode assembly may be placed on the skin of a patient. The skin of the patient may be prepped for an ECG by inserting the drive tool into a bore formed in the electrode stud and turning the drive tool to achieve an oscillating rotation. In this manner the abrasive pad preps the patient's skin for the ECG procedure. | 1. An apparatus comprising: an electrode stud, the electrode stud having a first end, a second end and a diameter;an electrode element, the electrode element having a first surface and a second surface, the first surface being coupled to the first end of the electrode stud;a securing element, the securing element having an first surface and an opposed second surface, the securing element having a first aperture therethrough, the first aperture extending from first surface to the second surface;a groove, formed around the electrode stud diameter;a snap-cover, the snap-cover being coupled to the second surface of the securing element, the snap-cover having a second aperture therethrough;the second aperture of the snap-cover defining an edge wherein the edge is configured to engage the groove to effect the electrode stud being rotatably retained within the second aperture;abrading means coupled to the second surface of the electrode element for abrading the surface of the skin of the patient and contouring to the surface of the skin of the patient so as to maximize conductive surface contact with the skin and simultaneously prevent movement of the electrode element and said abrading means except on application of a sufficient amount of force to the electrode element; andwherein the electrode stud extends through the securing element first aperture and the snap-cover second aperture and is rotatably retained within the second aperture. 2. The apparatus of claim 1 wherein the edge is further sized and configured to engage the groove to prevent electrolyte gel from migrating outward towards the second end of the electrode. 3. The apparatus of claim 1 wherein the abrading means further comprises an abrasive surface integrally formed on the second surface of the electrode element. 4. The apparatus of claim 1 wherein the abrading means further comprises an abrasive pad coupled to the second surface of the electrode element. 5. The apparatus of claim 4 wherein at least a portion of the abrasive pad extends below the second surface of the securing member element. 6. The apparatus of claim 5 further comprising a backing member coupled to the second surface of the securing member element. 7. The apparatus of claim 6 further comprising a cavity formed in the backing member, the cavity being sized and configured to receive the abrasive pad. 8. The apparatus of claim 4 further comprising an electrolyte gel applied to the abrasive pad. 9. The apparatus of claim 4 wherein the abrasive pad is generally disc shaped. 10. The apparatus of claim 1 wherein the securing element includes an adhesive on the second surface thereof. 11. The apparatus of claim 1 wherein the electrode element and electrode stud are integrally formed. 12. A method comprising: providing an electrode, the electrode having:a securing element, the securing element having a first surface and an opposed second surface, the securing element having a first aperture therethrough, the first ap... | Mark Tiegs | A61B005/0408 A61B005/0416
US08870828 | B2 | 2014-10-28 | Phlebotomy needle assembly and frangible cover | 2012-12-04 | Medical needle assemblies incorporating a needle cover are provided. According to one aspect, the needle cover is integrally formed from a material that: (1) is sufficiently rigid to prevent bending of an underlying cannula, (2) is suitable for allowing a frangible portion thereof to be broken under pre-selected conditions, and/or (3) has a moisture vapor transmission rate sufficient for steam sterilization of a needle tip enclosed by the needle cover. According to another aspect, at least part of a cap portion and a hub portion of the needle cover are translucent. According to yet another aspect, the needle cover is provided with a wing having an enlarged rib suitable for gripping during separation of a cap portion from the remainder of the needle cover. | 1. A medical needle assembly, comprising: a cannula;a base secured to a proximal end of the cannula and including at least one base retention member; anda needle cover comprising a proximal hub portion including an inner bore with at least one hub retention member which mates with said base retention member to secure the hub portion to the base;a distal cap portion substantially enclosing at least a distal end of the cannula; anda frangible portion proximal the cap portion and adapted to be broken to separate the cap portion, allowing removal thereof to expose the distal end of the cannula,characterized in thatthe base includes separate, substantially co-planar flat portions positioned adjacent to the base retention member, with the base including only one flat portion positioned proximally of the base retention member and only one flat portion positioned distally of the base retention member,the distal end of the cannula includes a heel aligned with said flat portions of the base, andat least part of one of said flat portions extends outside of the inner bore of the hub portion and is indicative of the orientation of the heel. 2. The medical needle assembly of claim 1, wherein the base includes a substantially tubular proximal end positioned proximally to said flat portions. 3. The medical needle assembly of claim 1, wherein the base is overmolded onto the proximal end of the cannula. 4. The medical needle assembly of claim 1, wherein the base is adhered to the proximal end of the cannula. 5. The medical needle assembly of claim 1, wherein the base is press-fit onto the proximal end of the cannula. 6. The medical needle assembly of claim 1, wherein the flat portions of the base are substantially aligned with each other. 7. The medical needle assembly of claim 1, wherein the inner bore of the hub portion includes a flat portion aligned with the heel of the cannula and with said flat portions of the base and positioned in facing relation to at least one of the flat portions of the base. 8. The medical needle assembly of claim 1, wherein the hub portion includes an external indicia aligned with the heel of the cannula and with said flat portions of the base. 9. The medical needle assembly of claim 1, wherein the inner bore of the hub portion includes a flat portion aligned with the heel of the cannula and with said flat portions of the base and positioned in facing relation to at least one of the flat portions of the base and wherein the hub portion includes an external indicia aligned with the heel of the cannula and with said flat portions of the base. 10. The medical needle assembly of claim 1, wherein each flat portion is present in a plane that is non-orthogonal to a central axis of the cannula. 11. The medical needle assembly of claim 1, wherein the base retention member is generally frusto-conical. 12. A medical needle assembly, comprising: a cannula;a base secured to a proximal end of the cannula and including at least one base r... | Fenwal, Inc. | A61M005/32 B65D085/46 A61B005/15 A61M005/31
US08886296 | B2 | 2014-11-11 | T-wave oversensing | 2011-10-14 | The present disclosure is directed to the classification of cardiac episodes using an algorithm. In various examples, an episode classification algorithm evaluates electrogram signal data to determine whether T-wave oversensing has occurred. The T-wave oversensing analysis may include, for example, identifying beat runs within the cardiac episode whether the beats within the run have at least one characteristic that alternates beat to be or clustering beats within the cardiac episode based on beat to beat interval length. The T-wave oversensing determination may be based on probabilistic analysis in some examples. | 1. A method for determining whether T-wave over-sensing (TWOS) occurred during a cardiac episode comprising a plurality of sensed beats, the method comprising: identifying at least one beat run of at least a predetermined number of consecutive ones of the beats during the cardiac episode, wherein each of the beats within the run have at least one characteristic that alternates from beat to beat;clustering the beats into two or more clusters based on beat-to-beat interval length; anddetermining, based on at least one of the runs and the clusters, whether TWOS occurred during the cardiac episode. 2. The method of claim 1, further comprising determining whether the identified beat run comprises alternating interval lengths for at least a portion of the beat run. 3. The method of claim 1, further comprising determining whether the identified beat run comprises alternating widths for at least a portion of the beat run. 4. The method of claim 1, further comprising determining whether the identified beat run comprises alternating morphologies for at least a portion of the beat run. 5. The method of claim 1, further comprising determining whether the identified beat run comprises alternating amplitude intervals for at least a portion of the beat run. 6. The method of claim 1, wherein the determination of TWOS is a probabilistic determination. 7. The method of claim 6, wherein evidence for TWOS comprises interval lengths clustered into two distinct bands;at least one beat run with alternating intervals for the length of the beat run;a run of alternating intervals greater than or equal to five intervals and a total count for alternating interval lengths is greater than or equal to three; anda run of alternating widths is greater than four intervals;wherein at least interval lengths clustered into two distinct bands and a run of alternating widths greater than four are given different weights. 8. The method of claim 1, further comprising determining whether there is a single transition between two distinct clusters, and, in response to a single transition between two distinct clusters adding weight to evidence of no TWOS. 9. The method of claim 1, wherein clustering the beats into two or more clusters comprises clustering the beats into a first cluster, a second cluster, and a third cluster based on beat-to-beat interval length, the method further comprising: determining a representative interval length for each of the three clusters, wherein the first cluster interval length is longer than the second cluster interval length and the first cluster interval length is longer than the third cluster interval length;summing the second cluster interval length and the third cluster interval length;comparing the sum of the second cluster interval length and the third cluster interval length to the first cluster interval length; andadding weight to evidence of TWOS in response to the sum of the second cluster interval length and the third cluster interval len... | Medtronic, Inc. | A61B005/04 G06F019/00 A61B005/00 A61B005/0452 A61B005/0464 A61N001/37
US08406838 | B2 | 2013-03-26 | Apparatus for evaluating biological function, a method for evaluating biological function, a living body probe, a living body probe mounting device, a living body probe support device and a living body probe mounting accessory | 2007-01-22 | The apparatus for evaluating biological function of the present invention has living body probes 1, a behavioral information measuring part 2 and an apparatus body 3, and it utilizes near-infrared spectroscopy to evaluate biological function; apparatus body 3 has a controller 8 for calculating (based on light information from living body probes 1) a variety of parameters derived from two-dimensional diagrams showing relationships between changes in oxyhemoglobin and changes in deoxyhemoglobin and two-dimensional diagrams showing relationships between absolute amounts of oxyhemoglobin and absolute amounts of deoxyhemoglobin, a behavioral information input part for entering behavioral information measured by means of behavioral information measuring part 12, and a display part 10 for performing various types of image displays based on various parameters calculated by means of controller 8 and/or behavioral information entered in the behavioral information input part. | 1. An apparatus for evaluating biological function comprising: a plurality of living body probes provided with light-emitting elements for irradiating light to specified sites of a living body and light-receiving elements for receiving and detecting light exiting the living body;an apparatus body for entering light information detected by said living body probe and behavioral information of said living body measured in response to said living body being given a task to perform, and performing calculation, control and memory operations, and utilizing near-infrared spectroscopy to evaluate biological function, said apparatus body comprising: a controller for calculating, based on light information from said living body probe, a variety of parameters derived from two-dimensional diagrams, wherein each diagram shows at least one of: the relationship between amounts of change in oxyhemoglobin and amounts of change in deoxyhemoglobin is inclined 45 degrees to show the relationship between amounts of change in oxygen saturation and amounts of change in total hemoglobin concentration, andthe relationship between absolute amounts of oxyhemoglobin and absolute amounts of deoxyhemoglobin is inclined 45 degrees to show the relationship between absolute oxygen saturation and absolute total hemoglobin concentration;a behavioral information input part for entering behavioral information of said living body measured in response to said living body being given a task to perform; anda display part for performing various types of image displays based on various parameters calculated by means of said controller and/or behavioral information entered in said behavioral information input part. 2. The apparatus for evaluating biological function according to claim 1, wherein said controller calculates a variety of parameters derived from three-dimensional diagrams, in which a time axis is added to said two-dimensional diagrams, and said display part performs three-dimensional displays based on the variety of parameters calculated by said controller. 3. The apparatus for evaluating biological function according to claim 1, wherein said controller calculates a variety of parameters establishing a relationship between hemoglobin and oxygen exchange in a formula of rotational motion or wave dynamics, by considering oxygen exchange in the hemodynamics as rotational motion or wave motion. 4. The apparatus for evaluating biological function according to claim 1, wherein said controller calculates integral values, corresponding to a behavior time, for light information detected by the living body probes, and, based on the calculated integral values, acquires living body site information that is dependent on said behavior time and/or information on network interdependence between sites of the living body; and said display part displays the living body site information. 5. The apparatus for evaluating biological function according to claim 1, wherein said controller calculate... | - | A61B005/1455
US20130060128 | A1 | 2013-03-07 | METHOD FOR OPERATING A RADIATION THERAPY SYSTEM | 2012-09-04 | A method is disclosed for operating a radiation therapy system. The radiation therapy system includes a magnetic resonance apparatus. In an embodiment of the method, an irradiation plan is received for a patient. While the patient is arranged in the radiation therapy system and a hyperpolarized contrast agent has been administered, magnetic resonance data of the patient is acquired. In the magnetic resonance data, molecular irradiation target areas are determined on the basis of the hyperpolarized contrast agent and the received irradiation plan is corrected as a function of the molecular irradiation target areas determined in the magnetic resonance data. A molecular irradiation target area relates to an area of the patient with a molecular property. | 1. A method for operating a radiation therapy system, the radiation therapy system including a magnetic resonance apparatus, the method comprising: receiving an irradiation plan for a patient;acquiring magnetic resonance data of the patient while the patient is arranged in the radiation therapy system, a hyperpolarized contrast agent being administered prior to acquiring the magnetic resonance data;determining molecular irradiation target areas in the magnetic resonance data on the basis of the hyperpolarized contrast agent, wherein a molecular irradiation target area includes an area of the patient with a molecular property; andcorrecting the received irradiation plan as a function of the molecular irradiation target areas determined in the magnetic resonance data. 2. The method of claim 1, wherein the irradiation plan for the patient includes molecular irradiation target areas, and wherein the correction of the received irradiation plan includes a correction of the molecular irradiation target areas of the irradiation plan as a function of the molecular irradiation target areas determined in the magnetic resonance data. 3. The method of claim 1, further comprising: activating a radiation generation apparatus for generating a beam for the treatment of the patient arranged in the radiation therapy system according to the correction irradiation plan. 4. The method of claim 1, wherein the received irradiation plan includes anatomical irradiation target areas and areas of organs at risk, wherein the method further comprises: determining the anatomical irradiation target areas in the magnetic resonance data, wherein the received irradiation plan is corrected as a function of the molecular irradiation target areas determined in the magnetic resonance data and the anatomical irradiation target areas determined in the magnetic resonance data. 5. The method of claim 1, wherein the hyperpolarized contrast agent includes a 13C pyruvate. 6. The method of claim 1, wherein the molecular property includes at least one of a lactate content, an oxygen content and molecular activity of a tissue area. 7. The method of claim 1, wherein the radiation therapy system includes a linear accelerator or a cobalt-60 source. 8. A radiation therapy system, comprising: a radiation generation apparatus configured to generate a beam for the treatment of a patient arranged in the radiation therapy system;a magnetic resonance apparatus configured to acquire magnetic resonance data of the patient arranged in the radiation therapy system; anda processing apparatus, operatively coupled to the radiation generation apparatus and the magnetic resonance apparatus, wherein the processing apparatus is embodied to receive an irradiation plan for the patient,acquire magnetic resonance data of the patient, while the patient is arranged in the radiation therapy system, a hyperpolarized contrast agent being administered prior to the acquisition of the magnetic resonance data,determine m... | SIEMENS AKTIENGESELLSCHAFT | A61N005/10 A61B005/055
US20130060113 | A1 | 2013-03-07 | METHODS AND APPARATUS FOR EVALUATING GLUCOSE LEVELS AROUND A REPEATING EVENT | 2012-10-31 | Methods for evaluating changes in glucose levels include selecting a repeating event, obtaining a pre-event measurement and a post-event measurement for a plurality of occurrences of the repeating event wherein a glucose change between the pre-event measurement and post-event measurement may be determined for each of the plurality of occurrences of the repeating event, and, recording unique details for each of the plurality of occurrences of the repeating event such that the unique details may be correlated with the glucose change for each of the plurality of occurrences of the repeating event. | 1. A method for evaluating changes in glucose levels, the method comprising: obtaining from a patient a pre-event measurement and a post-event measurement around an event;determining a glucose change between the pre-event measurement and post-event measurement, herein precondition criteria of the patient are adhered to prior to obtaining both the pre-event measurement and post-event measurement; andrecording unique details of the event, wherein the unique details are correlated with the glucose change for the event. 2. The method of claim 1, wherein the event is a repeating event. 3. The method of claim 1, wherein the event is a hypoglycemic event. 4. The method of claim 1, further comprising providing coaching tips to the patient based on the event, the glucose change, and the unique details of the event. | ROCHE DIAGNOSTICS OPERATIONS, INC. | A61B005/145
US08398542 | B2 | 2013-03-19 | Living body observation system and method of driving living body observation system | 2009-04-23 | A living body observation system of the invention includes a living body information acquiring apparatus including: a living body information acquiring section; a wireless transmission section; a power source section for supplying driving power for driving the living body information acquiring section and the wireless transmission section; a magnetic field detecting section for outputting a detection result of a magnetic field from outside as an electric signal; and a power supply control section for controlling a supplying state of the driving power based on the electric signal, a magnetic field generating coil, a driving circuit for outputting a drive signal to the magnetic field generating coil, a switch for switching a generation state of a magnetic field, and a timer for outputting a signal for stopping output of the drive signal when a predetermined period has passed following switching from off to on of the switch. | 1. A living body observation system comprising, a living body information acquiring apparatus including: a living body information acquiring section for acquiring living body information in a living body;a wireless transmission section for wirelessly transmitting the living body information to outside of the living body;a power source section for supplying driving power for driving the living body information acquiring section and the wireless transmission section;a magnetic field detecting section for detecting a magnetic field from outside and outputting a detection result as an electric signal; anda power supply control section for controlling a supplying state of the driving power supplied from the power source section to the living body information acquiring section and the wireless transmission section based on the electric signal; whereinthe power supply control section controls the power source section to start supplying driving power upon the detection of the electric signal and controls the power source section to stop supplying driving power upon the detection of the electric signal;a magnetic field generating section disposed outside the living body information acquiring apparatus, the magnetic field generating section including:a power source section configured by one of a battery or built-in battery;a magnetic field generating coil;a driving circuit for outputting a drive signal for driving the magnetic field generating coil;a switch for witching between on and off of a generation state of an alternate-current magnetic field in the magnetic field generating coil; anda timer for outputting a stop signal for stopping output of the drive signal when a predetermined period has passed following switching from off to on of the switch, irrespective of whether the switch is on or off; whereinthe magnetic field generating section is configured to start a generation of the alternate-current magnetic field when the switch is switched from off to on, and to stop the generation of the alternate-current magnetic field after a predetermined period has passed, irrespective of whether the switch is on or off. 2. The living body observation system according to claim 1, wherein the living body information acquiring apparatus is a capsule endoscope. | Olympus Corporation | A61B001/04 A61B001/00 A61B005/05 A61B019/00 A61N002/00
US08419761 | B2 | 2013-04-16 | Blood lancet device | 2008-03-13 | This invention relates to a blood lancet device that is used to collect a small quantity of blood from a human body. More specifically, it relates to a blood lancet device that: can control the depth of the lancet needle's penetration of the skin; can push the lancet to eject; can accurately collect blood by ensuring linear motion; and can reduce the pain involved in blood collection. | 1. A blood lancet device, comprising: a housing;an inner tip at a first end of the housing, the inner tip having linear location grooves and a spiral groove on an exterior surface;a ring fitting over the inner tip, the ring having an outer surface that is continuous about an entire circumference of the ring along an entire length in an axial direction;a first projection and a second projection on an inner surface of the ring, the second projection axially spaced from the first projection;an outer tip fitting over the ring;rails on the outer surface of the ring, the rails extending in the axial direction;grooves on an inner surface of the outer tip, the rails fitting in the grooves on the inner surface of the outer tip; anda needle within the housing,wherein the first projection fits within one of the location grooves and the second projection fits within the spiral groove. 2. The blood lancet device of claim 1, wherein the location grooves are spaced about the exterior surface of the inner tip every 45 degrees. 3. The blood lancet device of claim 1, wherein the housing comprises an outer sleeve and a fixed tube within the outer sleeve. 4. The blood lancet device of claim 1, further comprising: a lancet retaining the needle; anda plunger extending from the lancet. 5. The blood lancet device of claim 4, further comprising a spring between the plunger and the housing. 6. The blood lancet device of claim 4, further comprising an ejector engaging the plunger and accessible from outside the housing. 7. The blood lancet device of claim 1, further comprising serrated projections at an end of the outer tip. 8. The blood lancet device of claim 3, further comprising a lancet retaining the needle;a plunger extending from the lancet, the plunger having a hook at a rear end, a flange in a middle portion, and a finger extending from the flange in an axial direction,wherein the fixed tube has a rear wall provided with an opening, the hook of the plunger extending through the opening and engaging the rear wall of the fixed tube. | GMMC | A61B005/151
US08396542 | B2 | 2013-03-12 | Parameter value rejection for a cardiac monitor | 2010-10-28 | A heart monitor is disclosed. The monitor computes ST segment deviations and stores the results in heart rate based histograms. Periodically, the monitor analyzes the histogram data to determine a median value of ST deviation. Subsequently, beats are excluded from the computation of the time series if their ST deviations both varies too far from the long term median value and varies too far from the then current time series value. | 1. A cardiac monitor for estimating the value of a heart signal parameter, the monitor comprising: (a) a sensor for sensing an analog signal from a human heart;(b) a device coupled to the sensor, the device having an analog-to-digital circuit system contained therein for digitizing the analog signal to produce a digitized waveform; and(c) a processor electrically coupled to the analog-to-digital circuit system, said processor configured to: (i) analyze the waveform to detect a plurality of beats;(ii) analyze the plurality of beats to generate a corresponding plurality of values of a heart signal parameter;(iii) compute a parameter value time series which is a running estimate of the value of the heart signal parameter by low pass filtering at least a portion of the plurality of values of the heart signal parameter;(iv) compute a long term average value of the heart signal parameter from the time series over a time period that is at least ten minutes long;(v) measure the value of the heart signal parameter for a current beat that is one of the plurality of beats, thereby generating a current beat value;(vi) compare the current beat value with the long term average value of the heart signal parameter, thereby generating a first comparison result indicative of the distance between the current beat value and the long term average value; and,(vii) based on the first comparison result, selectively update the low pass filtered time series based on the value of the heart signal parameter for the current beat, thereby generating a new estimate of the value of the heart signal parameter responsive to the addition of the value of the heart signal parameter for the current beat to the low pass filtered time series. 2. The cardiac monitor of claim 1 wherein the processor is further configured to: compare the current beat value with a measure of a current value of the time series, thereby generating a second comparison result indicative of the distance between the current beat value and the measure of the current value of the time series, andbased on the first and second comparison results, selectively updating the time series based on the value of the heart signal parameter for the current beat. 3. The cardiac monitor of claim 2 wherein the device is configured to process the analog signal in a plurality of non-overlapping segments, and wherein the low pass filtering involves averaging values of the heart signal parameter within segments, thereby generating segment averages. 4. The cardiac monitor of claim 1 wherein the low pass filtering further involves updating a recursive filter based on the segment averages. 5. The cardiac monitor of claim 4 wherein the recursive filter is an exponential average filter. 6. The cardiac monitor of claim 1 wherein the time series is stored in the form of at least one histogram, and the long term average is computed from the at least one histogram. 7. The cardiac monitor of claim 6 wherein the time series is stored in ... | Angel Medical Systems, Inc. | A61B005/0452
US08414608 | B2 | 2013-04-09 | Puncture needle cartridge and lancet for blood collection | 2012-02-27 | A lancet is pressed against a puncture needle cartridge while fitting a puncture needle loading inlet of the lancet to the axis of a puncture needle on the puncture needle cartridge. In order to facilitate the operation, one of plural puncture needles, arranged in parallel, is tilted up from its initial position at a predetermined angle, and the puncture needle is guided into a puncture needle holding rod of the lancet. Simultaneously, the puncture needle is pressed up to a position where the rear end part of the needle pushes the bottom surface of a puncture needle loading chamber of the puncture needle holding rod, whereby the puncture needle is loaded. When discarding a used puncture needle, the puncture needle is inserted into a lancet guide member of the puncture needle cartridge, whereby the puncture needle is reliably captured to be discarded. | 1. A puncture needle cartridge and a blood collection lancet comprising: a puncture needle cartridge in which a plurality of puncture needles are arranged; anda blood collection lancet for separating a puncture needle from the puncture needle cartridge, and whereinthe puncture needle arranged in the puncture needle cartridge includes a neck for engaging, andthe blood collection lancet includesa puncture needle holding rod having a puncture needle loading chamber for loading the puncture needle; anda puncture needle holding claw for engaging with the neck of the puncture needle in a state that the puncture needle be held with the puncture needle holding rod, whereinthe puncture needle cartridge comprisesa lancet guide member into which the puncture needle loading chamber loading a used puncture needle is inserted; anda waste box for discarding the used puncture needle through the lancet guide member, and whereinthe lancet guide member is configured to uncouple the puncture needle holding claw from the neck of the used puncture needle by extending the puncture needle holding claw when the puncture needle holding rod is inserted into the lancet guide member. 2. The puncture needle cartridge and the blood collection lancet of claim 1, wherein the lancet guide member has a puncture needle pull-out claw which engages with the neck of the used puncture needle after uncoupling the puncture needle holding claw from the neck of the used puncture needle by means that the puncture needle holding claw is pushed outward as the puncture needle holding rod is inserted into the lancet guide member. 3. The puncture needle cartridge and the blood collection lancet of claim 2, wherein the puncture needle cartridge includes an inner cylindrical member in the lancet guide member for engaging the puncture needle holding claw, andthe puncture needle pull-out claw is provided at an end of the inner cylindrical member. 4. The puncture needle cartridge and the blood collection lancet of claim 3, wherein the blood collection lancet is configured to push outward the puncture needle holding claw by the end of the inner cylindrical member so as to uncouple the puncture needle holding claw from the neck of the used puncture needle. | Panasonic Corporation | A61B005/151
US08401616 | B2 | 2013-03-19 | Navigation system for cardiac therapies | 2011-09-23 | An image guided navigation system for navigating a region of a subject includes an imaging device, a tracking device, a controller, and a display. The imaging device generates images of the region of the subject. The tracking device tracks the location of the instrument in the subject. The controller superimposes an icon representative of the instrument onto the images generated from the imaging device based upon the tracked location of the instrument. The display displays the image with the superimposed instrument. | 1. A system for guiding an instrument through a region of a subject, comprising: a non-imaging instrument configured to be moveable through the subject;a first tracking device connected near a distal end of the instrument;an ultrasound imaging system to generate an image of the subject;a second tracking device associated with the ultrasound imaging system;a tracking system to track the first tracking device within the subject and the second tracking device;an external imaging system configured to be external to the subject and of a different imaging modality than the ultrasound imaging system; anda display device, wherein an instrument image is generated based on the tracked location of the first tracking device, the second tracking device, and the generated image;wherein a second image generated with the external imaging system and the instrument image is registered to the subject and one another and displayed at one time on the display device. 2. The system of claim 1, wherein the first tracking device includes at least one coil, wherein the tracking system is an electromagnetic tracking system. 3. The system of claim 2, wherein the instrument image is a perspective image from at least one perspective of the at least one coil. 4. The system of claim 1, wherein the generated image is a spatio-temporal echographic image. 5. The system of claim 4, wherein a tracked position of the instrument is superimposed on the spatio-temporal echographic image. 6. The system of claim 5, wherein the superimposed position of the instrument is at least a portion of a total path that the instrument has traversed through the subject. 7. The system of claim 4, wherein the first tracking device includes at least one coil, wherein the tracking system is an electromagnetic tracking system; wherein the spatio-temporal echographic image is an instrument perspective image from at least one perspective of the at least one coil. 8. The system of claim 7, wherein the perspective image is a slice of the spatio-temporal echographic image generated of the subject. 9. The system of claim 1, wherein the first tracking device and the second tracking device are automatically registered relative to one another by being tracked by the tracking system in the same frame of reference and the instrument image is displayed without a need for motion correction. 10. The system of claim 1, wherein the first tracking device includes a plurality of first tracking devices spaced along a length of the instrument. 11. A system for guiding an instrument through a region of a subject, comprising: an instrument configured to be moveable through the subject;a first tracking device connected along the instrument;a tracking system to track the first tracking device within the subject;a navigation system in communication with the tracking system;a dynamic three dimensional (3D) ultrasound probe configured to image the subject; anda second tracking device configured to be positioned outside the... | Medtronic Navigation, Inc. | A61B005/05 A61B008/00
US09060726 | B2 | 2015-06-23 | Integrated lancet and analyte testing apparatus | 2012-09-18 | Integrated lancing and analyte measurement systems are provided which minimize the number of actions required to operate the systems, accomplished in part by combining two or more user steps into one. | 1. A method of using an integrated analyte measurement system, the method comprising: pulling a lever in an arming direction to advance a test strip in a test strip advancing direction, the test strip advancing through a first aperture in an exterior housing of the analyte measurement system and to also arm a lancet positioned within the exterior housing, the lancet for firing through a second aperture in the exterior housing, wherein the housing comprises a first end and a second end opposite the first end, wherein the second aperture is spaced apart from the first aperture on the exterior housing, and wherein the first aperture is in the first end of the housing and the lever is at the second end of the housing; andpressing a button within the housing to fire the lancet in a lancing direction which is parallel to the arming direction and the test strip advancing direction, the lancet firing through the second aperture on the exterior housing into the skin. 2. The method of claim 1, further comprising contacting an exposed end of the test strip with body fluid extracted from the skin and measuring an analyte level within the body fluid using electronics within the housing. 3. The method of claim 1, further comprising moving a switch within the housing to rearm the lancet without advancing a test strip. 4. The method of claim 1, further comprising containing a plurality of test strips within the housing in a hermetically sealable condition, wherein pulling the lever momentarily unseals the test strips. 5. The method of claim 1, further comprising selectively adjusting a height of a skin-contacting structure extending on the housing at the first aperture. 6. The method of claim 1, wherein the method further comprises, prior to pushing the button, pushing the lever in a direction which is opposite the arming direction. 7. The method of claim 1, wherein a portion of the exterior housing lies between the first and second apertures. 8. The method of claim 1, wherein the exterior housing comprises an internal surface and an external surface and the first and second apertures open from the internal surface to the external surface. 9. The method of claim 1, wherein the test strip is advanced through the first aperture in a first direction, and wherein the lancet is fired through the second aperture in the first direction. 10. The method of claim 1, wherein the test strip protrudes out of the exterior housing when then lancet is fired through the second aperture. 11. The method of claim 1, wherein pulling of the lever to advance a test strip through the first aperture comprises pulling the lever in a first direction along a single axis of motion and thereby advancing the test strip in a second direction which is opposite the first direction. 12. The method of claim 1, wherein the analyte measurement system comprises a pusher within the exterior housing and where pulling the lever to advance the test strip through the first aperture comprises ad... | Abbott Diabetes Care Inc. | A61B005/157 A61B005/151 A61B005/15 A61B005/145 A61B005/1468
US08897852 | B2 | 2014-11-25 | Biological information detection device | 2012-09-27 | A biological information detection device has a device main body and a biological signal detection portion formed integrally with the device main body. The biological signal detection portion has at least one electrode for contacting a biological surface of a human body. A fixing portion has an elastic strap and is configured to mount the device main body and the biological signal detection portion to the human body without the device main body and the biological signal detection portion being directly attached to the elastic strap. The fixing portion covers the device main body and the biological signal detection portion with the electrode being disposed in contact with the biological surface of the human body when the device main body and the biological signal detection portion are mounted to the human body. | 1. A biological information detection device comprising: a device main body having a convex portion and a detection circuit board;a biological signal detection portion formed integrally with the device main body, the biological signal detection portion having at least one electrode for contacting a biological surface of a human body, the at least one electrode being electrically connected to the detection circuit board; anda fixing portion for mounting the device main body and the biological signal detection portion to a human body, the fixing portion having an elastic strap and having a fitting hole into which the convex portion of the device main body is configured to be fitted and fixed so that the device main body and the biological signal detection portion are mounted to the human body without the device main body and the biological signal detection portion being directly attached to the elastic strap, the fixing portion covering the device main body and the biological signal detection portion with the electrode being disposed in contact with the biological surface of the human body when the device main body and the biological signal detection portion are mounted to the human body. 2. The biological information detection device according to claim 1, wherein the device main body is detachably provided to the fixing portion. 3. The biological information detection device according to claim 2, wherein the fixing portion has a non-elastic belt that is connected to the elastic strap and that is provided with the fitting hole, the device main body being detachably mounted to the non-elastic belt when the convex portion is fitted into the fitting hole. 4. The biological information detection device according to claim 2, wherein the fixing portion has a rigid connection member connected to the elastic strap, the device main body being detachably mounted to the rigid connection member. 5. The biological information detection device according to claim 1, wherein the biological signal detection portion is formed of a conductive elastomer serving as the electrode. 6. The biological information detection device according to claim 1, wherein the device main body has a first surface for contacting the biological surface of the human body, and a second surface opposite the first surface, the convex portion being formed on the second surface; and wherein the fixing portion has a non-elastic belt configured for detachable connection to the elastic strap, the non-elastic belt having fitting hole into which the convex portion of the device main body is configured to be fitted so that the device main body and the non-elastic belt are detachably engaged with one another. 7. The biological information detection device according to claim 1, wherein the device main body has a first surface for contacting the biological surface of the human body, and a second surface opposite the first surface, the convex portion being formed on the second surface; and wherein ... | Seiko Instruments Inc. | A61B005/02 A61B005/08 A61B005/0408 A61B005/00 A61B005/024 A61B005/0245
US20130072768 | A1 | 2013-03-21 | INTRAVASCULAR GLUCOSE SENSOR | 2011-02-15 | A glucose sensor for intravascular measurement of glucose concentration wherein the sensor is arranged to measure glucose concentration by monitoring the lifetime of the fluorophore, the sensor comprising:—an indicator system comprising a receptor for selectively binding to glucose and a fluorophore associated with said receptor, wherein the fluorophore has a life-time of less than 100 ns;—a light source;—an optical fibre arranged to direct light from the light source onto the indicator system; —a detector arranged to receive fluorescent light emitted from the indicator system; and—a signal processor arranged to determine information related to a fluorescence lifetime of the fluorophore based on at least the output signal of the detector. | 1. A glucose sensor for intravascular measurement of glucose concentration wherein the sensor is arranged to measure glucose concentration by monitoring the lifetime of the fluorophore, the sensor comprising: an indicator system comprising a receptor for selectively binding to glucose and a fluorophore associated with said receptor, wherein the fluorophore has a lifetime of less than 100 ns;a light source;an optical fibre arranged to direct light from the light source onto the indicator system;a detector arranged to receive fluorescent light emitted from the indicator system; anda signal processor arranged to determine information related to a fluorescence lifetime of the fluorophore based on at least the output signal of the detector. 2. A sensor according to claim 1, wherein the detector is a single photon avalanche diode. 3. A sensor according to claim 2, further comprising: a driver arranged to modulate the light source intensity at a first frequency;a bias voltage source arranged to apply a bias voltage to the single photon avalanche diode, wherein the bias voltage is modulated at a second frequency, different from the first frequency, and wherein the bias voltage is above the breakdown voltage of the single photon avalanche diode. 4. A sensor according to claim 3, wherein the signal processor operates on a component of the output signal of the single photon avalanche diode at a frequency given by the difference between the first and second frequencies. 5. A sensor according to claim 3, wherein a signal generator is controlled to vary at least one of: the frequency difference between said first and second frequencies; and the phase difference between signals at said first and second frequencies used to modulate the light source and modulate the bias voltage. 6. A sensor according to claim 1, wherein the indicator system comprises a fluorophore-receptor construct which is bound to a hydrogel. 7. A sensor according to claim 6, wherein the hydrogel is a fluid hydrogel having a water content of at least 30% w/w. 8. A sensor according to claim 1, wherein the indicator system is an aqueous solution in which the receptor and fluorophore are dissolved. 9. A sensor according to claim 1, wherein the fluorophore has a lifetime of 30 ns or less. 10. A sensor according to claim 1, wherein the fluorophore is a non-metallic fluorophore. 11. A method of intravascular measurement of glucose concentration comprising inserting the indicator system of a sensor as defined in claim 1 or 6 to into a vein or artery;passing incident light from the light source to the indicator system via the optical fibre;receiving fluorescent light, emitted from the indicator system in response to the light incident on the indicator system from the light source, using the detector and generating an output signal; anddetermining information related to the fluorescence lifetime of the fluorophore based on at least the output signal of the detector. 12. A method according t... | - | A61B005/145 A61B005/1459
US08423123 | B2 | 2013-04-16 | System and method for in-vivo feature detection | 2005-09-30 | An in-vivo imaging system and method to screen for colorectal polyps in the GI tract may include an in-vivo imaging device for capturing a stream of image frames in a GI tract, a polyp detector for detecting and/or identifying one or more image frames from the stream of image streams that may show colorectal polyps, and a graphical user interface (GUI) to display image frames detected. | 1. A method to automatically screen for the presence of a polyp in a body lumen, said method comprising: capturing at least one image frame from within the body lumen using a swallowable autonomous imaging device;generating a gradient map of the at least one image frame;automatically identifying, using a processor and the generated gradient map, an elliptical form;comparing, using a processor, the color of the elliptical form to one or more predefined colors to differentiate between elliptical content and elliptical polyps;comparing, using a processor, the size of the elliptical form to a predetermined size parameter; andautomatically classifying the elliptical form as content, polyp or neither in accordance with said color and size. 2. The method according to claim 1 comprising inserting an autonomous imaging device in-vivo. 3. The method according to claim 1 comprising tracking a location of where the at least one image frame was captured. 4. The method according to claim 1 comprising assigning a score to the at least one image frame wherein the score is based on the classifying. 5. The method according to claim 1 wherein the at least one image frame is an image stream. 6. The method according to claim 5 comprising: selecting candidate image frames from the image stream; anddisplaying the candidate image frames. 7. The method according to claim 6 comprising constructing a polyp screening movie wherein the polyp screening movie includes the candidate image frames. 8. The method according to claim 1 comprising: displaying the at least one image frame; andmarking the elliptical form identified. 9. The method according to claim 1 comprising wherein the predefined colors are determined by defining a range of colors of typical tissue and a range of colors of typical content. 10. The method according to claim 9 wherein defining the range of colors of typical tissue per patient is performed according to the section of the body lumen in which the image frame appears. 11. A system to automatically screen for the presence of a polyp along a body lumen comprising: a swallowable imaging device to provide at least one image frame of the body lumen;a polyp detector to generate a gradient map of the at least one image frame, identify an elliptical form using the generated gradient map, compare the color of the elliptical form to a predefined color to differentiate between elliptical content and elliptical polyps, compare the size of the elliptical form to a predetermined size parameter, and to classify the elliptical form as content, polyp or neither in accordance with said color and size; anda display unit. 12. The system according to claim 11 wherein the image device provides a stream of image frames of the body lumen and wherein the polyp detector is to automatically select candidate image frames from the stream. 13. The system according to claim 12 comprising a processing unit wherein the processing unit is to construct a polyp screening movie ... | Given Imaging Ltd. | A61B005/05
US08396541 | B2 | 2013-03-12 | Signal analysis of cardiac and other patient medical signals | 2008-10-20 | A system and method provide detecting and monitoring cardiac electrophysiological changes by determining differences between a reference signal representing a heartbeat signal and an analysis signal representing another heartbeat signal. A set of signal data consisting of a number of heartbeat signals is acquired as a function of time. Individual heartbeat signals within the set of acquired signals are identified, an individual signal comprising data values representing a plurality of sample points during a single heartbeat. One of the identified individual signals or a derived signal representing an average of a subset of the identified individual signals is selected as an analysis signal. A reference signal is identified. The sample points of the reference signal are aligned with the sample points of the analysis signal. A single value representative of mutual correspondence between the sample points of the reference signal and the corresponding sample points of the analysis signal is calculated. Data indicating a calculated value is communicated to a destination for viewing by a user. | 1. A method of analyzing cardiac electrophysiological signals, the method comprising the activities of: acquiring a set of signal data representing a plurality of cardiac electrophysiological signals as a function of time;identifying individual signals within the set of acquired signal data, an individual signal comprising data values representing a plurality of sample points over a single heartbeat;selecting one of the identified individual signals or a derived signal representing an average of a subset of the identified individual signals as an analysis signal having a plurality of first sample points of said plurality of sample points;identifying data representing a reference signal, the reference signal comprising data values representing a plurality of second sample points;aligning the first and second sample points;calculating using a probability function, a single value representative of differences between the aligned corresponding first and second sample points; andcommunicating data indicating the calculated single value to a destination for viewing by a user. 2. A method of analyzing cardiac electrophysiological signals, the method comprising the activities of: acquiring a set of signal data representing a plurality of cardiac electrophysiological signals as a function of time;identifying individual signals within the set of acquired signal data, an individual signal comprising data values representing a plurality of sample points over a single heartbeat;selecting one of the identified individual signals or a derived signal representing an average of a subset of the identified individual signals as an analysis signal having a plurality of first sample points of said plurality of sample points;identifying data representing a reference signal, the reference signal comprising data values representing a plurality of second sample points;aligning the first and second sample points;calculating a single value representative of differences between the aligned corresponding first and second sample points; andcommunicating data indicating the calculated single value to a destination for viewing by a user whereinthe reference and analysis signals represent cardiac electrical activity and the activity of calculating the single value is a calculation of mutual correspondence, performed according to:MC⁡(S1,S2)=∑i=1N⁢pi⁡(s1⁢i,s2⁢i)/Nwherein S1 is the reference signal represented over a set of sample points i numbered from 1 to N, S2 is an analysis signal represented over a set of sample points i numbered from 1 to N, and pi(s1i,s2i) is a joint probability function for data values between the corresponding sample points of S1 and S2. 3. The method of claim 1, wherein the activity of calculating the single value is a calculation of mutual correspondence, performed according to:MC⁡(S1,S2)=[∑i=1N⁢min_amplitude⁢(s1⁢i,s2⁢i)⁢max_amplitude⁢(s1⁢i,s2⁢i)]/Nwherein S1 is the reference signal represented over a set of sample points i numbered from 1 to N, S2 is... | Siemens Medical Solutions USA, Inc. | A61B005/046
US08423105 | B2 | 2013-04-16 | Sensor for eliminating undesired components and measurements method using said sensor | 2006-04-05 | In the present invention a novel method and device for measuring characteristics from a relatively weak signal comprising desired and undesired components is presented. Undesired signals may arise from the nature of the characteristic, from the detector or from the circuitry. The signal is extracted from a first measurement element (1) comprising these desired and undesired components. Using another signal from this first measurement element or from another second measurement element (2) the undesired components can be eliminated. The measurement method is extremely useful when using organic materials for the detectors, electronic circuitry, and measurement elements. These devices can be produced relatively cheap, but less reliable. They can also be combined in a one- or two-dimensional array for measuring characteristics over a larger area. | 1. A sensor comprising at least one sensor unit, each sensor unit comprising: a charge storage element;a first circuitry part connected between said charge storage element and a first measurement element recording a measurement signal, said first circuitry part being provided for periodically applying a first measurement current indicative of a first recorded measurement value to said charge storage element for charging said charge storage element, said first circuitry part comprising a first switching element;a second circuitry part connected between said charge storage element and either said first measurement element or a second measurement element recording said measurement signal, said second circuitry part provided for periodically applying a second measurement current indicative of a second recorded measurement value to the charge storage element for discharging said charge storage element, said second measurement current consisting of components to be eliminated from said first measurement current, said second circuitry part comprising a second switching element;said first and second switching elements being switchable between a conducting state and a non-conducting state;a third circuitry part connected between said charge storage element and an output of said sensor, said third circuitry part comprising a third switching element switchable between a conducting and a non-conducting state; andcontrol circuitry for applying voltages to said first and second switching elements according to a predetermined periodic timing scheme, such that in each period of said timing scheme said first and second switching elements are switched to the conducting state for a given time and that the charge stored on said charge storage element as a result of the components to be eliminated from the first measurement current is substantially equal to said charge which is removed from the charge storage element as a result of the second measurement current;wherein: said charge storage element and said first, second and third circuitry parts are made of organic materials, each of said switching elements in each sensor unit having an uncertain threshold voltage, said conducting and non-conducting states being located on opposite sides of a predetermined voltage range containing said uncertain threshold voltage;said control circuitry is adapted for applying voltages to said switching elements outside said predetermined voltage range; andsaid third switching element is arranged for conducting charge stored on the charge storage element to said output, said third circuitry part being designed for periodically conducting said charge after a predefined number of said periods. 2. A sensor according to claim 1, wherein said first circuitry part consists of said first switching element, said second circuitry part consists of said second switching element and a current mirror, and said third circuitry part consists of said third switching element. 3. A sensor according ... | IMEC | A61B005/00
US09119574 | B2 | 2015-09-01 | Hearing screening application for mobile devices | 2012-08-30 | A computer-implemented method is provided for conducting a hearing assessment of a patient. The method includes: presenting a plurality of objects on a display of a computing device, where each object produces an audio output in response to a stimuli from the patient and the audio output by the objects varies in frequency and intensity amongst the plurality of objects; prompting a patient with a visual cue to classify objects producing sound; receiving an input from the patient for each object in the plurality of objects, where the input indicates whether the audio output by a given object was perceptible to the patient; and generating an audiogram for the patient using the input received from the patient. | 1. A computer-implemented method for conducting a hearing assessment of a patient, comprising the steps of: (i) presenting a plurality of objects on a touchscreen display of a computing device, wherein any given object from the plurality of objects is displayed at any given position on the display, and wherein each such object is capable of producing an audio output in response to a touch stimulus from the patient, and wherein the audio outputs by the objects varies in frequency and intensity amongst the plurality of objects;(ii) prompting the patient with a visual cue to classify each of said given objects subsequent to said touch stimulus from the patient for each of said given objects, wherein said visual cue is displayed on the display concurrently with the plurality of objects, and wherein said visual cue comprises displaying two containers on the display, whereby a first container of the two containers provides an indication that the container is for the given objects that produce audible audio output in response to the touch stimulus and the second container of the two containers provides an indication that the container is for the given objects that do not produce audible audio output in response to the touch stimulus;(iii) receiving touch stimulus on the touchscreen display from the patient that corresponds to the any given position of any given object on said touchscreen display;(iv) producing the audio output for the any given object in response to said touch stimulus;(v) receiving a touch input on the touchscreen display from the patient for the any given object, wherein said input comprises placement of the object by the patient in one of the first or second containers accordingly to indicate whether the audio output by the given object was audible to the patient;(vi) repeating steps (iii) to (v) until each of said objects in the plurality of objects has been so placed in one of the first or second containers; and(vii) generating, by the computing device, an audiogram for the patient based upon a totality of the input received from the patient for the plurality of objects. 2. The method of claim 1 wherein a first set of said plurality of objects is presented on the touchscreen display sequentially such that each of the any given objects from the first set of said plurality of objects is presented to the patient individually only upon placement of any previously presented given object from the first set of said plurality of objects in one of the first or second containers, and wherein the audio output from each of the any given objects from the first set is at a first frequency. 3. The method of claim 2 wherein an intensity of the audio output from the any given objects in the first set increases at a predefined increment as the given objects are presented sequentially to the patient until the audio output is indicated as audible by the patient and then the intensity of the audio output from the any given objects in the first set de... | The University of Ottawa The Children's Hospital Of Eastern Ontario | A61B005/00 A61B005/12
US20130085368 | A1 | 2013-04-04 | Radiolucent ECG Electrode And Method Of Making Same | 2011-09-30 | An electrode includes a pad having a patient contact side and a connector side. The patient contact side includes a conductive layer, and the connector side includes a press stud. An eyelet interconnects the conductive layer with the press stud. The eyelet includes a conductive coating disposed on at least a portion of a surface of the eyelet that contacts the conductive layer, while other surfaces of the eyelet are substantially free of the conductive coating. | 1. An electrode comprising: a pad including a patient contact side and a connector side, the patient contact side including a conductive layer and the connector side including a press stud; andan eyelet interconnecting the conductive layer with the press stud, the eyelet including a conductive coating disposed on at least a portion of a surface thereof that contacts the conductive layer,wherein the conductive coating is present on the eyelet in an amount from about 15% of the surface area of the eyelet to about 50% of the surface area of the eyelet. 2. The electrode of claim 1, wherein the eyelet is formed from plastic. 3. The electrode of claim 1, wherein the eyelet includes a conductive filler material. 4. The electrode of claim 3, wherein the conductive filler material is selected from the group consisting of metal fibers, metallic threads, metallic powders, metallic flakes, and metallic spheres. 5. The electrode of claim 3, wherein the conductive filler material is selected from the group consisting of carbon fillers, conductive carbon fiber fillers, acetylene black, chopped polyacrylonitrile fibers, noble metallic particles, noble metal halide particles, and combinations thereof. 6. The electrode of claim 3, wherein the eyelet contains from about 2% by weight to about 75% by weight of the conductive filler. 7. The electrode of claim 3, wherein the eyelet contains from about 5% by weight to about 50% by weight of the conductive filler. 8. The electrode of claim 2, wherein the plastic comprises a conductive plastic selected from the group consisting of polythiophene, polyacetylene, polyphenylene vinylene, polypyrrole, polyaniline, polyphenylene sulfide, copolymers, and derivatives thereof. 9. The electrode of claim 1, wherein the eyelet includes a base portion and a post. 10. The electrode of claim 9, wherein the base portion includes a distal surface including the conductive coating and the post is substantially free of the conductive coating. 11. The electrode of 10, wherein the base portion further includes a peripheral edge including the conductive coating. 12. The electrode of claim 1, wherein the conductive coating includes a heavy metal. 13. The electrode of claim 12, wherein the heavy metal is selected from the group consisting of silver, gold, copper, zinc, cadmium, cobalt, nickel, palladium, platinum, tin, bimetal and polymetal complexes, salts thereof, and combinations thereof. 14. The electrode of claim 12, wherein the conductive coating includes a conductive filler material. 15. The electrode of claim 1, wherein the conductive coating comprises an electrically conductive ink. 16. The electrode of claim 15, wherein the electrically conductive ink comprises a silver/silver chloride ink. 17. A method of manufacturing an electrode comprising: providing an eyelet, a conductive layer, and a press stud;applying a conductive coating onto a distal surface of the eyelet; andassembling the electrode such that the distal surfa... | Tyco Healthcare Group LP | A61B005/0416 H05K013/00
US20130079675 | A1 | 2013-03-28 | INSERT MEASURING SYSTEM HAVING AN INTERNAL SENSOR ASSEMBLY | 2011-09-23 | At least one embodiment is directed to an insert for measuring a parameter of the muscular-skeletal system. The insert can be temporary or permanent. In one embodiment, the insert is prosthetic component for a single compartment of the knee. The insert comprises a support structure and a support structure respectively having an articular surface and a load bearing surface. The height of the insert is less than 10 millimeters. At least one internal cavity is formed when support structures are coupled together for housing electronic circuitry, sensors, and the power source. The sensors are supported by support structure on pad regions. A planar interconnect couples the sensors to electronic circuitry. The planar interconnect includes a tab that couples to a connector coupled to a printed circuit board. | 1. An insert for measuring a parameter of the muscular-skeletal system where the insert includes at least one cavity having therein a planar interconnect coupled to a plurality of sensors. 2. The insert of claim 1 further including electronic circuitry at least partially underlying the planar interconnect where the electronic circuitry operatively couples to the plurality of sensors. 3. The insert of claim 2 where the planar interconnect couples to a power source at least partially underlying the planar interconnect. 4. The insert of claim 2 where the planar interconnect is co-planar with the load plate for distributing loading applied to the insert to the plurality of sensors. 5. The insert of claim 4 where the planar interconnect is spaced a predetermined distance from the electronic circuitry. 6. The insert of claim 5 where the insert comprises: a first support structure having an articular surface;a second support structure having a load-bearing surface where the first and second support structure are coupled together such that the at least one cavity is isolated from an external environment. 7. The insert of claim 6 further including pad regions coupled to the load-bearing surface of the second support structure where each sensor is supported by a corresponding pad region and where each sensor is located at a predetermined position corresponding to a location of the articular surface. 8. The insert of claim 7 further including at least one alignment feature for aligning the first support structure to the second support structure where the at least one alignment feature aligns the planar interconnect to the plurality of sensors for coupling thereto. 9. The insert of claim 8 where the electronic circuitry is mounted to a printed circuit board, where the printed circuit board has a connector, and where the planar interconnect has a flexible tab that couples to the connector. 10. The insert of claim 9 where a load applied to the articular surface is coupled to the plurality of sensors through the load plate whereby the load magnitude and the load location on the articular surface can be determined. 11. A load and load position measurement system for the muscular-skeletal system comprising: an insert having an articular surface and a load-bearing surface for allowing articulation of the muscular-skeletal system having therein and isolated from an external environment a sensing assembly comprising: at least three sensors coupled to the articular surface of the insert where each sensor location corresponds to a location on the articular surface;a planar interconnect coupled to the at least three sensors; anda load plate coupled to the articular surface and overlying at least a portion or the planar interconnect. 12. The measurement system of claim 11 where a major surface of the planar interconnect is co-planar to a major surface of the load plate. 13. The measurement system of claim 12 further including electronic circuitry at least pa... | ORTHOSENSOR | A61B005/103
US20130060100 | A1 | 2013-03-07 | CONTACTLESS NON-INVASIVE ANALYZER OF BREATHING SOUNDS | 2011-05-12 | A device and method for monitoring and analyzing breathing sounds, the device including at least one microphone adapted and configured for placement adjacent a body to be monitored for contactless recording of breathing sounds, a motion detector using an ultrasound distance sensor to detect the patient body motions, and a processor coupled to the microphones and the motion detector for receiving and processing the breathing sounds and patient motions to detect abnormal breathing events. | 1. A device for monitoring and analyzing breathing sounds, the device comprising: at least one microphone placed adjacent a body to be monitored for contactless recording of breathing sounds;a motion detector to detect motions of said body;a processor coupled to said microphones and said motion detector for receiving and processing said breathing sounds and concurrent detected motions to detect abnormal breathing events. 2. The device according to claim 1, further comprising means for recording said detected breathing events in an events log. 3. The device according to claim 1, wherein said motion detector includes an ultrasonic distance sensor. 4. The device according to claim 1, wherein said processor includes a module for distinguishing said breathing sounds from background sounds. 5. The device according to claim 1, further comprising a spatial filter for determining direction from which sounds are received in said microphones. 6. The device according to claim 1, further comprising a time domain filter for filtering spectral noises from the signal and maximizing the breathing signal quality. 7. The device according to claim 1, further comprising a sound identifier including: a module for calculating a sound events marker;a basic motion and breathing sound correlation filter; anda sound event analyzer. 8. The device according to claim 7, wherein said sound event analyzer includes: a time domain analyzer;a frequency domain analyzer; anda sound and motion correlation filter. 9. The device according to claim 1, wherein said processor is programmed to perform frequency analysis measuring power distribution in a sound event using a bi-level image of the sound event spectrogram and an FFT of the image to detect repeating patterns. 10. A method for monitoring and analyzing breathing sounds, the method comprising: placing at least one microphone adjacent a body to be monitored;recording breathing sounds from said body without contacting said body;detecting motion of said body; andreceiving and processing said breathing sounds correlated with said patient motions in a processor to detect abnormal breathing events of said body. 11. The method according to claim 10, wherein said step of detection motion includes detecting motion of said body using an ultrasound distance sensor. 12. The method according to claim 10, further comprising recording said analyzed breathing sounds in an events log. 13. The method according to claim 10, further comprising distinguishing said breathing sounds from background sounds in said recorded sounds, and analyzing said breathing sounds to detect abnormal breath events including but not limited to coughs wheezes and breathing rate changes. 14. The method according to claim 10, wherein said step of processing includes: detecting breathing sound events by sound analysis in time and frequency domains; andcorrelating said breathing sound events with direction, speed, timing and duration of concurrent body motions de... | SENSEWISER LTD | A61B007/04 A61B005/11 A61B008/00
US20130102913 | A1 | 2013-04-25 | Patient Readable Portable Atrial Fibrillation Detector | 2011-10-18 | Systems and devices to gather data from a subject's heart, analyze said data to determine whether the subject is experiencing cardiac arrhythmia, and display results of said determining. Use, and display of cardiac condition information, are preferably simple and unambiguous to untrained users. | A) Any device, method and/or apparatus as described in any part of the accompanying patent application. B) Any device, method and/or apparatus as exactly described in the accompanying patent application. | - | A61B005/0245 A61B007/00 A61B005/00 A61B005/0456 A61B005/0472 A61B005/04 A61B005/046 A61B005/025
US20130085380 | A1 | 2013-04-04 | SYSTEMS AND METHODS FOR PLANNING IMAGE GUIDED INTERVENTIONAL PROCEDURES | 2012-03-30 | In some embodiments, a planning station can receive image data associated with an image(s) of an area of interest within a body of a patient and display the image(s) on a display device. A user can make a selection of a first interventional tool and a second interventional tool about which information is stored in a memory of the planning station. The planning station can execute a simulation viewable on the display device of a treatment plan for disposing the first and second interventional tools in the body of the patient and applying thermal energy from the first and second interventional tools to the body of the patient. The planning station can generate a thermal model of the thermal effect collectively produced on tissue of the patient by the first interventional tool and the second interventional tools and display the thermal model on the display device. | 1. A non-transitory processor-readable medium storing code representing instructions to cause a processor to: receive image data associated with at least one image of an area of interest within a body of a patient, the area of interest including a target tissue to be treated;display the at least one image on a display device;receive an input from a user of a selection of a first interventional tool from a plurality of interventional tools about which information is stored in a memory,receive an input from the user of a selection of a second interventional tool from the plurality of interventional tools about which information is stored in the memory;execute a simulation viewable on the display device of a treatment plan including disposing the first interventional tool in a first location in the body of the patient, disposing the second interventional tool in a second location in the body of the patient, applying a first amount of energy from the first interventional tool and applying a second amount of energy from the second interventional tool to the body of the patient;generate a thermal model of the thermal effect collectively produced on the tissue of patient, including the target tissue, by the first interventional tool and the second interventional tool based on the simulation; anddisplay the thermal model on the display device. 2. The processor readable medium of claim 1, further comprising code to: receive an input from the user indicating a selected location on the patient to be treated. 3. The processor readable medium of claim 1, further comprising code to: receive an input from the user of a selection of a power level to be applied during the simulation by the first interventional tool and a selection of a power level to be applied during the simulation by the second interventional tool. 4. The processor readable medium of claim 1, further comprising code to: receive an input from the user of a selection of a time duration to apply the energy from the first interventional tool during the simulation and a selection of a time duration to apply the energy from the second interventional tool during the simulation. 5. The processor readable medium of claim 1, wherein the simulation viewable on the display device includes superimposed images of the first interventional tool, of the second interventional tool, and of the area of interest within the patient. 6. The processor readable medium of claim 1, wherein the simulation is a first simulation, the processor readable medium further comprising code to: during an interventional procedure in which a plan of treatment corresponding to the first simulation is being performed, including insertion of the first interventional tool in the body of the patient, receive an input from the user to execute a second simulation different than the first simulation, the second simulation including a change to at least one of a selected power level of the second interventional tool, a selected time dura... | PERFINT HEALTHCARE PRIVATE LIMITED | A61B006/03 A61B005/055 A61B018/04 A61B006/00 A61B018/18 A61B018/02 A61B005/06 A61B005/00
US08401607 | B2 | 2013-03-19 | Nuisance alarm reductions in a physiological monitor | 2008-03-31 | A method and apparatus for controlling alarms in a medical diagnostic apparatus where an alarm is generated when a measured value for a physiological parameter is outside a specified range. The method continuously calculates a baseline value, and establishes dynamic thresholds that are related to and continuously track the baseline value. The method determines the amount of time the measured value is past the dynamic threshold, and the amount by which the threshold is passed. Alarms are triggered based upon a combination of the amount of time and the amount by which the threshold is passed. Preferably, the combination is an integral or some function of an integral. | 1. A method for controlling an alarm in a medical diagnostic apparatus, the method comprising: measuring a value of a physiological parameter to obtain a measured value;determining a dynamic threshold value correlative to the measured value;establishing a condition value based at least in part on an integrated product of the extent by which the dynamic threshold value is passed by the measured value over a period of time; andtriggering an alarm when the condition value exceeds a threshold level. 2. The method of claim 1 wherein the dynamic threshold value comprises a lower alarm limit for the measured value. 3. The method of claim 1 wherein the dynamic threshold value comprises an upper alarm limit for the measured value. 4. The method of claim 1 wherein the measured value is an oxygen saturation, and the dynamic threshold value is at least one of a high oxygen saturation threshold value or a low oxygen saturation threshold value. 5. The method of claim 1 wherein the measured value is a pulse rate, and the dynamic threshold value is at least one of a high pulse rate threshold value or a low pulse rate threshold value. 6. The method of claim 1 wherein determining the dynamic threshold value comprises: determining a baseline value correlative to the measured value; anddetermining the dynamic threshold value correlative to the baseline value. 7. The method of claim 6 wherein the baseline value changes in time in response to the measured value changing in time. 8. The method of claim 6 wherein the baseline value is determined using a low-pass filter. 9. The method of claim 6 wherein the baseline value is determined using a running median filter. 10. The method of claim 6 wherein the baseline value is determined using an infinite impulse filter. 11. The method of claim 6 wherein the baseline value is determined using a finite impulse filter. 12. The method of claim 6 wherein the dynamic threshold value is determined by offsetting from the baseline value by a fixed value. 13. A medical diagnostic apparatus, comprising: a sensor configured to deliver a signal based at least in part on a physiological parameter;a processor configured to determine a measured value of the physiological parameter based at least in part on the signal, to determine a dynamic threshold value correlative to the measured value and a condition value based at least in part on an integrated product of the extent by which the dynamic threshold value is passed by the measured value over a period of time, and to trigger an alarm when the condition value exceeds a threshold level. 14. The apparatus of claim 13 wherein the measured value is an oxygen saturation, and the dynamic threshold value is at least one of a high oxygen saturation threshold value or a low oxygen-saturation threshold value. 15. The apparatus of claim 13 wherein the measured value is a pulse rate, and the dynamic threshold value is at least one of a high pulse rate threshold value or a low pulse rate t... | Covidien LP | A61B005/1455 A61B005/00
US08396539 | B2 | 2013-03-12 | Implantable medical device having optical fiber for sensing electrical activity | 2007-02-16 | An implantable medical device for optically sensing action potential signals in excitable body tissue. The device includes an elongated tubular lead body carrying an optical fiber extending from a proximal lead end to a distal lead end to position the optical fiber at a target site. The lead body additionally carries a conduit for dispensing a voltage-sensitive fluorescent dye into tissue surrounding the target site. The optical fiber transmits excitation light to the fluorescent dye to cause the dye to fluoresce with varying intensity as the transmembrane potentials of local tissue cells vary due to passing depolarization wavefronts. The optical fiber transmits the fluorescence signal to the device to generate an action potential signal or fiducial points of an action potential signal for use in accurately measuring and characterizing electrical activity of excitable tissue. | 1. A method for monitoring gene expression in a target tissue site in a human or animal patient, the method comprising: co-transfecting the target tissue site in the humag or animal patient with a composition comprising a marker gene that expresses a fluorescent protein and a therapeutic gene;providing an optical fiber having a proximal lead end and a distal lead end, the distal lead end positioned at the target tissue site;wherein the distal lead end comprises a fiber umbrella;transmitting an excitation light by the optical fiber to the distal lead end positioned at the target tissue site;the excitation light providing the excitation energy needed for the fluorescent protein expressed by the marker gene to emit a fluorescence signal; andtransmitting the emitted fluorescence signal to the proximal end of the optical fiber to monitor gene expression at the target tissue site. 2. The method of claim 1, wherein the marker gene expressing the fluorescent protein is separate from the therapeutic gene. 3. The method of claim 1, wherein the marker gene expressing the fluorescent protein and the therapeutic gene encode a fusion protein. 4. The method of claim 1, the target tissue site comprising cardiac tissue. 5. The method of claim 1, the target tissue site comprising muscle tissue. 6. The method of claim 1, the therapeutic gene encoding a voltage sensitive protein. 7. The method of claim 1, the target tissue site comprising an excitable tissue. 8. The method of claim 7, monitoring electrical activity associated with the transfected excitable tissue. 9. The method of claim 7, sensing an action potential signal from the transfected excitable tissue. 10. The method of claim 9, further comprising recording the action potential. 11. The method of claim 7, the therapeutic gene encoding a voltage sensitive protein. 12. The method of claim 1, the transmission of the excitation light and the transmission of the emitted fluorescence signal occurring through a single optical fiber. 13. The method of claim 12, the optical fiber comprising a sensing lead comprising a helical coil. 14. The method of claim 1, the transmission of the excitation light and the transmission of the emitted fluorescence signal occurring through separate optical fibers. 15. The method of claim 14, the optical fiber comprising a sensing lead comprising a helical coil. 16. The method of claim 1, further comprising collecting the fluorescence signal by excitation/detection circuitry. 17. The method Of claim 16, the excitation/detection circuitry comprising an emission filter and photodetector. 18. The method of claim 1, the excitation light provided by a light emitting diode (LED). 19. The method of claim 1, further comprising converting the emitted fluorescence signal to analog signals. 20. A method for monitoring gene expression in a target tissue site co-transfected with a marker gene that expresses a fluorescent protein and a therapeutic gene in a human or animal patien... | Medtronic, Inc. | A61B005/04
US08414488 | B2 | 2013-04-09 | Medical system, apparatus and method | 2007-11-13 | According to some embodiments, there is provided a medical monitoring device that includes one or more sensors, wherein a sensor is adapted to sense a parameter of a patient and computator adapted to receive an output of at least one sensor and to compute a condition-index-value directly related to a condition of the patient. | 1. A medical monitoring device comprising: two or more sensors adapted to sense at least two parameters of a patient, wherein said two or more sensors comprise at least a capnograph and a pulse oximeter; anda computing unit adapted to continuously receive at least two output parameters at least from said capnograph and said pulse oximeter and to continuously compute single unit-less index-values based on integration of said at least two output parameters,wherein the single unit-less index-value is indicative of a respiratory status of the patient; such that a change in the single unit-less index-value is indicative of a change in the patient respiratory status. 2. The medical monitoring device of claim 1, wherein said at least two parameters of a patient comprises a respiratory related parameter, pulmonary related parameter, cardiac related parameter or any combination thereof. 3. The medical monitoring device of claim 1, wherein said at least two parameters of a patient comprises respiration rate, EtCO2, SpO2, heart rate, or any combination thereof. 4. The medical monitoring device of claim 1, wherein said two or more sensors further comprise a heart rate monitor, blood pressure monitor, ECG, EEG, or any combination thereof. 5. The medical monitoring device of claim 1, wherein said single unit-less index-value is in the range of 1 to 10. 6. The medical monitoring device of claim 1, wherein an increase in said unit-less index-value is indicative of an improvement in a patient's status. 7. The medical monitoring device of claim 1, wherein a decrease in said unit-less index-value is indicative of a deterioration of a patient's status. 8. The medical monitoring device of claim 1, wherein said computing unit is adapted to compute said single unit-less index-value according to an average of an output of at least one sensor. 9. The medical monitoring device of claim 1, wherein said computing unit is adapted to compute said single unit-less index-value by mathematical operation of a medical significance level of each of the at least two output parameters. 10. The medical monitoring device of claim 9, wherein said medical significance level of each of the at least two output parameters is determined by correlating the output value of each of said at least two output parameters with that of a normal level. 11. The medical monitoring device of claim 9, wherein said mathematical operation comprises multiplication. 12. The medical monitoring device of claim 1, wherein said device is further adapted to compute a trend of said single unit-less index-value. 13. The medical monitoring device of claim 1, wherein said device is further adapted to compute a reliability index of said singe unit-less index-value. 14. The medical monitoring device of claim 1, further adapted to provide a pause frequency parameter. 15. The medical monitoring device of claim 1, wherein said device is further adapted to provide medical recommendation. 16. The medical monit... | Oridion Medical 1987 Ltd. | A61B005/00
US08428701 | B2 | 2013-04-23 | Electrode device and electrocardiographic measurement device | 2011-10-10 | A device for electrocardiogram measurement is provided, which is relatively not easily influenced by electrical activities of muscles, and which can perform electrocardiogram measurement during a measured person's daily life without removing clothes. The device includes a pair of lead electrode sections that are provided on a band section. Each of the pair of lead electrode sections includes a lead electrode that is disposed so that the lead electrode is positioned in the vicinity of a carotid artery of the measured person when the band section surrounds a neck portion of the measured person. The band section is configured to include a flexible band, and the band section detachably holds onto the neck portion of the measured person with nipping force arising from elastic deformation of the flexible band. | 1. An electrocardiogram measurement electrode device comprising: an adjustable band section configured to partially surround a neck portion of a measured person;a reference electrode section provided on the adjustable band section; anda pair of lead electrode sections provided on the adjustable band section, each lead electrode section including: a respective lead electrode configured to be positioned in a vicinity of a carotid artery of the measured person when the adjustable band section surrounds the neck portion of the measured person, anda respective voltage follower having an input terminal in electrical communication with the respective lead electrode and a power-supply terminal in electrical communication with the reference electrode. 2. The electrocardiogram measurement electrode device of claim 1, wherein the adjustable band section includes a mechanism configured to adjust a length of the adjustable band section. 3. The electrocardiogram measurement electrode device of claim 2, wherein the mechanism includes two or more bands configured to slide into each other. 4. The electrocardiogram measurement electrode device of claim 1, wherein the adjustable band section includes an inflexible section formed using an extendable member. 5. The electrocardiogram measurement electrode device of claim 1, wherein the adjustable band section includes at least one fastening member configured to secure the adjustable band section to the neck portion of the measured person or a collar portion of a shirt worn by the measured portion. 6. The electrocardiogram measurement electrode device of claim 1, wherein the reference electrode section is provided substantially at the center of the adjustable band section. 7. The electrocardiogram measurement electrode device of claim 1, wherein the reference electrode section comprises: a reference electrode configured to be positioned in a vicinity of the vertebra prominens of the measured person when the adjustable band section partially surrounds the neck portion of the measured person; anda cushioning member configured to be positioned between the reference electrode and the neck portion of the measured person when the adjustable band section partially surrounds the neck portion of the measured person. 8. The electrocardiogram measurement electrode device of claim 7, wherein the reference electrode comprises a carbon electrode having a circular shape with a diameter of about 5 mm to about 10 mm. 9. The electrocardiogram measurement electrode device of claim 7, wherein the cushioning member comprises a conductive fiber unit overlaid on the reference electrode. 10. The electrocardiogram measurement electrode device of claim 9, wherein the reference electrode and the conductive fiber unit are bonded together using a conductive paste. 11. The electrocardiogram measurement electrode device of claim 1, wherein the lead electrode comprises a carbon electrode having a circular shape with a diameter of about 5 mm... | Osaka Electro-Communication University | A61B005/0402
US08403847 | B2 | 2013-03-26 | Systems and methods for providing a health score for a patient | 2012-01-23 | A system and method for providing an indicator of a patient's health. The system may include a data module receiving data relating to a patient's health, the data including subjective data, a conversion module generating an output from the data, the output representing the patient's health, and a display module displaying the output and a standard output for a user to compare with the output. A method of providing a customizable system for generating an indicator of a patient's health, the method including providing a system including a data module, a conversion module generating an output via a first algorithm, and a display module displaying the output and a standard output generated by a second algorithm, and customizing at least one of the first and second algorithms according to preferences of a user. | 1. A system for monitoring a plurality of patients comprising: a data module, executing on a computer, wherein the data module receives a plurality of data relating to a first patient's health and a second patient's health at a first time point, receives a plurality of data relating to the first patient's health and the second patient's health at a second time point, and continually receives a plurality of data relating to the first patient's heath and the second patient's health at subsequent time points;a conversion module, executing on a computer, wherein the conversion module transforms the plurality of data received for the first patient at the first time point into transformed medical data and combines the transformed medical data to generate a first health score for the first patient, transforms the plurality of data received for the second patient at the first time point into transformed medical data and combines the transformed medical data to generate a first health score for the second patient, transforms the plurality of data received for the first patient at the second time point into transformed medical data and combines the transformed medical data to generate a second health score for the first patient, transforms the plurality of data received for the second patient at the second time point into transformed medical data and combines the transformed medical data to generate a second health score for the second patient, transforms each continually received data for the first patient into transformed medical data and combines the transformed medical data to generate additional health scores for the first patient, and transforms each continually received data for the second patient into transformed medical data and combines the transformed medical data to generate additional health scores for the second patient; anda display module, executing on a computer, wherein the display module creates a first health score chart of continually plotted health scores of the first patient over time to show the first patient's medical progress, and wherein the display module creates a second health score chart of continually plotted health scores of the second patient over time to show the second patient's medical progress. 2. The system of claim 1 wherein at least some of the plurality of data received by the data module includes datum from a nursing assessment, wherein the nursing assessment is performed by a nurse. 3. The system of claim 1 further comprising an alert module, executing on a computer, wherein the alert module sends an alert to an attending physician or supervising nurse if a health score of either the first patient or the second patient has fallen below a pre-determined threshold. 4. The system of claim 1 wherein the health score chart shows continually plotted health scores of the patient over time to show the patient's medical progress, and also shows a statistical reference curve so that the health scores of the patient may ... | PeraHealth, Inc. | A61B005/00 G06Q010/00 G06Q050/00
US08666470 | B2 | 2014-03-04 | Lyotropic liquid crystal coated analyte monitoring device and methods of use | 2012-08-07 | The present invention is directed to membranes composed liquid crystals having continuous aqueous channels, such as a lyotropic liquid crystal, including a cubic phase lyotropic liquid crystal, and to electrochemical sensors equipped with such membranes. The membranes are useful in limiting the diffusion of an analyte to a working electrode in an electrochemical sensor so that the sensor does not saturate and/or remains linearly responsive over a large range of analyte concentrations. Electrochemical sensors equipped with membranes of the present invention demonstrate considerable sensitivity and stability, and a large signal-to-noise ratio, in a variety of conditions. | 1. A method of monitoring the concentration of an analyte, the method comprising: positioning at least a portion of an electrochemical sensor beneath the surface of the skin of a subject, wherein the electrochemical sensor comprises: a working electrode comprising a sensing layer comprising an analyte-responsive enzyme and a redox mediator in contact with the electrode and a non-crosslinked cubic phase lyotropic liquid crystal membrane disposed on top of the sensing layer; anda counter electrode or reference electrode or a counter/reference electrode in communication with the working electrode;applying a potential between the working electrode and the counter electrode to electrolyze the analyte and measuring a current from the applied potential; anddetermining the concentration of the analyte from the measured current. 2. The method according to claim 1, wherein the analyte-responsive enzyme is a glucose-responsive enzyme. 3. The method according to claim 2, wherein the glucose-responsive enzyme is a glucose dehydrogenase. 4. The method according to claim 3, wherein the glucose dehydrogenase is an FAD-dependent glucose dehydrogenase. 5. The method according to claim 2, wherein the glucose-responsive enzyme is glucose oxidase. 6. The method according to claim 1, wherein the redox mediator comprises a ruthenium-containing complex or an osmium-containing complex. 7. The method according to claim 1, wherein the cubic phase lyotropic liquid crystal is substantially non-hydrolyzable in the presence of a lipase. 8. The method according to claim 7, wherein the cubic phase lyotropic liquid crystal comprises a compound of the formula: 9. The method according to claim 8, wherein the cubic phase lyotropic liquid crystal comprises Vitamin E acetate. 10. The method according to claim 1, wherein the sensor is adapted so that at least a portion of the sensor is positionable beneath the skin of a user. 11. The method according to claim 1, wherein the sensor comprises an anticlotting agent. 12. The method according to claim 11, wherein the anticlotting agent is heparin. 13. The method according to claim 11, wherein the cubic phase lyotropic liquid crystal comprises the anticlotting agent. 14. The method according to claim 1, wherein the cubic phase lyotropic liquid crystal membrane is adapted to limit the flux of glucose or lactate thereacross. 15. The method according to claim 1, wherein the analyte is glucose. | Abbott Diabetes Care Inc. | A61B005/1468 C25B009/10
US08433393 | B2 | 2013-04-30 | Inter-frame complex OCT data analysis techniques | 2012-07-06 | Techniques for collecting and processing complex OCT data to detect localized motion contrast information with enhanced accuracy and sensitivity are presented. In a preferred embodiment, vector differences between complex OCT signals taken at the same location on the sample are used to detect blood flow in the retina. Additional embodiments involving non-linear intensity weighting of the motion contrast information, normalization of the vector difference amplitudes, and calculating the absolute value of the standard deviation of Doppler signal are described. Image processing techniques to enhance the images resulting from these motion contrast techniques are also presented. | 1. A method of analyzing optical coherence tomography data, said method comprising: acquiring a data set using an optical coherence tomography (OCT) system, said data set comprising a plurality of measurements of a sample, wherein the data set contains at least two measurements that were made at approximately the same location on the sample;processing the OCT data set to generate complex OCT signals, wherein the complex signal can be described by an intensity and a phase;normalizing the complex OCT signals;after normalizing the complex OCT signals generating motion contrast information by taking the difference between at least two normalized complex OCT signals corresponding to OCT measurements acquired at approximately the same location on the sample; andstoring or displaying the resulting motion contrast information. 2. A method as recited in claim 1, wherein the amplitude value of the difference is used to generate an image of the motion contrast information. 3. A method as recited in claim 2, wherein multiple differences are determined for a single location and the variance of the amplitudes of the multiple differences is calculated to generate the motion contrast information. 4. A method as recited in claim 2, wherein multiple differences are determined for a single location and the amplitudes of multiple differences are averaged to generate the motion contrast information. 5. A method as recited in claim 1, wherein the two measurements are from successive B-scans. 6. A method as recited in claim 1, wherein the time difference between the two measurements is between 2-20 milliseconds. 7. A method as recited in claim 1, wherein said data set includes more than two measurements that were made at approximately the same location and the motion contrast information is determined by taking the differences between the multiple measurements. 8. A method of analyzing OCT data, said method comprising: acquiring a data set using an optical coherence tomography (OCT) system, said data set comprising a plurality of measurements of a sample, wherein the data set contains at least two measurements that were made at approximately the same location on the sample;processing the OCT data set to determine motion contrast information;applying a nonlinear intensity based weighting function to the motion contrast information; andstoring or displaying information derived from the resulting weighted motion contrast information. 9. A method as recited in claim 8, wherein the motion contrast information is determined using phase difference values between measurements taken at the approximately same location on the sample. 10. A method as recited in claim 9, wherein at least two phase difference values are calculated at approximately the same location and the derived information is determined by summing the weighted motion contrast information. 11. A method as recited in claim 10, wherein the processing, applying and summing steps are performed using the foll... | Carl Zeiss Meditec, Inc. | A61B005/00
US08617081 | B2 | 2013-12-31 | Estimating cardiac pulse recovery from multi-channel source data via constrained source separation | 2011-09-28 | What is disclosed is a system and method for recovering a patient's cardiac pulse rate from a sequence of video images recording of that patient. In one embodiment, a reference signal of a particular frequency is generated at predetermined frequency intervals and a constrained source separation is performed on the source data to obtain an estimation of the source signal intended to be recovered. The reference signal is updated and constrained source separation is again performed. These operations are repeated for all frequencies of the reference signal. The frequency at which a minimum error is achieved is determined to be the subject's recovered cardiac pulse frequency. In such a manner, the source signal is extracted and recovered reliably from captured multi-channel RGB signals or multispectral signals. The teachings hereof find their uses in a variety of medical solutions including various military, security and telemedicine applications. Various embodiments are disclosed. | 1. A method for cardiac pulse recovery and estimation from a video images captured of a subject of interest, the method comprising: receiving video images captured of a subject of interest being monitored for cardiac function, said video images comprising source video data wherein at least one time varying cardiac source signal is embedded, said video images having been acquired over multiple channels of a video imaging device;generating a set of reference signals having a frequency range which approximates a frequency range of said subject's cardiac pulse;performing, using said set of reference signals, a constrained source separation on said source video data to obtain a first estimated source signal;for each reference signal: A) performing a constrained source separation on said source data to obtain a next estimated source signal;B) comparing said reference signal to said next estimated source signal; andrepeating A thru B until all reference signals have been compared at least once;selecting an estimated source signal having a minimum error between the estimated source signal and a corresponding reference signal; andcommunicating at least one aspect of said selected estimated source signal to a computer system. 2. The method of claim 1, wherein a frequency at which said minimum error was achieved being the estimated cardiac frequency of said subject. 3. The method of claim 1, wherein said minimum error was achieved by adjusting phase of the estimated source signal and calculating a difference between two waveforms. 4. The method of claim 1, further communicating at least one aspect of said cardiac source signal to said computer system. 5. The method of claim 1, wherein said acquired source signal comprises any of: RGB signals, and multi spectral signals. 6. The method of claim 1, wherein said video images are obtained in a non-contact environment. 7. The method of claim 6, wherein said non-contact environment is for remote sensing as in telemedicine. 8. The method of claim 1, wherein, as a result of said comparison, changing at least one aspect of said reference signal by changing a wave form, wherein said wave form comprises any of: a sine wave, a square wave, a user defined shape such as that obtained from an ECG signal, and a cardiac pulse wave form derived from said subject. 9. The method of claim 1, wherein said frequency range of a human cardiac pulse comprises 50 beats per minute to 240 beats per minute. 10. The method of claim 1, further comprising: determining a region of human skin in said received video images; andisolating said determined human skin region for processing such that slight volumetric changes occurring in blood vessels due to cardiac function underneath the skin during a cardiac cycle can be analyzed. 11. A system for cardiac pulse recovery and estimation from a video images captured of a subject of interest, the system comprising: a memory; anda processor in communication with said memory, said processor ... | Xerox Corporation | A61B005/02
US09089293 | B2 | 2015-07-28 | Test element for analyzing a body fluid | 2012-01-17 | A test element includes a puncture element and a test panel. The puncture element has a tip positioned at one end for generating a wound in a body part. A capillary structure extends from the tip to the test panel and has a fluid connection to the tip. The test panel contains at least a part of a reagent system and is positioned in the test element adjacent to a part of the capillary structure of the puncture element so that body fluid penetrating into the capillary structure contacts a liquid entry side of the test panel. The test panel comprises a transparent support layer and a test layer applied to the support layer by coating. The side of the test panel facing away from the support layer forms its liquid entry side, which faces toward the capillary structure. | 1. Test element for generating a puncture wound in a body part, for receiving a body fluid sample from the body part, and for analyzing by means of a reagent system, whose reaction with an analyte contained in the body fluid results in an optically measurable change of a measuring variable, which is characteristic for the desired analytical result, on the test element, comprising a puncture element and a test panel, which contains at least a part of the reagent system, whereinthe puncture element has a tip positioned at one end of the puncture element for generating a wound in the body part and a capillary structure, which is implemented so that after the tip of the puncture element pierces into the skin, body fluid penetrates into the capillary structure,the puncture element and the test panel can be positioned relative to one another in a liquid transfer position so that the test panel is in fluid contact with a part of the capillary structure of the puncture element, body fluid which has penetrated into the capillary structure being able to be transferred to the test panel,the test panel comprises a transparent support layer and a test layer, wherein the test layer is coated on the surface of the transparent support layer, wherein the transparent support layer is non-porous, wherein the side of the test layer facing away from the support layer forming the liquid entry side, which faces toward the capillary structure in the liquid transfer position,in the liquid transfer position, the liquid entry side of the test layer directly adjoins the capillary structure in such a manner that a direct liquid transfer occurs from the capillary structure into the test layer, andwherein the test layer comprises two partial layers, a first partial layer coated on the support layer being a reaction layer and a second partial layer being an opaque light blocking layer coated on the first partial layer. 2. Test element according to claim 1, characterized in that the test panel is fixed on the puncture element, so that the puncture element and the test panel are permanently in fluid contact. 3. Test element according to claim 1, characterized in that both the reaction layer and also the opaque light blocking layer contain an enzyme and a coloration reagent (indicator), the quantity of the enzyme in the reaction layer being greater than that in the light blocking layer and the quantity of the indicator in the reaction layer being less than that in the light blocking layer. 4. Test element according to claim 1, characterized in that at least one component of the reagent system, preferably an enzyme, is bound to another component of the test layer, in particular to a filler contained in the test layer. 5. Test element according to claim 1, characterized in that the capillary structure includes a two-dimensional matrix structure having a plurality of cells having cell cavities and a capillary channel, through which body fluid is transported to the two-dimensional... | Roche Diabetes Care, Inc. | G01N033/48 A61B005/145
US20130079884 | A1 | 2013-03-28 | INSERT MEASURING SYSTEM HAVING A POLYMER ARTICULAR SURFACE | 2011-09-23 | At least one embodiment is directed to an insert for measuring a parameter of the muscular-skeletal system. The insert can be temporary or permanent. In one embodiment, the insert is prosthetic component for a single compartment of the knee. The insert comprises a support structure and a support structure respectively having an articular surface and a load-bearing surface. At least one of the support structures comprises polycarbonate. The polycarbonate allows short-range transmission of measurement data. The height of the insert is less than 10 millimeters. At least one internal cavity is formed when support structures are coupled together for housing electronic circuitry, sensors, and the power source. The internal cavity is isolated from the external environment and can be hermetically sealed. | 1. A prosthetic insert for a joint of the muscular-skeletal system having an articular surface and a load-bearing surface where at least one of the articular surface or the load-bearing surface comprises polycarbonate. 2. The insert of claim 1 where the insert comprises: a first support structure having the articular surface and a peripheral surface;a second support structure having the load-bearing surface and a peripheral surface where the peripheral surfaces of the first support structure are coupled together to isolate a cavity within the insert from an external environment. 3. The insert of claim 2 where the at least one cavity houses a measurement system for measuring a parameter of the muscular-skeletal system. 4. The insert of claim 2 where the insert is substantially dimensionally equal to a final insert. 5. The insert of claim 2 where the first support structure comprises polycarbonate. 6. The insert of claim 5 where the articular surface flexes under loading. 7. The insert of claim 2 where the second support structure comprises polycarbonate. 8. The insert of claim 7 where the load-bearing surface of the second support structure is rigid. 9. The insert of claim 2 where the first and second support structures are molded. 10. The insert of claim 2 where the first and second support structures have corresponding alignment features to align the first and second support structures during assembly. 11. A prosthetic insert for measuring a parameter of the muscular-skeletal system having an articular surface and a load-bearing surface where the articular surface comprises ultra-high molecular weight polyethylene and where the insert includes at least one cavity for housing a measurement system. 12. The insert of claim 11 further including: a first support structure having the articular surface and a peripheral surface; anda second support structure having the load-bearing surface and a peripheral surface where the peripheral surfaces of the first support structure are coupled together to isolates the at least one cavity from an external environment. 13. The insert of claim 12 where the first support structure of the insert comprises ultra-high molecular weight polyethylene. 14. The insert of claim 13 where the second support structure of the insert comprises ultra-high molecular weight polyethylene. 15. The insert of claim 12 where the first and second support structures include alignment features comprising ultra-high molecular weight polyethylene for aligning the first support structure to the second support structure. 16. An insert for measuring a force, pressure, or load comprising: a first support structure having an articular surface;a second support structure coupled to the first support structure having a load-bearing surface where the insert is substantially dimensionally equal to a final insert and where the first and second structures comprises polycarbonate. 17. The insert of claim 16 where the first and second supp... | ORTHOSENSOR | A61F002/30 A61B005/103
US20130085398 | A1 | 2013-04-04 | BRAIN-MACHINE INTERFACE BASED ON PHOTONIC NEURAL PROBE ARRAYS | 2012-09-26 | Method and apparatus for illuminating and imaging tissue is provided. In one version, the method includes illuminating a volume of a tissue with photons from a three-dimensional array of optical emitters inserted into the tissue. In another version, the method includes detecting photons from a volume of a tissue using a three-dimensional array of optical detectors inserted into the tissue. A probe device for illuminating tissue and/or detecting photons emitted from tissue includes elongated microsized probes containing optical emitters and optical detectors in a three dimensional array. | 1. A method for examining a tissue, comprising illuminating a volume of a tissue with photons from a three-dimensional array of optical emitters inserted into the tissue. 2. The method of claim 1, wherein the tissue is a neural tissue. 3. The method of claim 2, wherein the neural tissue is prepared by optogenetic methods. 4. The method of claim 1, wherein the array comprises elongated microsized probes comprising the optical emitters. 5. The method of claim 1, wherein the optical resolution of the array is about 200 μm in at least one dimension of the volume. 6. The method of claim 1, wherein the photons are produced from a source that comprises an emission multiplexer. 7. A method for examining a tissue, comprising detecting photons from a volume of a tissue using a three-dimensional array of optical detectors inserted into the tissue. 8. The method of claim 7, wherein the tissue is a neural tissue. 9. The method of claim 7, wherein the array comprises elongated microsized probes comprising the optical detectors. 10. The method of claim 7, wherein the photons are produced by illuminating the tissue volume. 11. The method of claim 7, wherein the optical resolution of the array is about 200 μm in at least one dimension of the volume. 12. The method of claim 7, wherein the photons are produced by illuminating the tissue volume using a three-dimensional array of optical emitters inserted into the tissue. 13. A device for examining a tissue, comprising elongated microsized probes, each probe comprising one or more optical emitters and/or one or more optical detectors, wherein the probes are arranged to form a three-dimensional array of the one or more optical emitters and/or a three-dimensional array of the one or more optical detectors. 14. The device of claim 13, wherein the probes have cross-sectional diameters of about 10 μm or less. 15. The device of claim 13, wherein the one or more optical emitters and the one or more optical detectors are arranged along the length of the probes. 16. The device of claim 13, further comprising one or more optical sources optically connected to the probes. 17. The device of claim 16, wherein the one or more optical sources comprise an emission multiplexer. 18. The device of claim 13, wherein the one or more optical emitters comprise one or more waveguide terminals. 19. The device of claim 13, wherein the one or more optical emitters comprise one or more micro-ring resonators, photonic crystal resonators, nanobeam cavities, diffraction gratings, waveguide-coupled gratings, or etched, chip-integrated 45-degree mirrors, or a combination thereof. 20. The device of claim 13, wherein the one or more optical detectors are one or more Si photodetectors, Ge photodetectors, or grating-coupled detectors, or a combination thereof. 21. The device of claim 13, wherein the optical resolution of the array of emitters and/or the array of detectors is about 200 μm. 22. A system comprising the device of claim ... | California Institute of Technology | A61B005/00
US20130072776 | A1 | 2013-03-21 | CEREBRAL LOCAL PORTION COOLING PROBE AND CEREBRAL FUNCTION MAPPING DEVICE | 2011-03-25 | A cerebral local portion cooling probe is composed so that a handheld module includes a Peltier device and a coolant liquid circulating part arranged so as to contact with the Peltier device and wirings, conduits and a heat radiating part are connected to this handheld module. Circulation of coolant liquid and operation of the Peltier device are implemented by means of a control unit, then the tip end of the handheld module is caused to contact with a cerebral local portion to be cooled and a state of the cerebral local portion is monitored in accordance with responses to the cooling. A cerebral function mapping device comprises a mapping module in which a plurality of cooling modules are arranged, each cooling module including a Peltier device and a coolant liquid circulating part in a manner similar to that of the cerebral local portion cooling probe. | 1. A cerebral local portion cooling probe, comprising: a handheld module having a tubular casing and cooling means and temperature detecting means which are provided in the tubular casing at a tip end thereof; anda cooling control unit controlling temperature of a local portion of a cerebral surface to a predetermined temperature in accordance with temperature detection signal from the temperature detecting means, with a tip end of the handheld module being caused to contact with a cerebral local portion to cool the cerebral surface to the predetermined temperature thereby monitoring a state of the cerebral local portion,wherein the cooling means provided in the tubular casing at the tip end thereof is a Peltier device, a coolant liquid circulating part is provided so as to contact with the heat generating surface on the rear side of the Peltier device and the coolant liquid circulating part and a heat radiating part provided externally of the handheld module are coupled by conduits to circulate coolant liquid and radiate heat,wherein a metal plate is provided at the front surface of the Peltier device and exposed as the tip end surface of the tubular casing, andwherein the temperature detecting means is embedded in the metal plate. 2. A cerebral local portion cooling probe, comprising: a handheld module having a tubular casing and cooling means and temperature detecting means which are provided in the tubular casing at a tip end thereof; anda cooling control unit controlling temperature of a local portion of a cerebral surface to a predetermined temperature in accordance with temperature detection signal from the temperature detecting means, with a tip end of the handheld module being caused to contact with a cerebral local portion to cool the cerebral surface to the predetermined temperature thereby monitoring a state of the cerebral local portion,wherein the cooling means provided in the tubular casing at the tip end thereof is a Peltier device, a coolant liquid circulating part is provided so as to contact with the heat generating surface on the rear side of the Peltier device and the coolant liquid circulating part and a heat radiating part provided externally of the handheld module are coupled by conduits to circulate coolant liquid and radiate heat,wherein a metal plate is provided at a front surface of the Peltier device and exposed as a tip end surface of the tubular casing, andwherein the temperature detecting means and a brain wave detecting electrode are embedded in the metal plate. 3. A cerebral local portion cooling probe, comprising: a handheld module having a tubular casing and cooling means and temperature detecting means which are provided in the tubular casing at a tip end thereof; anda cooling control unit controlling temperature of a local portion of a cerebral surface to a predetermined temperature in accordance with temperature detection signal from the temperature detecting means, with a tip end of the handheld module be... | YAMAGUCHI UNIVERSITY | A61B005/0478 A61B005/01 A61F007/12
US08428679 | B2 | 2013-04-23 | System and methods for processing analyte sensor data | 2010-03-26 | Systems and methods for processing sensor analyte data, including initiating calibration, updating calibration, evaluating clinical acceptability of reference and sensor analyte data, and evaluating the quality of sensor calibration. During initial calibration, the analyte sensor data is evaluated over a period of time to determine stability of the sensor. The sensor may be calibrated using a calibration set of one or more matched sensor and reference analyte data pairs. The calibration may be updated after evaluating the calibration set for best calibration based on inclusion criteria with newly received reference analyte data. Fail-safe mechanisms are provided based on clinical acceptability of reference and analyte data and quality of sensor calibration. Algorithms provide for optimized prospective and retrospective analysis of estimated blood analyte data from an analyte sensor. | 1. A method for processing reference glucose values, the method comprising: receiving sensor data from a continuous glucose sensor;receiving reference data from a reference glucose monitor, the reference data corresponding in time to the sensor data;determining, using a processor module, an acceptability of the reference data or the sensor data, the determination comprising considering a deviation between the reference data and the sensor data using an error grid analysis for determining a risk of the deviation; andprocessing, using the processor module, the reference data or the sensor data responsive to the error grid analysis. 2. The method of claim 1, wherein an x-axis and y-axis of the Error grid are in units of blood glucose concentration. 3. The method of claim 1, wherein the processing comprises requesting new reference data when it is determined that the reference data is unacceptable by prompting a user to provide the new reference data, wherein the prompting comprises prompting on a user interface. 4. The method of claim 1, wherein the determining is performed in real time during continuous glucose sensing of the continuous glucose sensor. 5. The method of claim 1, wherein the processing comprises calibrating the sensor data based at least in part on the reference data when it is determined that the reference data is acceptable. 6. The method of claim 5, wherein the calibrating comprises calculating a conversion function based at least in part on the reference data only when it is determined that the reference data is acceptable, and wherein the processing comprises converting the sensor data to an estimated blood glucose concentration value based on the conversion function. 7. The method of claim 6, wherein the processing further comprises causing a display to display information representative of the estimated blood glucose concentration value, the estimated blood glucose concentration value indicative of a real-time blood glucose concentration of a host. 8. A method for processing reference glucose values, the method comprising: receiving sensor data from a continuous glucose sensor;receiving reference data from a reference glucose monitor, the reference data corresponding in time to the sensor data;forming, using a processor module, a matched data pair by matching the at least one sensor data point of the sensor data and at least one time corresponding reference data point of the reference data, wherein the at least one sensor data point and the at least one reference data point of the matched data pair are in units of blood glucose concentration;determining, using the processor module, an acceptability of the reference data, the determination comprising considering a deviation between the reference data and the sensor data by comparing the sensor data to a range of acceptable values, wherein the range of acceptable values depends upon a glucose concentration of a host as indicated by the reference data; andprocessing, using... | DexCom, Inc. | A61B005/05
US08425428 | B2 | 2013-04-23 | Nitric oxide measurements in patients using flowfeedback | 2009-03-16 | The present invention provides a method for measuring FeNO in a subject, wherein the FeNO data derived from a subject patient is normalized to compensate for variations of FeNO with flow rate. | 1. A method performed by a nitric oxide (NO) monitoring system of determining exhaled nitric oxide (FENO) from a patient, the method comprising: collecting, by a patient breathing circuit, exhaled gases from the patient;measuring an exhalation flow rate of the exhaled gases as a function of time;determining an average exhalation flow rate of the exhaled gases based on the measured exhalation flow rate as a function of time;calculating a baseline correction factor that is a function of the measured FeNO concentration at the average exhalation flow rate and an FeNO concentration for a healthy person at the average exhalation flow rate;normalizing the measured FeNO concentration using the baseline correction factor to obtain a normalized FeNO;adjusting the normalized FeNO to a selected flow rate; andscaling back the normalized FeNO using the baseline correction factor to determine the FeNO of the patient. 2. The method of claim 1 wherein measuring an FeNO concentration comprises measuring FeNO concentration as a function of time. 3. The method of claim 1 wherein measuring an FeNO concentration comprises collecting a sample of exhaled gases and thereafter measuring FeNO concentration of the sample. 4. The method of claim 2 further comprising collecting the exhaled gases as a sample and thereafter measuring an FeNO concentration of the sample. 5. The method of claim 4 wherein the sample is collected in a bag. 6. The method of claim 4 wherein the sample is collected in a cylinder with a piston. 7. The method of claim 1 wherein adjusting the normalized FeNO is based on a range around the selected flow rate. 8. The method of claim 7 wherein the selected flow rate is approximately 50 ml/sec. 9. A nitric oxide (NO) monitoring system comprising: at least one processor; andat least one memory, communicatively coupled to the at least one processor and storing instructions that, when executed by the processor, cause the NO monitoring system to perform a method of determining exhaled nitric oxide (FeNO) for a subject, the method comprising:collecting exhaled gases from the subject;measuring FeNO in the collected exhaled gases;measuring a flow rate of the exhaled gases as a function of time;determining an average flow rate of the exhaled gases based on the measured flow rate of exhaled gases as a function of time;calculating a baseline correction factor “X” according to the formula: X=A/B where A is the measured FeNO at the average flow rate; and B is FeNO for a normal subject at the average flow rate;normalizing the measured FeNO using the baseline correction factor X to obtain a normalized FeNO;adjusting the normalized FeNO to a selected flow rate; andscaling back the normalized FeNO using the baseline correction factor;thereby determining FeNO for the subject. 10. The system of claim 9 wherein the selected flow rate is about 50 ml/sec. 11. The system of claim 9 wherein the exhaled gases are exhaled at a substantially constant flow rate. 12. The sys... | Covidien LP | A61B005/02
US08417313 | B2 | 2013-04-09 | Method and device for determining and presenting surface charge and dipole densities on cardiac walls | 2007-08-03 | The invention discloses a method, a system, a computer program and a device for determining the surface charge and/or dipole densities on heart walls. Using the foregoing, a table of dipole densities ν(P′, t) and/or a table of surface charge densities ρ(P′, t) of a given heart chamber can be generated. | 1. A method for generating a database table of surface charge densities (ρ) that embody an ionic nature of cellular membranes across an endocardium of at least one given heart chamber, the cellular membrane surface charge density information comprising a table ρ(P′, t) wherein: i) a position P′=(x′,y′,z′) of a point on the cellular membrane of the endocardial wall in a heart chamber is defined in x, y, z-coordinates,ii) t is a time of measurement for said cellular membrane surface charge density, andiii) ρ is the cellular membrane surface charge density at said time t and said position P′ derived from a measured electric potential from the heart chamber,the method comprising the following steps:a) determining electric potential data Ve at locations P in the heart chamber at a given time t using a probe electrode of a mapping system,b) transforming the electric potential data Ve into said cellular membrane surface charge density ρ(P′,t) at positions P′ on the endocardial wall using a processor executing a set of conversion instructions stored in a computer memory, andc) storing each cellular membrane surface charge density in the computer memory as a table of cellular membrane surface charge densities. 2. The method according to claim 1, where the electric potential data Ve is determined by contact mapping. 3. The method according to claim 1, wherein the electric potential data Ve is determined by non-contact mapping. 4. The method according to claim 1, wherein transforming the electric potential data Ve into the cellular membrane surface charge density (ρ) in step b) employs a boundary element method (BEM). 5. The method according to claim 1, where a geometry of a probe electrode used in determining the electric potential data Ve is ellipsoidal. 6. The method according to claim 1, where a geometry of the probe electrode used in determining the electric potential data Ve is spherical. 7. The method according to claim 1, wherein said electric potential data Ve is transformed into the cellular membrane surface charge densities ρ using the following equation:Ve⁡(P)=-14⁢π⁢∫Se⁢ρ⁡(P′)P′-P⁢ⅆσ⁡(P′)wherein: Se=surface of the endocardium;P′=integration variable running over the entire endocardial wall; andP=Position of the measuring electrode. 8. A method for generating a database table of dipole densities ν(P′,t) that embody an ionic nature of cellular membranes across an endocardium of at least one given heart chamber, the dipole density information comprising a table ν(P′, t), wherein: i) a position P′=(x′,y′,z′) of a point on the cellular membrane of the endocardial wall of the heart chamber is defined in x, y, z-coordinates,ii) t is a time of measurement for said cellular membrane dipole density, andiii) ν is the cellular membrane dipole density at said time t and said position P′ derived from a measured electric potential from the heart chamber,the method comprising the following steps:a) determining electric potential data Ve at locations P ... | - | A61B005/042
US08419645 | B2 | 2013-04-16 | Respiration measurement by means of morphological operators | 2011-07-05 | An implantable medical device that measures respiration parameters based on transthoracic impedance signals, and converts transthoracic impedance signals into a time series of digital values which is filtered with morphological operators to separate the signal into a respiratory component and a cardiac component. Metrics are generated based on the filtered impedance values such as respiratory rate, I/E ratio, tidal volume and minute ventilation. | 1. A heart monitor configured to obtain respiration metrics comprising: an impedance signal input;an impedance measurement unit coupled with said impedance signal input;a microprocessor configured to obtain a first time series of values that represent a transthoracic impedance signal obtained from said impedance measurement unit; and,said microprocessor further configured to generate a modified time series of values that represent a trend of values of said first time series through application of at least one morphological operator comprising an erosion operator ora dilation operator orany combination thereofwherein said trend of values comprises a respiratory component of said first times series, andwherein said at least one morphological operator includes said erosion operator defined byF⁢⁢Θ⁢⁢K⁡(i)=minj=0,⁢…⁢⁢M-1⁢fi+j-kjfor⁢⁢i=0,1,…⁢,N-Mand also includes said dilation operator defined byF⁢⁢Θ⁢⁢K⁡(i)=maxj=i-M+1,⁢…⁢,⁢i⁢fj+ki-jfor⁢⁢i=M-1,M,…⁢,N-1where F=[f0, f1, . . . ,fN-1] is a discrete input signal comprising said first time series, and where K=[k0, k1, . . . , kM-1] is a predefined discrete kernel function, or structure element or SE, and where N and M are two integers that N>M and where M is set dynamically to min(Wmax, max(Wmin, K×CL+d))where K is user-programmable or selectable from a predetermined range, CL is the mean cardiac cycle length expressed as the number of samples over the previous H heart beats where H is a predefined positive integer, d is a predefined offset constant, Wmin is the lower boundary of SE width, and Wmax is the upper boundary of SE width. 2. The heart monitor of claim 1, wherein said microprocessor is further configured to subtract said first time series from said modified time series and to thus generate a cardiac component of said first times series. 3. The heart monitor of claim 1, wherein said microprocessor is configured to generate said modified time series through application of both an opening operator and a closing operator to said first time series to thus obtain said modified time series of values that represent the trend of values of said first time series. 4. The heart monitor of claim 3, wherein said microprocessor is configured to generate said modified time series through application of said erosion operator followed by said dilation operator that together form the opening operator to suppress peaks in the first time series. 5. The heart monitor of claim 3, wherein said microprocessor is configured to generate said modified time series through application of said dilation operator followed by said erosion operator that together form the closing operator to suppress pits in the first time series. 6. The heart monitor of claim 1, wherein K is a vector comprising all zeroes. 7. The heart monitor of claim 1, wherein M comprises enough values to cover a time period longer than a cardiac cycle length but shorter than a respiratory cycle length. 8. The heart monitor of claim 1, wherein said trend of ... | Biotronik CRM Patent AG | A61B005/08
US08421855 | B2 | 2013-04-16 | Optical coherence tomography (OCT) imaging systems for use in pediatric ophthalmic applications and related methods and computer program products | 2009-04-23 | Optical coherence tomography (OCT) imaging systems for imaging an eye are provided including a source having an associated source arm path and a reference arm having an associated reference arm path coupled to the source path, the reference arm path having an associated reference arm path length. A sample having an associated sample arm path coupled to the source arm and reference arm paths is provided. A reference arm path length adjustment module is coupled to the reference arm. The reference arm path length adjustment module is configured to automatically adjust the reference arm path length such that the reference arm path length is based on an eye length of the subject. Related methods and computer program products are also provided. | 1. An optical coherence tomography (OCT) imaging system for imaging an eye, the system comprising: a source having an associated source arm path;a reference arm having an associated reference arm path coupled to the source path, the reference arm path having an associated reference arm path length;a sample arm having an associated sample arm path coupled to the source arm, the sample arm comprising at least one lens, wherein the at least one lens has an associated focus adjustment configured to enable imaging a retina in one focal setting and to enable imaging a structure anterior to the retina within the posterior chamber in a second focal setting; anda reference arm path length adjustment module coupled to the reference arm,wherein a range of the reference arm adjustment is at least 15 mm;wherein 15 mm defines a optical path length difference between and eye length of a premature infant eye and an eye length of an adult eye; andwherein the reference arm path length is adjusted coarsely to accommodate an eye length and finely to adjust to a prescribed offset between a reference position and a focal plane within the sample of the at least one lens. 2. The OCT system of claim 1, wherein the reference arm path length is adjusted to accommodate subject eye lengths in the sample arm ranging from about 2.0 mm to about 50 mm. 3. The OCT system of claim 1, further comprising a lens system comprising at least one lens in the sample arm path and at least one surface of the eye, the lens system having a field curvature that matches a curvature of a retina of the eye of the subject. 4. The OCT system of claim 3, wherein the at least one lens is configured to image a mature eye or a pediatric eye. 5. The OCT system of claim 4, wherein a distance from a cornea to a retina of the mature eye is about 25 mm and a the distance from the cornea to the retina of the pediatric eye is from about 14 mm to about 25 mm. 6. The OCT system of claim 3, wherein the at least one lens has an associated focus adjustment that enables imaging into both anterior and posterior regions of the posterior chamber of the eye of the subject. 7. The OCT system of claim 6, wherein the focus adjustment accommodates at least +30D of additional focal power. 8. The OCT system of claim 6, wherein the focus adjustment accommodates at least +50D of additional focal power. 9. The OCT system of claim 6, wherein the focus adjustment accommodates at up to +100D of additional focal power. 10. The OCT system of claim 1, wherein the system is a wide field imaging system providing a field of view of about equal to or greater than 50 degrees. 11. The OCT system of claim 1, wherein the system is a wide field imaging system providing a field of view of about equal to or greater than 140 degrees in combination with rotation about a pupil. 12. The OCT system of claim 1, wherein the reference arm path length adjustment module is configured to set a reference arm path length based on an age of the su... | Bioptigen, Inc. | A61B003/10 A61B003/107 A61B005/00
US08388639 | B2 | 2013-03-05 | Lancing devices | 2008-08-14 | A lancet device includes a main body in which is located a lancet drive shaft 20 having a lancet holder 22 at its front end. A front housing flap 12 is hinged to the front of the main body portion and opens to allow insertion/withdrawal of a lancet. A multi-function cocking/ejection element 16 is operable both to cock the drive shaft prior to firing and to eject a lancet from the lancet holder after firing. The cock/eject element also unlatches the front flap 12. | 1. A lancing device, comprising: an outer housing (10, 11), said outer housing (10, 11) having a forward portion (14) hingeable with respect to a remainder thereof between an open position in which there is access to a lancet holder (22), and a closed position ready for lancing, the hingeable forward portion (14) being latchable (46, 48) in said closed position;a drive shaft (20) disposed in the housing for movement between a rearward and a forward position, said drive shaft having the lancet holder (22) at a forward end for receiving in use a lancet (24);a drive spring urging (28) said drive shaft in a forward direction, a latch arrangement (30, 34) for latching said drive shaft in a rearward cocked position with the drive spring energised;a trigger (18) for unlatching said drive shaft from its rearward position; anda cocking/ejecting element having an externally accessible manually operable portion (62) and being arranged to be moveable in the rearward direction to cock the drive shaft, the cocking/ejecting element (66) further being operable (82) to eject a lancet from the lancet holder, and said cocking/ejecting element (66) has an unlatching element (68) disposed to unlatch said hingeable forward portion (14) when said cocking/ejecting element moved forwardly. 2. The lancing device according to claim 1, wherein said cocking/ejecting element (66) is moveable forwardly to eject a lancet (24) from said lancet holder (22). 3. The lancing device according to claim 2, wherein said latch includes an abutment (30) provided on the interior of the housing, which cooperates with a corresponding abutment (34) on the drive shaft (20), one of said abutments (30, 34) being resiliently deflectable out of engagement with the other. 4. The lancing device according to claim 1, wherein said latch includes an abutment (30) provided on an interior of the housing, which cooperates with a corresponding abutment (34) on the drive shaft (20), one of said abutments (30, 34) being resiliently deflectable out of engagement with the other. 5. The lancing device according to claim 4, wherein the abutment (34) on said shaft (20) is resiliently deflectable, and said trigger comprises an externally accessible trigger button (18) operable to engage and displace the abutment on said shaft. 6. The lancing device according to claim 5, wherein the housing (10, 11) is generally opaque in at least a rearward portion thereof, and said trigger button (18) comprises a transparent or translucent member having an internal space, and said shaft has an indicator portion (36) on its rearward end which projects into said space when said shaft (20) is in its rearward position. 7. The lancing device according to claim 1, wherein said cocking/ejecting element (66) comprises a spring support portion (79) disposed interiorly of the housing and acted upon by opposing spring means (70, 72). 8. A lancing device according to claim 1, wherein said cocking/ejecting element (66) has a cocking ab... | Owen Mumford Limited | A61B005/151
US08423116 | B2 | 2013-04-16 | Noninvasive measurements in a human body | 2005-03-16 | A measurement system and method are presented for use for non-invasive measurements in a human body. Acoustic radiation is applied to a certain illuminated region in the body, with at least two different conditions of the applied radiation achievable by varying at least one characteristic of the acoustic radiation. Light scattered from the body part is detected, and measured data indicative of detected photons tagged and untagged by the acoustic radiation is generated. The measured data is analyzed to extract therefrom a data portion corresponding to the tagged photons and being therefore associated with a light response of said certain region, thereby enabling determination of tissue properties of said certain region based on a relation between the measured data portions corresponding to the at least two different operating conditions. | 1. A measurement system for use for non-invasive measurements in a human body, the system comprising: a measurement unit comprisingan optical unit having an illumination assembly; anda light detection assembly; andan acoustic unit for generating acoustic radiation;the measurement unit being configured and operable to provide an operating condition such that the acoustic radiation overlap with an illuminated portion within a region of interest in the body, and that the detection assembly collects light scattered from said region of interest and a region surrounding said region, measured data generated by the detection assembly being thereby indicative of scattered light having photons tagged by the acoustic radiation, and scattered light untagged by the acoustic radiation; anda control unit connectable to the optical unit and to the acoustic unit,the control unit being preprogrammed to operate the acoustic unit to tag volumes that substantially overlap in space with at least two different operating conditions to vary at least one characteristic of acoustic radiation,the control unit being responsive to the measured data and preprogrammed to process and analyze the measured data to extract from the measured data a data portion associated with the light response of said region of interest based on a relation between the measured data corresponding to the at least two different operating conditions of the acoustic unit,thereby enabling determination of a property of a tissue component in said region of interest. 2. The system of claim 1, wherein the control unit is configured and operable to operate the acoustic unit with said at least two different operating conditions that induce two different effective pathlengths of tagged photons. 3. The system of claim 2, wherein the control unit is configured and operable to analyze the measured data to determine data indicative of a difference in an optical attenuation parameter measured with said at least two different effective optical pathlengths. 4. The system of claim 2, wherein the control unit is configured and operable to operate the acoustic unit to irradiate with the acoustic radiation at least two different volumes within the region of interest. 5. The system of claim 4, wherein the control unit is configured to operate the acoustic unit to generate the acoustic radiation in the form of acoustic pulses with the at least two different values T1 and T2 of duration of acoustic pulses. 6. The system of claim 5, wherein the control unit is configured and operable to operate the acoustic unit to produce the acoustic radiation in the form of the acoustic pulses of the different durations but substantially equal amplitude, frequency and phase. 7. The system of claim 5, wherein the control unit is configured and operable to operate the acoustic unit to produce a first sequence of pulses each of the first duration T1, followed by a second sequence of pulses each of the second duration T2. 8. The syste... | Or-Nim Medical Ltd. | A61B005/05
US08412295 | B2 | 2013-04-02 | Systems and methods for monitoring pain management | 2010-03-31 | The present disclosure relates to systems and methods for monitoring pain management using measurements of physiological parameters based on a PPG signal. A reference physiological parameter may be compared against a later measurement to identify a change in condition that may indicate a pain management problem. | 1. A method for monitoring pain management, comprising: detecting, using a sensor, a PPG signal;generating, using a processor, a PPG waveform based at least in part on the PPG signal;analyzing, using the processor, one or more baseline features of the PPG waveform;determining, using the processor, that the one or more baseline features of the PPG waveform deviates over time more than a selected amount; andgenerating a signal, wherein the signal indicates at least one of the group of: an alarm, a request to provide pain management, a request to provide sedation, and a request to provide pain medication. 2. The method of claim 1 further comprising transforming, using the processor, the PPG signal. 3. A method for monitoring pain management, comprising: detecting, using a sensor, a PPG signal;generating, using a processor, a PPG waveform based at least in part on the PPG signal;analyzing, using the processor, one or more baseline features of the PPG waveform;determining, using the processor, that the one or more baseline features of the PPG waveform deviates over time more than a selected amount;determining, using the processor, an effectiveness of the pain management or sedation based at least in part on data indicating the deviation over time from the one or more baseline features of the PPG waveform; andgenerating a signal. 4. The method of claim 3 wherein determining, using the processor, the effectiveness of the pain management or sedation is further based on physiological measurement information. 5. A system for monitoring pain management, comprising: a sensor having at least one emitter and at least one detector configured to detect a PPG signal, the sensor coupled to a processor and control circuitry configured to:generate a PPG waveform based at least in part on the PPG signal;analyze one or more baseline features of the PPG waveform;determine that the one or more baseline features of the PPG waveform deviates over time more than a selected amount; andgenerate a signal, wherein the signal indicates at least one of the group of: an alarm, a request to provide pain management, a request to provide sedation, and a request to provide pain medication. 6. The system of claim 5 wherein the control circuitry is further configured to transform the PPG signal. 7. A system for monitoring pain management, comprising: a sensor having at least one emitter and at least one detector configured to detect a PPG signal, the sensor coupled to a processor and control circuitry configured to:generate a PPG waveform based at least in part on the PPG signal;analyze one or more baseline features of the PPG waveform;determine that the one or more baseline features of the PPG waveform deviates over time more than a selected amount;determine an effectiveness of the pain management or sedation based at least in part on data indicating the deviation over time from the one or more baseline features of the PPG waveform; andgenerate a signal. 8. The system of claim ... | Covidien LP | A61B005/00
US08401628 | B2 | 2013-03-19 | Sensing vector configuration in ICD to assist arrhythmia detection and annotation | 2009-06-04 | An apparatus comprises an implantable cardiac signal sensing circuit, configured to provide a sensed near-field depolarization signal from a ventricle and to provide a sensed a far-field intrinsic atrial signal using a far-field atrial sensing channel, and a controller circuit communicatively coupled to the cardiac signal sensing circuit. The controller circuit includes a P-wave detection module configured to detect an atrial depolarization in the sensed far-field intrinsic atrial signal and a tachyarrhythmia detection module configured to detect an episode of tachyarrhythmia using the sensed near-field depolarization signal and to determine whether the tachyarrhythmia episode is indicative of supraventricular tachycardia (SVT) using the detected atrial depolarization and the sensed near-field depolarization signal. | 1. An apparatus comprising: an implantable cardiac signal sensing circuit, configured to provide a sensed near-field depolarization signal from a ventricle and to provide a sensed far-field intrinsic atrial signal using at least one of a first far-field atrial sensing channel and a second far-field sensing channel, wherein a far-field atrial sensing channel is configured to receive the far-field intrinsic atrial signal from an electrode location that is outside of an atrium; anda controller circuit communicatively coupled to the cardiac signal sensing circuit, wherein the controller circuit includes: a P-wave detection module configured to detect an atrial depolarization in the sensed far-field intrinsic atrial signal;switch from the first far-field atrial sensing channel to a second far-field atrial sensing channel according to a measurement of the detected atrial depolarization; anda tachyarrhythmia detection module configured to detect an episode of tachyarrhythmia using the sensed near-field ventricular depolarization signal and to determine whether the tachyarrhythmia episode is indicative of supraventricular tachycardia (SVT) using at least one of atrial rate or atrial interval determined using the far-field detected atrial depolarization and using the sensed near-field ventricular depolarization signal. 2. The apparatus of claim 1, wherein the P-wave detection module is configured to measure a feature of a atrial depolarization detected using the first far-field atrial sensing channel and to measure the feature of the atrial depolarization detected using the second far-field atrial sensing channel, andwherein the controller circuit is configured to switch from the first far-field atrial sensing channel to the second far-field atrial sensing channel according to the measurements of the feature of the detected atrial depolarization. 3. The apparatus of claim 1, including: a sampling circuit, communicatively coupled to the cardiac signal sensing circuit, configured to provide a sampled far-field atrial signal from a sensed far-field intrinsic atrial signal; anda communication circuit, communicatively coupled to the controller circuit, configured to communicate information with an external device, andwherein the controller circuit is configured to: communicate, to the external device, a first sampled far-field atrial signal obtained using the first far-field atrial sensing channel and a second sampled far-field atrial signal obtained using the second far-field atrial sensing channel; andswitch from the first far-field atrial sensing channel to the second far-field atrial sensing channel according to a signal communicated from the external device. 4. The apparatus of claim 1, wherein the cardiac signal sensing circuit and the controller circuit are included in an implantable cardiac function management (CFM) device, and wherein the far-field atrial sensing channel includes at least one of: a unipolar sensing vector electrode configuration in... | Cardiac Pacemakers, Inc. | A61B005/024
US08798710 | B2 | 2014-08-05 | Apparatuses, systems and methods for biopotential sensing with dry electrodes | 2012-10-19 | A biopotential electrode for transferring electrical signals with a subject that includes an electrical conductor, a membrane selectively permeable to ionic conduction for presenting a dry surface to the subject, and a conductive medium positioned in communication with a portion of the electrical conductor and a portion of the membrane. The electrical potentials are coupled from the subject across the membrane into the conductive medium and then transferred from the subject to the electrical conductor. In other embodiments, the electrical potentials may be transferred from the external conductor to the subject through the conductive medium across the membrane into the subject. Other embodiments include systems and methods for using the biopotential electrodes. | 1. A biopotential electrode for transferring electrical signals with a subject comprising: an external electrical conductor;a membrane; anda conductive medium positioned in communication with a portion of said electrical conductor and a portion of said membrane;wherein electrical potentials can be coupled from said subject across said membrane into said conductive medium and then to said electrical conductor; andwherein the conductive medium is hydrophilic to ensure minimal moisture loss over time and the membrane permits exchange of ions between the subject's body and the conductive medium while at the same time being sufficiently restrictive to block moisture from the conductive medium such that the exterior face of the membrane presents a dry surface to the skin of the body. 2. The biopotential electrode of claim 1 wherein electrical potentials can be transferred from said external electrical conductor to said subject through said conductive medium and across said membrane into said subject. 3. The biopotential electrode of claim 1 wherein said membrane is impermeable to the conductive medium for protecting said conductive medium and presenting a dry contact surface to said subject. 4. The biopotential electrode of claim 1 wherein said membrane is adhered to said conductive medium. 5. The biopotential electrode of claim 1 wherein said membrane encapsulates said conductive medium for preserving and protecting said conductive medium. 6. The biopotential electrode of claim 1 wherein said conductive medium comprises a solid hydrogel with ionic charge carriers. 7. The biopotential electrode of claim 1 wherein said membrane comprises a dialysis tubing. 8. A monitoring system comprising: a biopotential electrode for transferring electrical signals with a subject; and a high input impedance buffer amplifier;wherein the biopotential electrode comprises: an external electrical conductor; a membrane; and a conductive medium positioned in communication with a portion of said electrical conductor and a portion of said membrane; wherein electrical potentials can be coupled from said subject across said membrane into said conductive medium and then to said electrical conductor; and wherein the conductive medium is hydrophilic to ensure minimal moisture loss over time and the membrane permits exchange of ions between the subject's body and the conductive medium while at the same time being sufficiently restrictive to block moisture from the conductive medium such that the exterior face of the membrane presents a dry surface to the skin of the body; and wherein said biopotential electrode is coupled to said high input impedance buffer amplifier. 9. The biopotential electrode of claim 1 wherein said electrical conductor includes a silver-silver chloride surface. 10. A method of detecting biopotential electrical signals from the skin of a subject, comprising the steps of: (a) positioning an electrode in communication with said subject's skin, said elect... | Cognionics, Inc. | A61B005/0408 A61B005/0478 A61B005/0492 A61N001/04 A61B005/04 A61B005/0488 A61B005/0476 A61B005/0402
US08388542 | B2 | 2013-03-05 | System for cardiac pathology detection and characterization | 2010-04-28 | A system for heart performance characterization and abnormality detection includes an interface for receiving an electrical signal comprising a pressure indicative waveform indicating a heart blood pressure of a patient over a heart beat cycle. A timing detector determines multiple different time periods in at least one heart cycle from the pressure indicative waveform. A patient monitor monitors the multiple different time periods and in response to detection of a variation in at least one of the multiple different time periods exceeding a predetermined threshold or range, generates an alert message associated with the variation. | 1. A system for heart performance characterization and abnormality detection, comprising: an interface for receiving an electrical signal comprising a pressure indicative waveform indicating a heart blood pressure of a patient over a heart beat cycle;a timing detector for determining a plurality of different time periods in at least one heart cycle of the pressure indicative waveform, said plurality of different time periods comprising a time interval T1 substantially from first to second successive peaks in the pressure indicative waveform, and a further time interval T4 from a pressure peak to a successive end of Systolic point; anda patient monitor for monitoring said further time interval T4 and in response to detection of a variation in said further time interval exceeding a predetermined threshold or range, generating an alert message associated with said variation. 2. A system according to claim 1, wherein said plurality of different time periods include at least one of (a) a time interval T2 substantially comprising a duration of a Systolic period and(b) a time interval T3 substantially comprising a duration of a Diastolic period andsaid patient monitor derives and monitors a plurality of different ratios using said plurality of different time periods comprising at least one of, andT1T2+T3⁢⁢and(a)T4T2.(b) 3. A system according to claim 2, wherein said patient monitor substantially continuously monitors said plurality of different ratios for at least a 24 hour period. 4. A system according to claim 2, wherein said patient monitor uses predetermined mapping information, associating ranges of said different ratios with corresponding medical conditions, in comparing a ratio with said ranges and generates an alert message indicating a potential medical condition. 5. A system according to claim 4, wherein said predetermined mapping information associates ranges of said different ratios with particular patient demographic characteristics and with corresponding medical conditions and said patient monitor uses patient demographic data including at least one of, age, weight, gender and height in comparing a ratio with said ranges and generating an alert message indicating a potential medical condition. 6. A system according to claim 2, wherein said timing detector determines a time interval T5 substantially from a pressure minimum point to a successive end of Diastolic point andsaid plurality of different ratios includes at least one of,T2-T4T2,(i)T5T3⁢⁢and(ii)T3-T5T3.(iii) 7. A system according to claim 1, wherein said patient monitor substantially continuously monitors said plurality of different time periods for at least a 24 hour period. 8. A system according to claim 1, wherein said electrical signal comprises at least one of, (a) digital data representing said pressure indicative waveform and (b) an analog pressure indicative waveform andsaid electrical signal is acquired at a particular anatomical location. 9. A system according to c... | Siemens Medical Solutions USA, Inc. | A61B005/02
US08388936 | B2 | 2013-03-05 | In vivo mitochondrial labeling using positively-charged nitroxide enhanced and gadolinium chelate enhanced magnetic resonance imaging | 2009-02-23 | A system and method for acquiring MR imaging data from a subject includes administering positively-charged nitroxides or gadolinium chelates for in vivo mitochondrial labeling, acquiring MR imaging data from the subject, and reconstructing an image of the subject having enhanced contrast in areas including metabolic and/or mitotic activity. | 1. The mitochondria-targeted contrast agent molecule, wherein the mitochondria-targeted contrast agent molecule is Mito-Gd-DOTA having the structure:or Mito-Gd-DTPA having the structure: 2. A method of in vivo MR imaging a target area of a subject comprising the steps of: a) administering a compound according to claim 1 to the subject;b) applying a pulse sequence selected to acquire MR imaging data from the target area of the subject; andc) reconstructing an image of the target area of the subject having enhanced contrast in areas of at least one of metabolic and mitotic activity. | MCW Research Foundation, Inc. | A61B005/055
US08433390 | B2 | 2013-04-30 | Magnetic resonance imaging apparatus and method | 2011-01-28 | A magnetic resonance imaging apparatus scans a region including a predetermined part of a subject to acquire magnetic resonance signals. The magnetic resonance imaging apparatus includes a plurality of coil elements, a calculation device for calculating a proportion of the predetermined part to a first scan region of a first subject and a position of the predetermined part, based on magnetic resonance signals acquired from the first scan region, a prediction device for predicting a region of the predetermined part from within a second scan region of a second subject, based on the proportion and position of the predetermined part related to the first subject, the proportion and position being calculated by the calculation device, and a coil element selection device for selecting at least one coil element used to receive each magnetic resonance signal in the second scan region from within the coil elements, based on the region of the predetermined part predicted by the prediction device. | 1. A magnetic resonance imaging (MRI) apparatus configured to scan a predetermined part of a first subject and a second subject to acquire magnetic resonance signals, said MRI apparatus comprising: a plurality of coil elements;a calculation device configured to:calculate a proportion of a scanned area of the predetermined part to an area of a first scan region of the first subject; and calculate a position of the predetermined part within the first scan region based on magnetic resonance signals acquired from scanning the first scan region;a prediction device configured to predict a location of the predetermined part within a second scan region of the second subject based on the proportion and the position of the predetermined part calculated for the first subject; anda coil element selection device configured to select at least one coil element of the plurality of coil elements used to receive each of a plurality of magnetic resonance signals in the second scan region of the second subject based on the predicted location of the predetermined part within the second scan region. 2. The magnetic resonance imaging apparatus according to claim 1, further comprising a storage device configured to store the proportion and the position of the predetermined part calculated for the first subject. 3. The magnetic resonance imaging apparatus according to claim 2, wherein the storage device is configured to store the proportion and the position of the predetermined part calculated for the first subject in association with a first protocol used when the first subject is imaged. 4. The magnetic resonance imaging apparatus according to claim 3, wherein the first protocol defines a type of a scan executed to image the first subject. 5. The magnetic resonance imaging apparatus according to claim 4, wherein when the first protocol is identical to a second protocol used when the second subject is imaged, the prediction device is configured to predict the location of the predetermined part within the second scan region based on the position of the predetermined part stored in the storage device corresponding to the first protocol. 6. The magnetic resonance imaging apparatus according to claim 5, wherein the storage device is configured to store the proportion and the position of the predetermined part calculated for the first subject in association with physical characteristic information about the first subject. 7. The magnetic resonance imaging apparatus according to claim 4, wherein the storage device is configured to store the proportion and the position of the predetermined part calculated for the first subject in association with physical characteristic information about the first subject. 8. The magnetic resonance imaging apparatus according to claim 4, wherein a plurality of combinations of the plurality of coil elements is selectable from within the plurality of coil elements. 9. The magnetic resonance imaging apparatus according to claim 3, wherein... | GE Medical Systems Global Technology Company, LLC | A61B005/05
US20130096404 | A1 | 2013-04-18 | METHOD AND SYSTEM FOR SLEEP DISTURBANCE ANALYSIS | 2011-06-23 | A system for automatic sleep test analysis, the system comprising: a pulse oximeter for continuously monitoring oxygen saturation values of a patient; a capnograph for continuously monitoring exhaled carbon dioxide (C02) values of the patient; and a computing unit configured to compute a continuous integrated sleep score based on a sequential analysis of the oxygen saturation values and the exhaled C02 values, wherein the continuous integrated sleep score is indicative of the patient's breathing-related sleep quality during at least a portion of the sleep test. | 1. A method for automatic sleep test analysis, the method comprising: continuously monitoring, using a pulse oximeter, oxygen saturation values of a patient;continuously monitoring, using a capnograph, exhaled carbon dioxide (CO2) values of the patient; andcomputing a continuous integrated sleep score based on a sequential analysis of the oxygen saturation values and the exhaled CO2 values, wherein the continuous integrated sleep score is indicative of the patient's breathing-related sleep quality during at least a portion of the sleep test. 2. The method according to claim 1, wherein the sequential analysis comprises applying to the oxygen saturation values and the exhaled CO2 values an analysis method selected from the group consisting of: a linear regression model, a non-linear regression model, fuzzy logic, a Bayesian network, a decision tree, a neural network, a radial base function and an expert system. 3. The method according to claim 1, further comprising; detecting multiple events indicative of ineffective breathing exhibited in one or more of the oxygen saturation values and the CO2 values; andcomputing a weighting function for the detected events, wherein each event is assigned a suitable weight. 4. The method according to claim 3, wherein the suitable weight for each event is based on applying an integrative function to the oxygen saturation values and CO2 values over a duration of each event, wherein the integrative function comprises the following parameters:the oxygen saturation values and CO2 values over the duration of the event;baseline oxygen saturation and CO2 values measured prior to the event; andthe duration of the event. 5. The method according to claim 4, wherein the integrative function further comprises at least one parameter selected from the group consisting of: a difference between minimum oxygen saturation and CO2 values over the duration of the event and the baseline oxygen saturation and CO2 values;a maximal difference between minimum oxygen saturation and CO2 values over the duration of the event and the baseline oxygen saturation and CO2 values; andminimal oxygen saturation and CO2 values over the duration of the event. 6. The method according to claim 1, further comprising computing, from the continuous integrated sleep score, an integrated sleep score for each of a plurality of time windows in the sleep test. 7. The method according to claim 6, wherein the time windows are moving time windows. 8. The method according to claim 7, wherein the moving time windows are each of a static length. 9. The method according to claim 7, further comprising dynamically changing a length of at least some of the moving time windows. 10. The method according to claim 1, further comprising: monitoring one or more additional parameters selected from the group consisting of:heart rate, encephalogram (EEG), breath flow and chest movement, wherein the computing of the continuous integrated sleep score is further based on on... | ORIDION MEDICAL 1987 LTD. | A61B005/0205 A61B005/113 A61B005/0476 A61B005/1455 A61B005/00
US20130085379 | A1 | 2013-04-04 | ARTERIAL SPIN-LABELED (ASL) MULTIPLEXED ECHO PLANAR IMAGING (M-EPI) | 2012-11-22 | An MRI system and method for imaging perfusion in an arterial spin labeled (ASL) process in which multiplexed echo-planar imaging (M-EPI) is used rather than conventional EPI, to thereby speed up imaging and generate sets of images that show different phases of perfusion and provide additional benefits. A single multiband RF excitation pulse can be used to excite multiple slices for imaging, or a time sequence of multiband pulses can be used to further increase the number of slices. | 1. A magnetic resonance imaging (MRI) method of imaging perfusion in a patient using arterial spin labeling (ASL) and multiplexed echo planar imaging (M-EPI) comprising: positioning a patient in an MRI scanner;applying arterial spin labeling to a selected portion of the patient's anatomy;applying a first multiband RF excitation pulse that essentially simultaneously excites multiple selected slices of the patient's anatomy;applying magnetic gradients to the patient;essentially simultaneously acquiring a first set of magnetic resonance (MR) signals generated for the multiple selected slices in response to the first multiband RF excitation pulse in an M-EPI process;said acquiring being selectively timed relative to arterial, capillary and/or venous perfusion in the patient related to the applying of arterial labeling; andcomputer-processing the first set of MR signals to generate a first set of ASL perfusion images of the slices and display the imaged on a computer display. 2. The method of claim 1 further including: applying a second multiband RF excitation pulse after applying the first one, to thereby again excite the multiple selected slices but in a subsequent phase of said perfusion, andessentially simultaneously acquiring a second set of MR signals generated for the multiple selected slices in response to the second multiband RF excitation pulse;wherein the computer system is further configured to computer-process the second set of MR signals to generate a second set of ASL perfusion images of the slices, and wherein the first and second set of images show respective different phases of the perfusion. 3. The method of claim 2 further including applying additional multiband RF excitation pulses in a time succession after the first and second RF excitation pulses to excite the slices at respective different times, acquiring additional sets of MR signals essentially simultaneously for said slices at times related to the respective additional RF excitation pulses, and including said additional sets of MR signals in said computer-processing to thereby generate additional sets of slice images showing respective additional phases of the perfusion. 4. A magnetic resonance imaging (MRI) system for imaging perfusion in a patient using arterial spin labeling (ASL) and multiplexed echo planar imaging (M-EPI) comprising: an MRI scanner having an imaging volume for a patient;an arterial spin labeling source configured to apply ASL pulses to the patient in the imaging volume;RF coils configured to selectively apply a first multiband RF excitation pulse that essentially simultaneously excites multiple selected slices of the patient in the imaging volume;magnetic gradient coils configured to apply magnetic gradients to the patient in the imaging volume;MR signal acquisition coils configured to essentially simultaneously acquire magnetic resonance (MR) signals generated for the multiple selected slices in response to the first multiband RF excitation pulse ... | - | A61B005/026
US20130096457 | A1 | 2013-04-18 | ORAL SCOPE SYSTEM WITH IMAGE SENSOR AND METHOD FOR VISUAL EXAMINATION OF ORAL CAVITY AND UPPER AIRWAY | 2011-10-18 | An oral scope instrument for facilitating visual examination and inspection of a person's oral cavity and upper airway includes an elongate, flexible arm having first and second ends, a temperature sensor connected to the flexible arm adjacent the first end, an image sensor mounted adjacent the second end, a processor in electrical communication with the image sensor and an image display device. An illumination unit located adjacent the second end provides illumination for the image sensor. A handle connected to the first end enables manual insertion of the flexible arm into the mouth along a portion of the top of the tongue to engage the temperature sensor therewith and position the image sensor for viewing and recording anatomical features of the oral cavity or the upper airway. The processor stores normal anatomical images and may transmit images of recorded anatomical features to the image display device. | 1. An oral scope instrument for facilitating visual examination and inspection of a person's oral cavity and upper airway comprising: an elongate, flexible arm having first and second ends;a temperature sensor connected to the flexible arm adjacent the first end;an image sensor mounted adjacent the second end;a processor in electrical communication with the image sensor and an image display device;an illumination unit located adjacent the second end for providing illumination for the image sensor; anda handle connected to the first end for enabling manual guiding and insertion of the flexible arm into the mouth along at least a portion of the top of the tongue to engage the temperature sensor therewith and to position the image sensor for viewing and recording the anatomical features of a selected area of the oral cavity or the upper airway, wherein the processor is configured to store normal anatomical images and transmit images of the recorded anatomical features to the image display device. 2. The instrument as defined in claim 1 wherein the flexible arm is deformable along its length for bending and orienting it to a preselected, non-permanent position. 3. The instrument as defined in claim 2 wherein the image sensor is mounted to the flexible arm so that it may be pivoted relative to the flexible arm, prior to the second end being inserted in the mouth. 4. The instrument as defined in claim 3 wherein the second end includes a mount connected to and aligned with the flexible arm for enabling the image sensor to be selectively pivoted and positioned at a selected angle relative to the long axis of the scope. 5. The instrument as defined in claim 1 wherein the cross section of the flexible arm is oval and oriented so that when it is inserted in the mouth the long diameter of the oval is generally parallel to the top surface of the tongue enabling the flexible arm to engage the tongue and be at least partially guided by the tongue as the flexible arm is moved inwardly of the oral cavity. 6. An oral scope instrument for facilitating visual examination and inspection of a person's oral cavity and upper airway comprising: an elongate, flexible arm having first and second ends;a temperature sensor connected to the flexible arm adjacent the first end;an image sensor mounted adjacent the second end in electrical communication with an image display device;a processor in electrical communication with the image sensor and an image display device;an illumination unit located adjacent the second end for providing illumination for the image sensor;a handle connected to the first end for enabling manual guiding and insertion of the flexible arm into the mouth along at least a portion of the top of the tongue to engage the temperature sensor therewith and to position the image sensor for viewing and recording the anatomical features of a selected area of the oral cavity or the upper airway, wherein the processor is configured to store normal anatomical i... | Qscope, LLC | A61B005/01 A61B001/012 A61B001/24 A61B001/04 A61B001/005
US20130079625 | A1 | 2013-03-28 | CT - MRI HYRBRID APPARATUS AND METHOD OF IMPLEMENTING THE SAME | 2011-09-25 | An apparatus and method for non-invasively obtaining an image featuring information on internal human tissues, and more particularly to an apparatus and method for integrating computed tomography (CT) or computerized axial tomography (CAT) and magnetic resonance imaging (MRI) to provide high spatial-accurate resolution images which feature tumor information on human internal tissues especially as a part of a radiotherapy treatment. The apparatus includes a first section for obtaining a first set of images of a subject using a first method, a second section for obtaining a second set of images of the subject using the second method, the second method being different from the first method, and a board for carrying the subject through the first and second sections, the board being movable between the first and second sections. | 1. A device, comprising: a first section for obtaining a first set of images of a subject using a first method;a second section for obtaining a second set of images of the subject using the second method, the second method being different from the first method; anda board for carrying the subject through the first and second sections, the board being movable between the first and second sections. 2. The device according to claim 1, further comprising a processor for controlling how the board is moved through the first and second sections. 3. The device according to claim 1, further comprising an axial for supporting the board, wherein the board is slidable along the axial. 4. The device according to claim 1, wherein the first and second sections are located within a same physical room or space. 5. The device according to claim 1, wherein the first and second sections are located in interconnecting rooms. 6. The device according to claim 1, wherein the first section comprises a CT machine. 7. The device according to claim 1, wherein the second section comprises a MRI machine. 8. A method for medical procedure, comprising: providing a movable board;carrying a subject on the movable board through a first section of the procedure and a second section of the procedure;moving the board into the first section and performing a first examination method on the subject while the subject is on the board;moving the board into the second section and performing a second examination method on the subject while the subject is on the board, wherein the first and second examination methods being different from one another; andcombining results from the first and second examination methods for overlapping common information about the subject. 9. The method according to claim 8, wherein the moving the board into the first section and the moving the board into the second section are controlled by using a processor. 10. The method according to claim 8, wherein the moving the board into the first section and the moving the board into the second section comprise the step of sliding the board along an axial located within the first and second sections. 11. The method according to claim 8, wherein the performing the first examination method comprises the step of collecting multiple x-ray images of the subject. 12. The method according to claim 8, wherein the performing the second examination method comprises the step of collecting multiple MRI images of the subject. | - | A61B005/055 A61B005/05 A61B006/00
US08647286 | B2 | 2014-02-11 | Systems and methods for parenterally procuring bodily-fluid samples with reduced contamination | 2012-11-13 | The present invention is directed to the parenteral procurement of bodily-fluid samples. The present invention is also directed to systems and methods for parenterally procuring bodily-fluid samples with reduced contamination from dermally-residing microbes. In some embodiments, a bodily-fluid withdrawing system is used to withdraw bodily fluid from a patient for incubation in culture media in one or more sample vessels. Prior to withdrawing bodily fluid into the one or more sample vessels for incubation, an initial volume of withdrawn bodily fluid is placed in one or more pre-sample reservoirs and is not used for the incubation in culture media. | 1. A method of obtaining a blood sample from a patient, the method comprising: inserting a first needle into the patient;inserting into a pre-sample reservoir a second needle fluidically coupleable to the first needle;receiving a first volume of blood into the pre-sample reservoir, the first volume of blood in the range of 1 ml to 5 ml;after the first volume of blood has been received into the pre-sample reservoir, removing the second needle from the pre-sample reservoir;inserting the second needle into a first sample vessel containing at least one of aerobic culture media and anaerobic culture media; andreceiving a second volume of blood into the first sample vessel,whereby receiving the first volume of blood into the pre-sample reservoir reduces false positives in culture tests of the second volume of blood. 2. The method of claim 1, further comprising: after the second volume of blood has been received into the first sample vessel, removing the second needle from the first sample vessel. 3. The method of claim 2, further comprising: inserting the second needle into a second sample vessel containing at least one of aerobic culture media and anaerobic culture media; andreceiving a third volume of blood into the second sample vessel. 4. The method of claim 3, further comprising: after the third volume of blood has been received into the second sample vessel, removing the second needle from the second sample vessel. 5. The method of claim 4, further comprising: removing the first needle from the patient. 6. The method of claim 1, further comprising: causing the first sample vessel to be incubated at a temperature to facilitate growth of a tested microbe. 7. The method of claim 3, further comprising: causing the first sample vessel to be incubated at a first temperature to facilitate growth of a first tested microbe; andcausing the second sample vessel to be incubated at a second temperature to facilitate growth of a second tested microbe. 8. A method of obtaining blood samples from a patient, the method comprising the ordered steps of: applying a disinfectant to a venipuncture site;inserting a first needle into the venipuncture site;inserting a second needle into a vacuum-sealed pre-sample reservoir;transferring a first volume of blood into the vacuum-sealed pre-sample reservoir via the first needle and the second needle, the first volume of blood in the range of 1 ml to 5 ml;removing the second needle from the vacuum-sealed pre-sample reservoir;inserting the second needle into a first sample vessel containing at least one of aerobic culture media and anaerobic culture media;transferring a second volume of blood into the first sample vessel;removing the second needle from the first sample vessel;inserting the second needle into a second sample vessel containing at least one of aerobic culture media and anaerobic culture media;transferring a third volume of blood into the second sample vessel; andremoving the second needle from the second sa... | Magnolia Medical Technologies, Inc. | A61B005/00 B65D081/00
US09167989 | B2 | 2015-10-27 | Systems and methods for measuring parameters in joint replacement surgery | 2011-09-16 | A computer-implemented method for determining changes in parameters of a hip joint due to modification of the hip joint comprises establishing a first position of a pre-operative center of rotation of the joint in a first coordinate space. The method further comprises estimating a second position of the pre-operative center of rotation of the joint in the first coordinate space, when the estimated pre-operative center of rotation is maintained in a constant position in a second coordinate space. A change in a parameter associated with the joint is determined based on the first and second positions of the pre-operative center of rotation of the joint. | 1. A computer-implemented method for determining changes in parameters of a hip joint due to modification of the hip joint, the method comprising: establishing, by a processor associated with a computer, a first position of a pre-operative center of rotation of the joint in a first coordinate space of a first bone and a second coordinate space of a second bone;establishing, by the processor, a second position of the pre-operative center of rotation of the joint in the first coordinate space of the first bone, wherein the second position is a projection into the first coordinate space of the first bone of the position of the pre-operative center of rotation maintained in a constant position in the second coordinate space of the second bone; anddetermining, by the processor, a change in a parameter associated with the joint based on the first and second positions. 2. The method of claim 1, wherein the first coordinate space is a pelvic space and the second coordinate space is a femoral space. 3. The method of claim 2, wherein establishing the second position of the pre-operative center of rotation of the joint comprises: estimating, by the processor after modification of the hip joint, a position of a center of rotation of the modified hip joint; andpositioning, by the processor in a virtual coordinate space, a virtual representation of a femur in a predetermined pose based, at least in part, on the center of rotation of the modified hip joint. 4. The method of claim 3, wherein positioning the virtual representation of the femur in the predetermined pose comprises: establishing a first axis associated with the femur, the first axis comprising a virtual axis passing through the center of rotation of the modified hip joint and an estimated midpoint between epicondyles of the femur; andestablishing a second axis associated the femur, the second axis comprising a virtual transverse axis passing through the epicondyles of the femur,wherein the virtual representation of the femur is positioned in the virtual coordinate space so that the first axis is parallel with a superior/inferior axis of the pelvis and the second axis is parallel with a coronal plane of the pelvis. 5. The method of claim 1, wherein establishing the first position of the pre-operative center of rotation of the joint comprises: obtaining computed tomography (CT) data associated with the hip joint;analyzing a geometric feature of the hip joint based on the CT data; anddetermining the pre-operative center of rotation of the joint based on the analysis of the geometric feature. 6. The method of claim 5, further comprising: generating a virtual representation of at least a part of the femur based on the obtained CT data associated with the hip joint;capturing positions of a plurality of anatomical landmarks associated with the femur and pelvis; andelectronically tracking a position of the virtual representation of the femur relative to the pelvis based on the captured positions. 7. T... | MAKO Surgical Corp. | A61B019/00 A61B005/06 A61B005/107 A61B005/00
US08396544 | B2 | 2013-03-12 | Systems and methods for graphic display of ST-segment deviation | 2011-10-27 | Systems and methods are provided for monitoring a patient and graphically representing ST-segment deviations. | 1. A method for monitoring a patient and graphically representing ST-segment deviations derived from electrocardiogram (ECG) signals from a plurality of leads, each ECG signal including a sequence of ST-segments between a QRS complex and a T wave, the method comprising: obtaining a first set of data corresponding to a baseline ST-segment deviation from an isoelectric value for each of the plurality of leads at a first point in time;obtaining a second set of data corresponding to an ST-segment deviation from an isoelectric value for each of the plurality of leads at a second point in time (“current ST-segment deviation”);displaying a graph comprising: a first axis representing ST-segment deviation values; anda second axis representing the plurality of leads, wherein each of the plurality of leads is associated with a respective location along the second axis;displaying a first set of bar graphs representing the baseline ST-segment deviations, wherein each first bar graph is displayed with respect to one of the locations corresponding to a respective lead and is aligned relative to the first axis based on the baseline ST-segment deviation for the respective lead;displaying a second set of bar graphs representing the current ST-segment deviations, wherein each second bar graph is displayed with respect to one of the locations corresponding to a respective lead and is aligned relative to the first axis based on the current ST-segment deviation for the respective lead;detecting a change in the current ST-segment deviation for a particular lead; andhighlighting the bar graph in the second set corresponding to the particular lead responsive to the change in the current ST-segment deviation. 2. The method of claim 1, wherein detecting comprises: allowing a user to specify an alarm limit; anddetermining that the current ST-segment deviation for the particular lead has reached or exceeded the alarm limit. 3. The method of claim 1, wherein the at least one bar graph is displayed in a first color, and wherein highlighting comprises changing the at least one bar graph from the first color to a second color. 4. The method of claim 3, wherein the first color corresponds to a first alarm priority and the second color corresponds to a second alarm priority. 5. The method of claim 3, wherein at least one bar graph is displayed in a third color corresponding to a third alarm priority. 6. The method of claim 4, wherein the first second alarm priorities are user-configurable and associated with a threshold ST-segment deviation. 7. The method of claim 1, wherein highlighting comprises causing the bar graph in the second set to flash. 8. The method of claim 7, wherein highlighting further comprises causing the bar graph in the second set to change color. 9. The method of claim 1, wherein highlighting comprises causing the bar graph in the second set to flash at a rate determined at least in part by the current ST-segment deviation for the particular lead. 10. ... | Mindray DS USA, Inc. | A61B005/04
US08594789 | B2 | 2013-11-26 | Method and apparatus for trending a physiological cardiac parameter | 2012-12-11 | The present invention relates to an implantable cardioverter-defibrillator or pacemaker whose standard circuitry is used to trend a physiological cardiac parameter using intra-cardiac impedance measurements. The trend information may be used to predict the onset of a sudden cardiac death (SCD) event. By being able to predict the onset of an SCD event, patients and their physicians may be forewarned of a life-threatening event allowing them to respond accordingly. The trend information may also be used to predict the efficacy of cardiac-related medications, monitor progress of congestive heart failure, detect the occurrence of myocardial infarction, or simply track changes in sympathetic tone. | 1. A system for monitoring congestive heart failure, the system comprising: a measuring device configured to measure, using a lead, cardiac impedance of a patient when the patient is typically sleeping;a derivation module configured to derive a physiologic parameter from the measured impedance;a trending module configured to trend the derived parameter over spaced time intervals to create trended parameter data; andan analyzing module configured to: analyze the trended parameter data to determine sympathetic activity; andanalyze the sympathetic activity and use the analysis of the sympathetic activity to monitor congestive heart failure status. 2. The system of claim 1, wherein the derived parameter includes at least one of stroke volume, ejection fraction, and pre-ejection period. 3. The system of claim 1, wherein the derived parameter includes stroke volume. 4. The system of claim 1, wherein the derived parameter includes ejection fraction. 5. The system of claim 1, wherein the derived parameter includes pre-ejection period. 6. The system of claim 1, wherein the analyzing module is configured to: analyze the trended parameter data to determine changes in sympathetic activity;analyze the changes in sympathetic activity; anduse the analysis of the changes in sympathetic activity to monitor congestive heart failure status. 7. The system of claim 1, comprising a reporting module configured to report the changes in sympathetic activity to an outside source. 8. The system of claim 1, wherein the derivation module and the trending module are packaged with an implantable device. 9. The system of claim 1, wherein the measuring device is coupled to at least two electrodes configured to measure a voltage resulting from a current applied between the at least two electrodes, wherein the voltage is used to determine the cardiac impedance. 10. The system of claim 9, wherein the electrodes are part of at least one unipolar lead and a remote device. 11. The system of claim 9, wherein the electrodes are part of at least one bipolar lead. 12. The system of claim 9, wherein the electrodes are part of at least one unipolar lead and a bipolar lead. 13. The system of claim 9, wherein the electrodes are part of at least one bipolar lead and a remote device. 14. A device for trending sympathetic activity, the device comprising: an impedance module configured to measure, using a lead, cardiac impedance of a patient when the patient is typically sleeping;a derivation module configured to derive a physiologic parameter from the impedance measured when the patient is typically sleeping, wherein the derived parameter includes at least one of stroke volume, ejection fraction, and pre-ejection period;a trending module configured to trend the derived parameter over spaced time intervals to create trended parameter data; andan analyzing module configured to: analyze the trended parameter data to determine sympathetic activity; andanalyze the sympathetic activity an... | Cardiac Pacemakers, Inc. | A61B005/053
US08774909 | B2 | 2014-07-08 | Episode classifier algorithm | 2011-09-26 | The present disclosure is directed to the classification of cardiac episodes using an algorithm. In various examples, an episode classification algorithm evaluates electrogram signal data from a near-field channel and a far-field channel. The episode classification algorithm classifies the cardiac episode based on the evaluation of the electrogram signal data for at least one of the near-field and far-field channels. In some examples, a cardiac episode being classified may be an episode that resulted in treatment being provided by an implantable medical device. Possible classifications of the cardiac episode may include, for example, unknown, inappropriate, appropriate, supraventricular tachycardia, ventricular tachycardia, ventricular fibrillation or ventricular over-sensing. | 1. A method comprising: receiving stored episode data generated by an implantable medical device, the stored episode data including sensed atrial events and sensed ventricular events for both a near-field channel and a far-field channel;determining, in response to the received data, instances where the implantable medical device identified a cardiac episode being detected in response to the episode data for at least one of the near-field channel and the far-field channel;evaluating, in response to the received data, whether the determined instances should have been identified by the implantable medical device as a cardiac episode being detected, the evaluation including: classifying the cardiac episode as unknown, supraventricular tachycardia, ventricular tachycardia/ventricular fibrillation, or ventricular over-sensing based on episode data for the near-field channel;classifying the cardiac episode as unknown, supraventricular tachycardia ventricular tachycardia/ventricular fibrillation, or ventricular over-sensing based on episode data for the far-field channel;comparing the classifications from the near-field channel and the far-field channel to determine a final classification,wherein, when at least one of the classifications is ventricular over-sensing, determining the final classification comprises determining that the final classification is ventricular over-sensing,wherein, when the classifications of both the near-field channel and the far-field channel are unknown, determining the final classification comprises determining that the final classification is unknown,wherein, when the classification of the far-field channel is a known result, determining the final classification comprises determining that the final classification is the classification of the far-field channel, andwherein, when the classification of the near-field channel is a known result and the classification of the far-field channel is unknown, determining the final classification comprises determining that the final classification is the classification of the near-field channel. 2. The method of claim 1, further comprising determining whether the near-field channel has spontaneous regular sensing and determining whether the far-field channel has spontaneous regular sensing. 3. The method of claim 2, further comprising, in response to a determination of no spontaneous regular sensing on the near-field channel, classifying the near-field channel as unknown. 4. The method of claim 2, further comprising, in response to a determination of no spontaneous regular sensing on the far-field channel, classifying the far-field channel as unknown. 5. The method of claim 2, further comprising, in response to a determination of spontaneous regular sensing on a given channel, determining a ratio of sensed atrial events to sensed ventricular events. 6. The method of claim 5, further comprising, in response to a determination of a 1:1 ratio of sensed atrial events to sensed ventricu... | Medtronic, Inc. | A61B005/04
US08734343 | B2 | 2014-05-27 | Real-time physiological signal measurement and feedback system | 2012-08-14 | A real-time physiological signal measurement and feedback system is suitable to be worn on a body part of an user for decreasing the noise of motion, and includes a sensor module, a signal processing module and a feedback platform. The sensor module includes a first magnetic unit having a light emitting diode and a second magnetic unit having a photo-detector. The light emitting diode illuminates a light beam passing through the body part and being received by the photo-detector so as to generate an electric signal when both of the first and the second magnetic units attract mutually to sandwich the body part. The signal processing module converts the electrical signal into a digital signal. The feedback platform processes the digital signal to generate a physiological parameter, and is used as a multi-function driving recorder. An alarm is triggered or not by the feedback platform according to the physiological parameter. | 1. A real-time physiological signal measurement and feedback system, comprising: a sensor module, adapted to being held on a body part of an user, comprising a first magnetic ring surrounding and integrated with a light emitting diode (LED), and a second magnetic ring surrounding and integrated with a photo-detector, such that the light emitting diode is aligned with the photo-detector and illuminates a light beam passing through the body part of the user for being received by the photo-detector thereby a first electric signal is generated by the photo-detector, when the first magnetic ring and the second magnetic ring magnetically attract mutually and sandwich the body part of the user therebetween;a signal processing module, electrically connected to the sensor module for receiving the first electric signal therefrom, for processing the first electric signal to generate a second electric signal and convert the second electric signal into a digital signal; anda feedback platform for receiving and processing the digital signal received from the signal processing module to generate a physiological parameter, and trigger an alarm according to the physiological parameter. 2. The real-time physiological signal measurement and feedback system of claim 1, wherein the sensor module comprises a gravity sensing element such that the gravity sensing element generates a third electric signal if the sensor module is shaken. 3. The real-time physiological signal measurement and feedback system of claim 1, wherein the signal processing module is a system-on-a-chip (SoC), and comprises an operation amplifier, a converter and a wireless 25 transmitter, wherein the operation amplifier is used for processing the first electric signal to output a second electric signal; the converter is electrically connected to the operation amplifier for receiving the second electric signal therefrom and converting the second electric signal into the digital signal; and the wireless transmitter is electrically connected to the 30 converter for sending the digital signal to the signal processing module. 4. The real-time physiological signal measurement and feedback system of claim 1, wherein the feedback platform comprises a wireless receiver, a real-time process unit and an alarm unit, wherein the wireless receiver is used to receive the digital signal; the real-time process unit is signally connected to the wireless receiver for generating the physiological parameter according to the digital signal; and the alarm unit is electrically connected to the real-time process unit for triggering the alarm. 5. The real-time physiological signal measurement and feedback system of claim 4, wherein the real-time process unit comprises a bandpass filter, a squaring amplifier and a differential amplifier, wherein the bandpass filter is used to remove a noise from the digital signal; the squaring amplifier is used to amplify the digital signal after the noise is removed from precedent band... | National Taiwan University of Science and Technology | A61B005/00 G06F019/00
US20130085354 | A1 | 2013-04-04 | TECHNIQUES FOR ACCURATELY DERIVING PHYSIOLOGIC PARAMETERS OF A SUBJECT FROM PHOTOPLETHYSMOGRAPHIC MEASUREMENTS | 2012-09-25 | Several techniques are disclosed for isolating either heart or breath rate data from a photoplethysmograph, which is a time domain signal such as from a pulse oximeter. The techniques involve the use of filtering in the frequency domain, after a Fast Fourier Transform (FFT) has been conducted on a given photoplethysmograph also references as a given set of discrete time-domain data. The filtering may be applied to an identified fundamental frequency and one or more harmonics for heart related parameters. The filter may be truncated to the frequency data set and further applied multiple times to improve roll off. After filtering, an Inverse FFT (IFFT) is used to reconstruct the time-domain signal, except with undesirable frequency content eliminated or reduced. Calculation or measurement of parameters is then conducted on this reconstructed time-domain signal. | 1. A method for deriving physiologic parameters of a subject from plethysmographic measurements comprising the steps of: Obtaining a frequency spectrum of a time-based plethysmograph of the subject;Detecting a series of at least three peaks of the frequency spectrum;Calculating a change of frequency between adjacent detected peaks of the series of detected peaks of the frequency data set; andIdentifying a repeating change of frequency between adjacent detected peaks of the series of detected peaks of the frequency data set; andUtilizing the identified repeating change of frequency to derive physiologic parameters of the subject. 2. The method for deriving physiologic parameters of a subject from plethysmographic measurements according to claim 1 further comprising the steps of: Filtering the frequency spectrum based upon the identified repeating change of frequency between adjacent detected peaks of the series of detected peaks of the frequency spectrum;Performing an IFFT on the filtered frequency spectrum to form a filtered time-based physiologic signal; andCalculating physiologic parameters from the filtered time-based physiologic signal. 3. The method for deriving physiologic parameters of a subject from plethysmographic measurements according to claim 2 wherein the physiologic parameters include breathing parameters of the subject. 4. The method for deriving physiologic parameters of a subject from plethysmographic measurements according to claim 2 wherein the step of obtaining a frequency spectrum of a time-based plethysmograph of the subject is by applying an FFT to the time-based plethysmograph of the subject, and wherein the subject is a rodent. 5. The method for deriving physiologic parameters of a subject from plethysmographic measurements according to claim 2 wherein the step of filtering the frequency spectrum based upon the identified repeating change of frequency between adjacent detected peaks of the series of detected peaks of the frequency spectrum includes applying a windowed-sinc filter to the frequency data set. 6. (canceled) 7. (canceled) 8. The method for deriving physiologic parameters of a subject from plethysmographic measurements according to claim 1 wherein the step of detecting a series of peaks of the frequency spectrum comprises the steps of: A) providing a preset original threshold amplitude;B) reviewing the frequency spectrum from high frequency to low frequency and identifying a first peak that crosses the preset original threshold amplitude value;C) increasing a subsequent threshold amplitude;D) reviewing the frequency spectrum from high frequency to low frequency from the last identified peak and identifying a subsequent peak that crosses the subsequent threshold amplitude value. 9. The method for deriving physiologic parameters of a subject from plethysmographic measurements according to claim 8 wherein the step of detecting a series of peaks of the frequency spectrum further comprises the steps of repe... | STARR Life Sciences Corp. | A61B005/1455 A61B005/0205
US20130072772 | A1 | 2013-03-21 | Electrode Catheter Device | 2012-09-14 | An electrode catheter device, including a conductor structure having at least one electrode, current measuring means for measuring a current induced in the conductor structure by an external electromagnetic field, wherein the current measuring means is designed for the local current measurement, in particular, current intensities and phases in the at least one electrode or a predetermined region of the conductor structure, and is connected to a signal transmission channel that has no interaction with the external electromagnetic field. | 1. An electrode catheter device, comprising: a conductor structure having at least one electrode; andcurrent measuring means for measuring a current induced in the conductor structure by an external electromagnetic field, wherein the current measuring means is designed for the local current measurement, in particular current intensities and phases, in the at least one electrode or a predetermined region of the conductor structure, and wherein the current measuring means is connected to a signal transmission channel that has no interaction with the external electromagnetic field. 2. The electrode catheter device according to claim 1, wherein the current measuring means is associated with an electric/mechanical transducer for converting the electrical signal into a mechanical signal, and wherein the signal transmission channel is designed for mechanical signal transmission. 3. The electrode catheter device according to claim 1, wherein the current measuring means is associated with an electric/optical transducer for converting the electrical signal into an optical signal, and wherein the signal transmission channel is designed for optical signal transmission. 4. The electrode catheter device according to claim 1, wherein the current measuring means is associated with an electric/thermal transducer for converting the electrical signal into a thermal signal, and wherein the signal transmission channel is designed for thermal signal transmission. 5. The electrode catheter device according to claim 1, wherein an electric/electric transducer or modulator is associated with the current measuring means for converting the output signal of the current measuring means into, or for modulation onto, electromagnetic waves in a frequency range which does not significantly interfere with a frequency spectrum of the external electromagnetic field, and wherein the signal transmission channel is designed for electromagnetic signal transmission. 6. The electrode catheter device according to claim 5, wherein the signal transmission channel comprises a wireless transmission section. 7. The electrode catheter device according to claim 5, wherein the electric/electric transducer or modulator is associated with coding means for coding the output signal of the current measuring means so as to reduce interfering influences from the external electromagnetic field. 8. The electrode catheter device according to claim 5, wherein the signal transmission channel comprises an electric conductor, which in coordination with a geometric design of the conductor structure, is produced from such a material and/or shaped such and/or wired such that only low coupling with the external electromagnetic field and the conductor structure takes place. 9. The electrode catheter device according to claim 1, wherein the current measuring means is directly associated with an electric conductor as the electric signal transmission channel, or as part of the same, and wherein the current meas... | BIOTRONIK SE & CO. KG | A61B005/04 A61N001/05
US20130085359 | A1 | 2013-04-04 | FLEXIBLE MICROELECTRODE FOR DETECTING NEURAL SIGNALS AND A METHOD OF FABRICATING THE SAME | 2012-01-27 | A flexible microelectrode for detecting neural signals and a method of fabricating the same are disclosed. The method comprises steps: growing a graphene electrode layer on a temporary substrate; growing a flexible substrate on the graphene electrode layer and patterning the flexible substrate; removing the temporary substrate but preserving the graphene electrode layer and the flexible substrate to form an electrode body; and using an insulating layer to wrap the electrode body but exposing a bio-electrode end to contact a living body and detect the signals thereof. The graphene electrode layer features high electric conductivity, high biocompatibility and low noise. The flexible substrate is bendable. Thus is improved the adherence of the skin tissue to the bio-electrode end and decreased the likelihood of skin inflammation. | 1. A method of fabricating a flexible microelectrode for detecting neural signals, comprising Step S1: growing a graphene electrode layer on a temporary substrate;Step S2: growing a flexible substrate on one surface of the graphene electrode layer, which is far away from the temporary substrate;Step S3: removing the temporary substrate but preserving the graphene electrode layer and the flexible substrate to form an electrode body having a bio-electrode end, an interface-connection end and a middle region between the bio-electrode end and the interface-connection end; andStep S4: using an insulating layer to wrap the middle region but expose the bio-electrode end. 2. The method of fabricating a flexible microelectrode for detecting neural signals according to claim 1, wherein the graphene electrode layer is grown on the temporary substrate with a CVD (Chemical Vapor Deposition) method. 3. The method of fabricating a flexible microelectrode for detecting neural signals according to claim 1, wherein the flexible substrate is made of a polymeric material SU-8, and wherein the temporary substrate is made of copper. 4. The method of fabricating a flexible microelectrode for detecting neural signals according to claim 1, wherein in Step S1, the graphene electrode layer is formed on the temporary substrate with a steam plasma method. 5. The method of fabricating a flexible microelectrode for detecting neural signals according to claim 1, wherein in Step S2, the flexible substrate is formed on the graphene electrode layer with a spin-coating method. 6. The method of fabricating a flexible microelectrode for detecting neural signals according to claim 1, wherein in Step S4, the insulating layer wraps the middle region but expose the interface-connection end of the electrode body. 7. The method of fabricating a flexible microelectrode for detecting neural signals according to claim 1, wherein in Step S4, the insulating layer is made of PDMS (Polydimethylsiloxane). 8. The method of fabricating a flexible microelectrode for detecting neural signals according to claim 1, wherein in Step S3, a patterning process is used to make the bio-electrode end of the electrode body gradually contract toward a direction far away from the interface-connection end and make the interface-connection end of the electrode body gradually expand toward a direction far away from the bio-electrode end. 9. A flexible microelectrode for detecting neural signals, comprising: an electrode body including a flexible substrate and a graphene electrode layer formed on the flexible substrate and having a bio-electrode end and an interface-connection end; andan insulating layer wrapping the graphene electrode layer but exposing the bio-electrode end. 10. The flexible microelectrode for detecting neural signals according to claim 9, wherein the electrode body also has a middle region arranged between the bio-electrode end and the interface-connection end and wrapped by the insulating... | - | A61B005/04 B32B037/14 B32B037/02 B82Y040/00
US08428684 | B2 | 2013-04-23 | Medical electrode with self-lifting tabs | 2010-11-17 | A medical electrode includes a backing layer having a top face and a bottom face, and a shrinkable layer covering at least a portion of the top face of the backing layer. Shrinkage of the shrinkable layer results in flexing of a portion of the backing layer to aid placement and attachment of the electrode to the patient. | 1. A medical electrode assembly comprising: a plurality of electrodes assembled in a linear configuration, each of the plurality of electrodes including: an electrically conductive layer;a backing layer having a top face and a bottom face, wherein at least a portion of the bottom face is in contact with the electrically conductive layer; anda shrinkable layer in contact with a portion of the top face of the backing layer, the shrinkable layer being (i) solely positioned on at least a portion of a perimeter of the backing layer, and (ii) defining a tab protruding outside a periphery of the conductive layer. 2. The electrode assembly of claim 1, wherein the plurality of electrodes are attached to one another by linear perforated regions. 3. The electrode assembly of claim 1, wherein the tab of each of the plurality of electrodes remains coplanar with its respective electrode, while the plurality of electrodes are attached to one another. 4. The electrode assembly of claim 3, wherein the tab of each of the plurality of electrodes is held in place by perforated attachments and surrounding electrodes. 5. The electrode assembly of claim 1, wherein the shrinkable layer has a form of a single contiguous region or a plurality of non-contiguous regions. 6. The electrode assembly of claim 1, wherein the shrinkable layer comprises a material which shrinks when exposed to one or more of: light, heat, or charged particles. 7. The electrode assembly of claim 1, wherein the shrinkable layer comprises a solid film bonded to the backing layer. 8. The electrode assembly of claim 1, wherein the backing layer comprises at least two sublayers, including a top sublayer containing the top face and a bottom sublayer containing the bottom face. 9. The electrode assembly of claim 8, wherein at least one sublayer is electrically conductive. 10. The electrode assembly of claim 1, wherein the electrically conductive layer comprises an electrically conductive gel layer. 11. The electrode assembly of claim 10, further comprising a discontinuous pattern of electrically conducting material contacting the bottom face of the backing layer, the electrically conductive gel layer covering the discontinuous pattern and contacting the bottom face of the backing layer. 12. The electrode assembly of claim 1, wherein the electrically conducting layer, the backing layer, and the shrinkable layer are translucent to x-rays. 13. A medical electrode assembly comprising: a plurality of electrodes assembled in a linear configuration, each of the plurality of electrodes including: an electrically conductive layer comprising a hydrogel, a discontinuous pattern of silver/silver chloride stripes in contact with the hydrogel and arrayed along diagonals with respect to the edges of the electrode;a backing layer comprising at least one electrically non-conductive sublayer and at least one electrically conductive sublayer comprising a carbon film, the electrically conductive sublayer being in... | Covidien LP | A61B005/04
US08401614 | B2 | 2013-03-19 | Magnetic resonance thermometry method | 2010-02-19 | A method for reducing errors in the measurement of temperature by magnetic resonance, for use in magnetic resonance imaging-guided HIFU equipment, includes acquiring an MR phase image, as a reference image, before heating an area to be heated with the HIFU equipment; acquiring another MR phase image, as a heated image, during or after the heating by the HIFU equipment; and calculating the temperature change in the heated area according to said heated image and said reference image; and making compensation to said temperature change according to the change in the magnetic field caused by the position change of an ultrasonic transducer in said HIFU equipment. The method can reduce significantly the temperature errors resulting from the position changes of the ultrasonic transducer. | 1. A method for reducing errors in a measurement of temperature by magnetic resonance in a high intensity focused ultrasound (HIFU) procedure using magnetic resonance imaging-guide HIFU equipment, comprising: before heating, with said HIFU equipment, an area of a subject located within a magnetic resonance imaging apparatus, operating said magnetic resonance imaging apparatus to acquire a magnetic resonance phase image, as a reference image, of a region of the subject comprising said area, the operation of said magnetic resonance imaging apparatus including generating a static magnetic field therein, and said HIFU equipment comprising an ultrasonic transducer comprised of a material that causes a change in said static magnetic field when a position of said ultrasonic transducer changes within said magnetic resonance imaging apparatus;operating said magnetic resonance imaging apparatus to acquire another magnetic resonance phase image of said region of said patient, as a heated image, during or after heating of said area by said HIFU equipment;supplying said reference image and said heated image to a processor and, in said processor, automatically calculating a temperature change in the heated area from said heated image and said reference image; andin said processor, automatically making compensation to said temperature change by identifying and using said change in said static magnetic caused by a position change of said ultrasonic transducer in said magnetic resonance apparatus. 2. The method as claimed in claim 1, comprising making the compensation to said temperature change according to the equation,Δ⁢⁢T=Δ⁢⁢Tconv-[Δ⁢⁢Bt⁡(r⁢⁢2)-Δ⁢⁢Bt⁡(r⁢⁢1)]·B0·α·wherein, ΔT represents a value of the temperature change after being compensated; ΔTconv represents the value of the temperature change calculated according to said heated image and said reference image; [ΔBt(r2)−ΔBt(r1)] represents the change in the magnetic field caused by the position change of said ultrasonic transducer from a position r1 to position r2; B0 represents an intensity of the static magnetic field intensity; and α represents a temperature frequency coefficient. 3. The method as claimed in claim 1, comprising measuring a magnetic field produced by said ultrasonic transducer in water, and using said change in the static magnetic field caused by the position change of said ultrasonic transducer. 4. The method as claimed in claim 3, wherein said ultrasonic transducer has a support, and comprising, during the measuring of the magnetic field caused by said ultrasonic transducer, putting said support into and taking said support out of water together with said ultrasonic transducer. 5. The method as claimed in claim 3, comprising using the equation ΔBt=(φ1−φ2)/(γ·TE)to calculate the magnetic field ΔBt caused by said ultrasonic transducer, wherein φ1 represents a first phase image acquired when the ultrasonic transducer is in water; φ2 represents a second phase image acquired when the ultr... | Siemens Aktiengesellschaft | A61B005/05
US08419618 | B2 | 2013-04-16 | Display device and in-vivo information acquiring system using the same | 2009-08-04 | A display device includes: a display unit that displays examination procedure information indicating an examination procedure of a subject; and a control unit that acquires position-related information of a capsule endoscope inserted into the subject, calculates a position of the capsule endoscope based on the acquired position-related information, determines a to-be-executed examination procedure of the subject corresponding to the calculated position, and performs control to display the examination procedure information indicating the determined to-be-executed examination procedure of the subject. | 1. A display device comprising: a display unit that displays examination procedure information indicating an examination procedure of a subject; anda control unit that acquires position related information of a capsule endoscope inserted into the subject, calculates a position of the capsule endoscope based on the acquired position-related information, determines a to-be-executed examination procedure of the subject corresponding to the calculated position, and performs control to display the examination procedure information indicating the determined to-be-executed examination procedure of the subject,wherein the examination procedure information is posture information indicating a posture to be taken by the subject, andthe control unit determines whether the capsule endoscope is in a stagnant state based on the calculated position of the capsule endoscope, determines the posture to be taken by the subject when the stagnant state continues for a predetermined time or longer and when the position of the capsule endoscope is a predetermined reached position, and performs control to display the posture information indicating the determined posture to be taken by the subject. 2. The display device according to claim 1, further comprising an input unit that inputs an instruction indicating whether to change the posture of the subject, wherein the display unit displays a request screen for requesting an input of the instruction whether to change the posture of the subject, andthe control unit performs control to display the request screen when the stagnant state continues for the predetermined time or longer, determines the posture to be taken by the subject when the input unit inputs a posture change instruction of the subject and when the position of the capsule endoscope is the predetermined reached position, and performs control to display the posture information indicating the determined posture to be taken by the subject. 3. The display device according to claim 1, further comprising a notifying unit that notifies of speech information indicating the posture of the subject, wherein the control unit performs control to notify of the speech information corresponding to the posture to be taken by the subject indicated by the posture information. 4. The display device according to claim 1, wherein the control unit specifies a reached position in the subject of the capsule endoscope based on the calculated position of the capsule endoscope, and controls the display unit to display position information indicating the specified reached position in the subject. 5. The display device according to claim 1, wherein the control unit acquires in-vivo images captured by the capsule endoscope and controls the display unit to display the acquired in-vivo images. 6. A display device comprising: a display unit that displays examination procedure information indicating an examination procedure of a subject; anda control unit that acquires position-related inf... | Olympus Medical Systems Corp. | A61B001/00 A61B005/07
US08391968 | B2 | 2013-03-05 | Breast classification based on impedance measurements | 2007-08-24 | A method of screening for breast cancer, including determining at least one first electrical impedance related characteristic for a first breast of a patient, determining at least one second electrical impedance related characteristic for a second breast of a patient and classifying the patient as requiring additional testing, responsive to the value of the first and second characteristics, wherein classifying is not based on a difference between the first and second characteristics. | 1. A method for breast cancer screening, comprising: applying electrical signals to a patient;acquiring impedance signals from a breast of the patient, responsive to the applied electrical signals applied;determining at least one electrical impedance related characteristic for each of the breasts of the patient, responsive to the acquired signals, without reference to an impedance related map of the signals acquired by the probe; anddetermining a score as to whether the patient belongs to a high risk group responsive to the determined at least one characteristic; anddetermining a first dielectric parameter value for a first breast of a patient;determining a second dielectric parameter value for a second breast of a patient;providing an indication as to whether the patient belongs to a high risk group; andclassifying the patient as requiring additional testing, responsive to the value of the first and second characteristics, wherein classifying is not based on a difference between the first and second parameter values. 2. A method according to claim 1, wherein classifying is performed for each breast separately and wherein the patient is classified as requiring further testing if either breast indicates such further testing. 3. A method according to claim 1, wherein the characteristics for the two breasts are averaged and the classification is based on the averaged value. 4. A method according to claim 1, wherein the at least one portion of the breast includes one or both of the nipple and areola of the respective breast. 5. A method according to claim 4, wherein the at least one portion is limited to the nipple and areola of the respective breast. 6. A method according to claim 4, wherein the at least one portion includes one or more additional portions of the breast not including the nipple and areola. 7. A method according to claim 6, wherein said additional portions are limited to areas within 1 cm of the areola. 8. A method according to claim 6, wherein the determining includes averaging the values of the characteristic measured at the additional portions. 9. A method according to claim 6, wherein the at least one portion does not include the nipple tip. 10. A method according to claim 6 wherein a determination of the area of the nipple is made based on an impedance map. 11. A method according to claim 5, wherein the at least one portion is determined by using an electrode shaped to include only desired regions. 12. A method according to claim 5, wherein a determination of the area of the nipple is made based on an impedance map. 13. A method according to claim 1, wherein classifying the patient comprises providing a binary rating on whether the patient belongs to a high risk group. 14. A method according to claim 1, wherein classifying the patient comprises providing a multi-level rating. 15. A method according to claim 1, wherein the patient is originally classified as being in a first risk group having a first risk factor and... | Mirabel Medical Systems Ltd. | A61B005/05
US08428328 | B2 | 2013-04-23 | Region-growing algorithm | 2011-02-01 | A technique for automatically generating a virtual model of a branched structure using as an input a plurality of images taken of the branched structure. The technique employs an algorithm that avoids inaccuracies associated with sub-optimal threshold settings by “patching” holes or leaks created due to the inherent inconsistencies with imaging technology. By “patching” the holes, the algorithm may continue to run using a more sensitive threshold value than was previously possible. | 1. A method for creating a virtual model of an anatomical structure from a three-dimensional image volume, comprising: providing a three-dimensional image volume created from a plurality of two-dimensional images;setting a threshold value, above which is indicative that an imaged voxel is not representing tissue;selecting a seed point voxel in said three-dimensional image volume as a starting point;performing a plurality of iterations, each iteration comprising: segmenting voxels, immediately adjacent said seed point in all desired directions, that meet or exceed said threshold value;determining a number of voxels segmented in this iteration;if said number of voxels is greater than zero, determining whether said number is large enough to indicate leakage;removing leaked voxels and storing them as leaked objects for post-processingidentifying segmented voxels as seed points for next iteration if no leakage is indicated;detecting when said number of voxels segmented equals zero;performing secondary iterations on leaked objects, if any, until said number of voxels segmented equals zero, said secondary iterations comprising: selecting voxels in a first iteration detecting leakage for a given leaked object as seed points;reducing said threshold value;segmenting voxels, immediately adjacent said seed points in all desired directions, that meet or exceed said threshold value;determining a number of voxels segmented in this iteration;if said number of voxels is greater than zero, determining whether said number is large enough to indicate leakage;removing leaked voxels and storing them as leaked objects for post-processingidentifying segmented voxels as seed points for next iteration if no leakage is indicated. 2. The method of claim 1 wherein selecting a seed point voxel in said three-dimensional image volume as a starting point comprises selecting a seed point voxel having a high threshold. 3. The method of claim 2 wherein selecting a seed point voxel having a high threshold comprises selecting a seed point voxel having a threshold indicative of air. 4. A computer readable medium storing instructions that when read by a computer perform a method for creating a virtual model of an anatomical structure from a three-dimensional image volume, comprising: using as a threshold, an image voxel density indicative of a fluid;segmenting only voxels meeting said threshold, thereby creating a virtual model of interior cavities and/or lumens of said anatomical structure, wherein the segmenting is performed as a series of iterations using a segmented voxel as a seed point and analyzing unsegmented voxels adjacent said seed point in a desired direction; andrepeating said iterations using newly segmented voxels from an iteration as seed points for a next iteration until no unsegmented voxels adjacent said seed points in said desired direction remain. 5. The method of claim 4 further comprising: separating from said segmenting step, voxels meeting said threshold bu... | Superdimension, Ltd | G06K009/00 A61B005/08
US08404216 | B2 | 2013-03-26 | Dendritic chelated compounds, methods for making the same and pharmaceutical compositions containing the same | 2007-10-09 | The invention relates to dendritic chelated compounds, to methods for producing the same and to pharmaceutical compositions containing the same. The dendritic chelated complexes of the present invention have the following formula (I): [[MC]En-[D]m-X1p1X2p2X3p3X4p4]z−zB+ (I), where m is a magnetic or scintigraphic marker, C is a chelating agent of the marker M, E is a spacer, n=0 or 1, D is compound capable of forming a dendritic structure, m is an integer equal to 1 or 2 or 4, X1 is a group increasing the complex lipophily, p1 is an integer from 0 to 12, X2 is a group increasing the complex specificity for a particular organ, p2 is an integer equal to 1 or 2 or 4, X3 is a group having a therapeutic activity, p3 is an integer equal to 0, 1, 2 or 4, X4 is a CH3 group, p4 is an integer from 0 to 12, B is a counter-ion, z is an integer equal to 0, 1, 2, 3 or 4. The invention can be used in the field of pharmacy, more precisely in medical imaging. | 1. A dendritic chelated complex of the following formula I: [[MC]-En-[D]m-X1p1 X2p2 X3p3 X4p4]z−zB+ Formula Iwherein: M is a magnetic or scintigraphic marker,C is a chelating agent for the magnetic marker M,[MC] is a chelate of the magnetic-marker M,E is a spacer,n=0 or 1,[D] is a dendritic structure, the core of which comprises at least one group derived from benzyl alcohol or from a benzyl amine, the benzyl ring of which is substituted at positions 3, 4, 5 with chains composed of polyethylene glycol units,m is an integer equal to 1 or 2 or 4,X1 is a group for increasing the lipophilicity of the complex,p1 is an integer equal to 0 to 12, limits included,X2 is a group for increasing the specificity of the complex for a particular organ,p2 is an integer equal to 0, 1, 2 or 4, limits included,X3 is a group having a therapeutic activity,p3 is an integer equal to 0, 1, 2 or 4, limits included,X4 is a CH3 group,p1+p2+p3+p4=3 when m=1 or p1+p2+p3+p4=6 when m=2 or p1+p2+p3+p4=12 when m=4,p4 is an integer equal to 0 to 12, limits included,B is a counterion,z is an integer equal to 0, 1, 2, 3 or 4. 2. The complex according to claim 1, wherein the chelating agent C is diethylenetriaminepentaacetic acid (DTPA), a catechol-derived tripod or an 8-hydroxyquinoline-derived tripod. 3. The complex according to claim 1 wherein each dendrite of the dendritic structure [D] is a polyethylene glycol chain comprising 3 or 4 ethylene glycol units. 4. The complex according to claim 1, wherein m=1. 5. The complex according to claim 1, wherein m=2 or 4. 6. The complex according to claim 1, wherein: n=p1=p2=p3=0,X4 is CH3,p4=6,each dendrite of the dendritic structure [D] is a chain comprising 3 ethylene glycol units,m=2,C is diethylenetriaminepentaacetic acid,M is Gd3+,B is Na+, andz=1of formula II-1 below: 7. The complex according to claim 1, characterized in that: n=p1=p2=p3=0,X4 is CH3,p4=6,each dendrite of the dendritic structure [D] is a polyethylene glycol chain having 3 ethylene glycol units,m=2,C is diethylenetriaminepentaacetic acid,M is Mn2+,B is Na+, andz=2,of formula II-2 below: 8. The complex according to claim 1, wherein: n=p1=p2=p3=0,X4 is CH3,p4=6,each dendrite of the dendritic structure [D] is a polyethylene glycol chain having 3 ethylene glycol units,m=2,C is diethylenetriaminepentaacetic acid,M is 99 mTc3+,B is Na+, andz=1,of formula II-3 below: 9. The complex according to claim 1, wherein: C is a catechol-derived tripod,n=1,E is an ethylenediamine or butanediamine chain,each dendrite of the dendritic structure [D] is a chain having 3 or 4 ethylene glycol units,m=1,M is Gd3+,p1=p2=p3=0,X4 is CH3,p4=3,B is Na+, andz=3. 10. The complex according to claim 1, wherein: C is a catechol-derived tripod,n=1,E is an ethylenediamine or butanediamine chain,each dendrite of the dendritic structure [D] is a chain having 3 or 4 ethylene glycol units,m=1M is Mn2+,p1=p2=p3=0,X4 is CH3,p4=3,B is Na+, andz=4. 11. The complex according to claim 1, wherein: C is a ... | Centre National de la Recherche Scientifique Universite Louis Pasteur | A61B005/055 A61K051/00 A61M036/14
US08430816 | B2 | 2013-04-30 | System and method for analysis of multiple diseases and severities | 2008-05-20 | A data processing technique is provided. In one embodiment, a computer-implemented method includes accessing reference deviation maps for a plurality of disease types. The reference deviation maps may include subsets of maps associated with severity levels of respective disease types, and a disease severity score may be associated with each severity level. The method may include selecting patient severity levels for multiple disease types based on the subsets of reference deviation maps. Also, the method may include automatically calculating a combined patient disease severity score based at least in part on the disease severity scores associated with the selected patient severity levels, and may include outputting a report based at least in part on the combined patient disease severity score. Additional methods, systems, and manufactures are also disclosed. | 1. A system to facilitate diagnosis of a patient, comprising: a memory device having a plurality of routines stored therein;a processor configured to execute the plurality of routines stored in the memory device, the plurality of routines comprising: a routine configured to effect, when executed, generating at least one patient deviation map based at least in part on a comparison of patient image data to standardized image data;a routine configured to effect, when executed, accessing of reference deviation maps associated with a plurality of disease types and a plurality of severity levels for each disease type from a database;a routine configured to effect, when executed, selection of a particular severity level for each disease type of the plurality of disease types based at least in part on a comparison of the at least one patient deviation map to at least a subset of the accessed reference deviation maps;a routine configured to effect, when executed, automatic calculation of a combined disease severity score for the patient based at least in part on individual disease severity scores corresponding to the selected particular severity levels; anda routine configured to effect, when executed, outputting of a report indicative of the combined disease severity score for the patient;wherein the patient deviation map and the reference deviation maps comprise a plurality of locations, each location comprising a z-score derived from both image and non-image data. 2. The system of claim 1, wherein the routine configured to effect selection of a particular severity level for each disease type includes at least one of: routines configured to access the at least one patient deviation map, to automatically compare the at least one patient deviation map to one or more accessed reference deviation maps, and to automatically select the particular severity level for one or more disease types; orroutines configured to display one or more accessed reference deviation maps, to receive an input based on a user comparison of the at least one patient deviation map to at least a subset of the displayed accessed reference deviation maps, and to select the particular severity level for one or more disease types based on the input. 3. The system of claim 1, wherein the routine configured to effect automatic calculation of a combined disease severity score includes: at least one of a routine configured to calculate one or more of the individual disease severity scores or a routine configured to access one or more of the individual disease severity scores from the memory device or from an additional memory device; andprocessing the individual disease severity scores to determine a combined disease severity score. 4. The system of claim 1, wherein the routine configured to effect accessing of the reference deviation maps includes a routine configured to effect accessing of a particular standardized group of reference deviation maps from the database based at least in pa... | General Electric Company | G06K009/00 G06K006/20 G06K009/36 G06K009/46 G06K009/62 G06K009/66 A61B005/00 A61B005/05
US08406866 | B2 | 2013-03-26 | System and method for assessing coupling between an electrode and tissue | 2009-12-30 | A system and method for assessing a degree of coupling between an electrode and tissue in a body is provided. Values for first and second components of a complex impedance (e.g., resistance and reactance or impedance magnitude and phase angle) between the electrode and the tissue are obtained. These values are used together with a standardization value indicative of a deviation from a reference standard by a parameter associated with at least one of the body, the electrode and another component of the system to calculate a coupling index that is indicative of a degree of coupling between the electrode and the tissue. The coupling index may be displayed to a clinician in a variety of ways to indicate the degree of coupling to the clinician. The system and method find particular application in ablation of tissue by permitting a clinician to create lesions in the tissue more effectively and safely. | 1. A system for assessing a degree of coupling between an electrode and a tissue in a body, comprising: an electronic control unit configured to acquire values for first and second components of a complex impedance between said electrode and said tissue and to calculate a coupling index responsive to said values and a standardization value indicative of a deviation from a reference standard by a parameter associated with at least one of said body, said electrode and another component of said system, said coupling index indicative of a degree of coupling between said electrode and said tissue. 2. The system of claim 1 wherein said first and second components comprise a resistance between said electrode and said tissue and a reactance between said electrode and said tissue. 3. The system of claim 1 wherein said first and second components comprise an impedance magnitude between said electrode and said tissue and an impedance phase angle. 4. The system of claim 1 wherein said coupling comprises an electrical coupling. 5. The system of claim 1 wherein said electronic control unit applies said standardization value as an offset to said values of said first and second components of said complex impedance. 6. The system of claim 1 wherein said electronic control unit applies said standardization value as a scaling of at least one of said values of said first and second components of said complex impedance. 7. The system of claim 1 wherein said electronic control unit acquires said standardization value from a memory of said component. 8. The system of claim 1 wherein said electronic control unit acquires said standardization value responsive to a value contained in a memory of said component. 9. The system of claim 1 wherein said electronic control unit is further configured to determine said standardization value responsive to a comparison between a baseline coupling index obtained when said electrode is not in contact with said tissue and a reference coupling index. 10. An article of manufacture, comprising: a computer storage medium having a computer program encoded thereon for determining a degree of coupling between an electrode and tissue in a body, said computer program including code for:calculating a coupling index responsive to values for first and second components of a complex impedance between said electrode and said tissue and a standardization value indicative of a deviation from a reference standard by a parameter associated with at least one of said body, said electrode and another component of a system controlling said electrode, said coupling index indicative of a degree of coupling between said electrode and said tissue. 11. The article of manufacture of claim 10 wherein said first and second components comprise a resistance between said electrode and said tissue and a reactance between said electrode and said tissue. 12. The article of manufacture of claim 10 wherein said first and second components comprise an impedance ... | St. Jude Medical, Atrial Fibrillation Division, Inc. | A61B005/05
US08412307 | B2 | 2013-04-02 | System and method for marking an anatomical structure in three-dimensional coordinate system | 2005-09-09 | The present invention is a device localization system that uses one or more ultrasound reference catheters to establish a fixed three-dimensional coordinate system within a patient's heart using principles of triangulation. The coordinate system is represented graphically in three-dimensions on a video monitor and aids the clinician in guiding other medical devices, which are provided with ultrasound transducers, through the body to locations at which they are needed to perform clinical procedures. In one embodiment of a system according to the present invention, the system is used in the heart to help the physician guide mapping catheters for measuring electrical activity, and ablation catheters for ablating selected regions of cardiac tissue, to desired locations within the heart. | 1. A system for marking an anatomical structure, comprising: at least one reference element;a marking catheter configured for being introducing within an anatomical structure, the marking catheter carrying at least one tracking element;localization hardware configured for causing the at least one reference element and the at least one tracking element to transmit and/or receive tracking signals between each other; anda processor configured for determining positions of the marking catheter within a three-dimensional coordinate system based on the tracking signals; anda graphical user interface configured for recording one of the positions of the marking catheter, and for graphically generating an anatomical landmark corresponding to the recorded position. 2. The system of claim 1, wherein the at least one reference element and the at least one tracking element are ultrasound transducers. 3. The system of claim 1, wherein the marking catheter is an intravascular catheter. 4. The system of claim 1, wherein the marking catheter carries a tissue ablative element. 5. The system of claim 1, wherein the marking catheter carries a tissue mapping element. 6. The system of claim 1, further comprising a reference catheter carrying the at least one reference element. 7. The system of claim 1, wherein the localization hardware is configured for causing the at least one reference element to transmit signals to the at least one tracking element. 8. The system of claim 1, wherein the at least one reference element comprises at least four reference elements, the localization hardware is configured for causing the at least four reference elements to transmit signals between each other, and wherein the processor is configured for establishing the three-dimensional coordinate system based on the signals transmitted between the at least four reference elements. 9. The system of claim 1, wherein the processor is configured for determining positions of the least one tracking element within the three-dimensional coordinate system based on the tracking signals, and deriving the positions of the marking catheter from the positions of the at least one tracking element. 10. The system of claim 9, wherein the localization hardware is configured for measuring the elapsed time between the transmission and reception of the tracking signals, and the processor is configured for calculating the distances between the at least one reference element and the at least one tracking element based on the tracking signals, and determining the positions of the at least one tracking element within the three-dimensional coordinate system based on the calculated distances. 11. The system of claim 9, wherein the positions of the marking catheter are positions of a distal tip of the marking catheter. 12. The system of claim 1, wherein the graphical user interface is configured for recording the position immediately in response to a user prompt. 13. The system of claim 1, wherein the g... | Boston Scientific Scimed, Inc. | A61B005/04
US08409108 | B2 | 2013-04-02 | Multi-axial heart sounds and murmur detection for hemodynamic-condition assessment | 2010-11-05 | A vector method for monitoring a subject's hemodynamic condition including (a) utilizing at least one, external or internal, anatomy-attached, three-axis accelerometer, collecting from the subject, during a selected cardiac cycle, related, three-orthogonal-axes accelerometer signal data, (b) following such collecting, processing collected signal data to obtain associated, signal vector, magnitude and directionality information, and (c) analyzing such obtained vector information for assessment of the subject's heart hemodynamic condition. ECG and signal time-frequency data is also collected and used in certain manners and implementations of the invention. | 1. A plural-external-anatomical site vector method for monitoring, exclusively externally, a subject's hemodynamic condition utilizing, and based upon, exclusively externally collected data relating to murmur and heart sound phenomena, detected by, and collected exclusive from, plural, externally anatomically-attached, stably positioned, three-orthogonal-axis accelerometers, said method comprising attaching at least a pair of three-orthogonal-axis accelerometers in stable, spaced positions externally to a subject's anatomy,during at least one cardiac cycle of the subject, collecting signal data collaboratively from the so-attached, plural accelerometers,processing such collaboratively collected data to obtain vector magnitude and directionality information associated, respectively, with the least two accelerometers, andanalyzing such collaboratively collected and processed vector magnitude and directionality information for assessment of the subject's hemodynamic condition. 2. The method of claim 1, wherein , respectinq collaborative treatment associated with the at least two accelerometers, said processing involves examining, including frequency filtering, the frequency content of collected data (1) to distinguish heart sound content from murmur content, and (2) to develop vector magnitude and directionality information respectively related to each of these two phenomena, and said analyzing employs all of such respectively developed information. 3. The method of claim 1, wherein said analyzing involves using such obtained vector information to identify the presence of at least one of (a) a specific heart sound component, and (b) murmur. 4. The method of claim 1, wherein said analyzing involves using such obtained vector information to identify the presence of at least one of (a) a specific heart sound component and its subcomponents, and (b) murmur. 5. The method of claim 1 which further comprises performing said collecting, processing, and analyzing steps over a selected time interval involving plural cardiac cycles. 6. The method of claim 1 which further comprises obtaining from the attached, plural accelerometers signal time-frequency information, and said processing and analyzing include relating this time-frequency information to associated, signal vector, magnitude and directionality information. 7. The method of claim 1 which further comprises, during said collecting, acquiring time-related ECG data. 8. The method of claim 7, wherein said analyzing involves using such obtained vector information to identify the presence of at least one of (a) a specific heart sound component, and (b) murmur. 9. The method of claim 7, wherein said analyzing involves using such obtained vector information to identify the presence of at least one of (a) a specific heart sound component and it subcomponents, and (b) murmur. 10. A computer-based system for plural, external-anatomical-site vector monitoring, externally, of a subject's hemodynamic condi... | Inovise Medical, Inc. | A61B005/02
US08433392 | B2 | 2013-04-30 | System and method for moving table MRI | 2009-09-29 | The present invention provides an MRI system for imaging of a subject over extended field-of-view (FOV) that employs both accelerated data acquisition, which is employed while the subject is stationary, and traditional data acquisition, which is employed while the subject is moved through the MRI system. This approach provides improved spatial resolution and time efficiency compared to traditional extended FOV imaging techniques. | 1. A method for producing an image over an extended field-of-view (FOV) of a magnetic resonance imaging (MRI) system having a predefined FOV that is smaller than the extended FOV, the method comprising the steps of: a) determining a set of imaging stations at which to image a subject over the extended FOV;b) performing a prescan at the set of imaging stations using receiver coil elements to acquire a prescan data set;c) determining sensitivity profiles of the receiver coil elements at each of the set of imaging stations from the prescan data set;d) moving the subject to a first station in the set of imaging stations;e) performing a stationary, parallel imaging acquisition using the sensitivity profiles determined at step c) while the subject is at the first station to acquire a first set of NMR data from the subject;f) moving the subject toward a next station in the set of imaging stations;g) performing an intermediate imaging acquisition while the subject is being moved toward the next station in the set of imaging stations to acquire a next set of NMR data;h) performing a stationary, parallel imaging acquisition using the sensitivity profiles determined at step c) while the subject is at the next station to acquire a next set of NMR data from the subject;i) repeating steps f) through h) until the last station to acquire a series of NMR data from the subject; andj) a reconstructing and processing the series of NMR data to produce images of the subject over the extended FOV. 2. The method of claim 1 wherein step g) includes performing the intermediate imaging acquisition with a degree of acceleration of substantially unity. 3. The method of claim 1 wherein step i) includes performing the stationary, parallel imaging acquisition with a degree of acceleration varied at the imaging stations. 4. The method of claim 1 wherein step i) includes reconstructing real-time images and monitoring a timing and velocity of the subject during movement by analyzing the real-time images to identify a selected tracking feature. 5. The method of claim 4 wherein step h) includes reconstructing the real-time images from the first and next sets of NMR data. 6. The method of claim 4 wherein the tracking feature includes a leading edge of a contrast agent bolus administered to the subject approaching a distal end of the predefined FOV. 7. The method of claim 1 wherein step i) includes registering the series of NMR data to increase a spatial resolution during the intermediate imaging acquisition. 8. The method of claim 1 wherein step f) is performed according to a continuous moving table (CMT) technique. 9. A method for producing an image over an extended field-of-view (FOV) of a magnetic resonance imaging (MRI) system having a predefined FOV that is smaller than the extended FOV, the method comprising the steps of: a) determining a plurality of imaging stations within the extended FOV at which to image a subject;b) performing a prescan at each of the plurality of... | MAYO Foundation for Medical Education and Research | A61B005/055
US08388541 | B2 | 2013-03-05 | Integrated system for intravascular placement of a catheter | 2008-11-25 | An integrated catheter placement system for accurately placing a catheter within a patient'vasculature is disclosed. In one embodiment, the integrated system comprises a system console, a tip location sensor for temporary placement on the patient's chest, and an ultrasound probe. The tip location sensor senses a magnetic field of a stylet disposed in a lumen of the catheter when the catheter is disposed in the vasculature. The ultrasound probe ultrasonically images a portion of the vasculature prior to intravascular introduction of the catheter. The ultrasound probe includes user input controls for controlling use of the ultrasound probe in an ultrasound mode and use of the tip location sensor in a tip location mode. In another embodiment, ECG signal-based catheter tip guidance is included in the integrated system to enable guidance of the catheter tip to a desired position with respect to a node of the patient's heart. | 1. A catheter placement system for inserting a catheter into a vasculature of a patient, comprising: a console;a stylet removably positionable within a lumen of the catheter, the stylet including: a magnetic assembly for producing a magnetic field;an ECG sensor assembly for detecting ECG signals of a node of a heart of the patient, including an electrically conductive core wire; anda first connector in operable communication with the core wire of the ECG sensor assembly, the first connector including a pin contact in operable communication with the core wire, the pin contact disposed in a channel defined in the first connector;a tip location sensor positionable on a chest of a patient, the tip location sensor configured to detect a magnetic field of the magnetic assembly when the catheter is disposed within the vasculature of the patient;a second connector included with the tip location sensor for operably connecting to the first connector of the stylet to enable the ECG signals detected by the ECG sensor assembly to be communicated to the tip location sensor, wherein the first and second connectors are physically connected via a perforation defined in a drape interposed between the stylet and the tip location sensor positionable on the chest of the patient, the physical connection of the first and second connectors producing the perforation in the drape and confining the perforation so as to prevent a compromise of a sterile field of the patient; anda display for displaying information relating to at least one aspect of the ECG signal detected by the ECG sensor assembly. 2. The system as defined in claim 1, wherein the console display enables a clinician to ascertain when a distal tip of the catheter is positioned at a predetermined location with respect to the node of the heart. 3. The system as defined in claim 1, wherein the core wire includes a distally tapered portion, the core wire extending to a distal end of the stylet. 4. The system as defined in claim 1 , wherein the second connector is a fin connector included with the tip location sensor, the first connector being slidably attachable to the second connector such that the pin contact of the first connector is placed in operable communication with a contact of the second connector to enable ECG signals to pass from the ECG sensor assembly to the tip location sensor. 5. The system as defined in claim 4, wherein the second connector is a fin connector that is selectively removable from the tip location sensor. 6. The system as defined in claim 5, wherein the tip location sensor includes a channel that slidably receives a barrel portion of the fin connector such that at least one electrical contact of the tip location sensor is placed in operable communication with at least one electrical contact of the fin connector. 7. The system as defined in claim 1, wherein the magnetic assembly includes a plurality of magnetic elements positioned proximate a distal end of the stylet, the style... | C. R. Bard, Inc. | A61B008/14 A61B005/055
US08390624 | B2 | 2013-03-05 | Interrelated graphical method for displaying blood pressure data | 2011-03-21 | A graphical method of displaying interrelated blood pressure data that effectively communicates patient or group performance within or between discrete datasets. The graphical method displays Systolic Pressure (SP), Diastolic Pressure (DP), Pulse Pressure (PP), Mean Arterial Pressure (MAP) and the Classification of Blood Pressure as related to a single data point or a plurality of data points from a discrete dataset. Multiple datasets can be simultaneously displayed for comparison purposes allowing patients, physicians or scientists to understand the relative differences in dataset performance across a series of datasets. | 1. An interrelated graphical method for displaying blood pressure data within a single graph that simultaneously displays parameter magnitude values of systolic pressure, diastolic pressure, pulse pressure, mean arterial pressure, and a classification of blood pressure category, from a plurality of blood pressure categories, for every graphed data point, wherein the single graph is displayed electronically,wherein the interrelated graphical method is executed by a computer processor,wherein a coordinate system with reference lines is utilized to reference the parameter magnitude values of all plotted data points,wherein systolic pressure and diastolic pressure parameter reference lines are projected as straight lines at right angles to a systolic pressure axis and a diastolic pressure axis respectively,wherein pulse pressure parameter reference lines are projected as a series of parallel lines emanating from the systolic pressure axis at an angle equal to an angle imposed by a zero pulse pressure reference line created by connecting plotted points with a straight line that mathematically satisfy a pulse pressure equation where the difference between a systolic pressure axis magnitude value and a diastolic pressure axis magnitude value is equal to zero,wherein a mean arterial pressure reference line is projected as a straight line emanating from the zero pulse pressure reference line at an angle imposed by connecting plotted points that mathematically satisfy a mean arterial pressure equation for several unknown axis magnitude values of diastolic pressure while maintaining a mean arterial pressure equation value as a mathematical constant and while varying systolic pressure axis magnitude values; wherein a mean arterial pressure magnitude value of the mean arterial pressure reference line corresponds to the mathematical constant utilized to calculate said plotted points that mathematically satisfy the mean arterial pressure equation,wherein as series of mean arterial pressure reference lines are established at appropriate intervals so that all mean arterial pressure reference lines are parallel and appropriately labeled,wherein a specific area is established to designate optimal blood pressure for data points residing within said specific area,wherein a plurality of data is segregated and identified as a discrete dataset and displayed as a unique population of graphed data points. 2. The method of claim 1 wherein data points are plotted at graphical intersections of any two of the following parameter magnitude values form a plurality of unique blood pressure measurements: systolic pressure, diastolic pressure, pulse pressure and mean arterial pressure. 3. The method of claim 1 wherein a plurality of datasets are simultaneously displayed and individually identified by different colors, geometric shapes or a combination of color and geometric shape, and displayed accordingly. 4. A computer software product comprising a non-transitory computer-rea... | DataDancer Medical Systems | G06T011/20 A61B005/02 A61B005/00
US08412303 | B2 | 2013-04-02 | Electrode for use with a template cap | 2010-10-29 | An electrode attached to the straps of and use with a template cap in making neurophysiological measurements. The electrode is configured to allow the user to quickly and accurately slide an electrode needle at a shallow adjustable angle into the scalp of the patient. The base of each electrode attaches to the cap at locations where measurements are to be made. The base supports a ramp that may be snapped into a clip on the base for storage and then springs resiliently from the clip when released. The electrode needle is carried by a slidable holder secured to the ramp at its slot and is slid forward following that slot when driving the needle down and through a small hole in the base of the electrode to insert it into the patient's scalp at the appropriate depth and angle. | 1. An electrode for neurophysiological measurements and for use with a template cap, said electrode comprising: (a) a base having a proximal end and a distal end, said base having a slot formed therein;(b) a ramp having a proximal end and a distal end, said distal end of said ramp being attached near said distal end of said base, said ramp having a slot running between said proximal end of said ramp and said distal end of said ramp;(c) a holder carried by said ramp in said slot of said ramp, said holder having a needle housing portion and a thumb drive portion; and(d) a needle having a proximal end and a distal end, said proximal end carried by said needle housing portion and said needle can be moved by pressing on said thumb drive portion and pushing said thumb drive portion from said proximal end to said distal end of said slot of said ramp thereby causing said distal end of said needle to pass from said base through said slot in said base. 2. The electrode of claim 1, said distal end of said ramp carrying a tab, and wherein said electrode further comprises a clip carried by said proximal end of said base, said clip having a slot dimensioned to receive said tab, wherein, when said tab is in said slot, said electrode is in a stored position, and wherein, when said tab is not in said slot of said clip and said needle is at said proximal end of said slot of said ramp, said electrode is in an insertion-ready position, and wherein, when said tab is not in said slot of said clip and said needle is at said distal end of said slot of said ramp, said electrode is in a needle-inserted position. 3. The electrode of claim 2, wherein said needle cannot be moved to said needle inserted position when said tab is in said slot of said clip. 4. The electrode of claim 1, wherein said slot of said ramp is dimensioned to limit insertion of said needle through said slot of said base. 5. The electrode of claim 1, wherein said ramp and said base are made to be at an angle, said angle being pre-determined to be the angle of insertion for said needle. 6. The electrode of claim 1, wherein said slot of said ramp has a long dimension running from said proximal end of said slot to said distal end of said slot, and wherein said holder holds said needle parallel to said long dimension. 7. The electrode of claim 1, wherein said holder holds said needle between said ramp and said base. 8. The electrode of claim 1, wherein said holder has said needle housing portion on one side of said slot of said ramp and said thumb drive portion on the other side of said slot of said ramp. 9. The electrode of claim 1, wherein said base is curved. 10. The electrode of claim 1, wherein said proximal and distal ends of said base have holes formed therein for securing said base to straps of a template cap. 11. A template cap with electrodes for neurophysiological measurements, said template cap comprising: (a) straps secured together to form a cap for use on the head of a patient to und... | Rhythmlink International, LLC | A61B005/0478
US08414866 | B2 | 2013-04-09 | Method of magnetic resonance imaging of the heart with paramagnetic MN | 2008-12-16 | The present invention relates to a magnetic resonance imaging (MRI) method, in particular to a MRI method enabling early detection of myocardial ischemia. | 1. Method of MR imaging comprising administering a contrast agent comprising manganese (Mn2+) to the human or non-human animal body before and/or simultaneously with exposing said body to a regimen of physical and/or pharmacological stress, and subjecting said body to an imaging procedure, characterized in that a calcium solution is administered by slow infusion over a period of 10 to 20 minutes to said body after the regimen of physical and/or pharmacological stress and prior to said imaging procedure. 2. Method according to claim 1, wherein said calcium solution is administered to said body immediately after the regimen of physical and/or pharmacological stress has ended. 3. Method according to claim 1, wherein said calcium solution is administered to said body immediately after the heart rate has returned to a normal level. 4. Method according to claim 1, wherein the calcium solution is chosen from calcium chloride, calcium gluconate, calcium lactate and calcium aspartate. 5. Method according to claim 1, wherein the calcium solution is administered at dose of 150 μmol calcium ion/kg. 6. Method according to claim 1 wherein said physical and/or pharmacological stress is submaximal. 7. Method according to claim 6, wherein said submaximal stress denotes a heart rate, HRsubmax, calculated as HRsubmax=(1−F)*HRrest+F*HRmaxwhere HRrest is the patient's resting heart rate, HRmax is the patient's age-dependent maximum heart rate and F can be varied from about 0.2 to 0.8, more preferably from about 0.4 to 0.6 and most preferred F is 0.5. 8. Method according to claim 1, wherein said regimen of physical and/or pharmacological stress is divided in several intervals. 9. Method according to claim 1, wherein said regimen of stress is exposed to the body by controlled physical exercise or by infusion of a pharmacological stressor. 10. Method according to claim 1, wherein said pharmacological stressor is any pharmaceutical agent that increases cardiac work or heart rate. 11. Method according to claim 9, wherein said pharmacological stressor is an adrenergic agonist or a cholinergic antagonist. 12. Method according to claim 1, wherein said contrast agent is administered to said body by slow infusion. 13. Method according to claim 1, wherein said contrast agent is mangafodipir. 14. Method according to claim 11, wherein said pharmacological stressor is dobutamine or isoprenaline. 15. Method according to claim 11, wherein said pharmacological stressor is atropine. 16. Method according to claim 12, wherein said contrast agent is administered to said body by slow infusion over a period of 10 to 20 minutes. | GE Healthcare AS | A61B005/055
US08412297 | B2 | 2013-04-02 | Forehead sensor placement | 2006-07-28 | Forehead oximetry sensor devices and methods for determining physiological parameters using forehead oximetry sensors. One method includes placing an oximetry sensor on the forehead of a patient, such that the sensor is placed on the lower forehead region, above the eyebrow with the sensor optics placed lateral of the iris and proximal the temple; and operating the pulse oximeter to obtain the physiological parameter. In one aspect, the method also includes providing and placing a headband over the oximetry sensor, or alternately, the sensor is a headband-integrated sensor. The headband has an elastic segment sized to fit around the patient's head. The headband also includes a non-elastic segment that is smaller than and attached with the elastic segment. The non-elastic segment is sized to span a portion of the elastic segment when the elastic segment is stretched. In addition, the non-elastic segment is larger than the portion of the elastic segment it spans when the elastic segment is not stretched. When the headband or the headband-integrated sensor is sufficiently tight, it delivers a pressure in the range higher than the venous pressure and lower than the capillary pressure to the forehead of the patient. | 1. An oximeter sensor, comprising: a substrate having a shape similar to a shape of at least a portion of a patient's forehead and including a section adapted to directly contact a portion of a forehead of a patient, wherein the section adapted to directly contact a portion of a forehead of a patient has an arcuate shape when placed flat upon a planar surface in the absence of any restraining force;an emitter disposed on the substrate at a position located on the section;a detector disposed on the substrate at a distance from the emitter wherein both the emitter and the detector are disposed to one side of an imaginary line that bisects the substrate through its arc; anda headband for holding the substrate against the patient's forehead, the headband sized to fit around the patient's head. 2. The sensor of claim 1 wherein the headband comprises an elastic segment sized to fit around a patient's head; and a non-elastic segment being smaller than and attached to an exterior side of the elastic segment, wherein the exterior side of the elastic segment generally faces away from the wearer when the headband is applied to the wearer's head, and the non-elastic segment sized to span a portion of the elastic segment when the elastic segment is stretched, the non-elastic segment being larger than the portion of the elastic segment it spans when the elastic segment is not stretched. 3. The sensor of claim 2 wherein the headband further comprises a closure mechanism coupled with the elastic portion. 4. The sensor of claim 3 wherein the closure mechanism is a hook and loop closure, a snap, a button, an adhesive, a pin, or combinations thereof. 5. The sensor of claim 2 wherein the elastic segment is rectangular shaped having a long and a short dimension, and the non-elastic segment is attached along a set of its edges with said elastic segment, wherein the set of edges are generally parallel to the short dimension. 6. The sensor of claim 2 wherein the non-elastic segment is attached with the elastic segment in such a manner that the non-elastic segment projects out from the surface of the elastic portion when the headband is not sufficiently tight, thus creating a loop which provides a visual indication that the headband needs re-tightening. 7. The sensor of claim 2 wherein the non-elastic segment is sized to not project out from the surface of the elastic portion when the headband is sufficiently tight thus indicating an adequate level of tension corresponding with delivering a pressure in the range higher than the venous pressure and lower than the capillary pressure to the forehead of the patient. 8. The sensor of claim 1 wherein the substrate is resilient and has a shape conformable to the forehead of a patient. 9. The sensor of claim 1 wherein the substrate is adhered to the inside of the headband. | Covidien LP | A61B005/1455
US08417305 | B2 | 2013-04-09 | Non-invasive measurement of blood oxygen saturation | 2008-05-02 | The invention relates to a method for non-invasive determination of oxygen saturation of blood within a deep vascular structure of a human patient comprising locating on skin of the patient in a vicinity of the deep vascular structure of interest emitter and receiver elements of a light oximeter device, wherein optimal location of said elements is achieved through matching of a plethysmography trace obtained from the oximeter device to known plethysmography characteristics of the deep vascular structure of interest, and wherein oxygen saturation is determined from a ratio of light absorbed at different wavelengths by haemoglobin in the blood within the vascular structure of interest. The invention also relates to modified oximetry devices capable of carrying out the method. | 1. A method for non-invasive determination of oxygen saturation of central venous or mixed venous blood within a deep vascular structure of interest in a human patient that contains central venous or mixed venous blood, the method comprising: placing emitter and receiver elements of a light oximeter device on the patient's skin in the vicinity of the deep vascular structure of interest wherein the deep vascular structure contains central venous or mixed venous blood, further wherein placement of said elements is achieved through matching of a plethysmography trace obtained from the oximeter device to known plethysmography characteristics of the deep vascular structure of interest; anddetermining oxygen saturation of blood within the deep vascular structure of interest, wherein oxygen saturation is determined from a ratio of light absorbed at different wavelengths by haemoglobin in the blood within the deep vascular structure of interest. 2. The method of claim 1 wherein the step of determining oxygen saturation comprises determining central venous blood oxygen saturation. 3. The method of claim 2 wherein the deep vascular structure of interest is selected from the internal jugular vein, subclavian vein, femoral vein, brachiocephalic vein, inferior vena cava, superior vena cava and right atrium. 4. The method of claim 1 wherein the step of determining oxygen saturation comprises determining mixed venous blood oxygen saturation. 5. The method of claim 4 wherein the deep vascular structure of interest is selected from the right ventricle and pulmonary artery. 6. The method of claim 1 further comprising emitting light from the emitter element in both red and infra-red wavelengths. 7. The method of claim 6 wherein the red light has a wavelength of between about 620 nm and about 750 nm. 8. The method of claim 6 wherein the red light has a wavelength of between about 640 nm and about 680 nm. 9. The method of claim 6 wherein the red light has a wavelength of about 660 nm. 10. The method of claim 6 wherein the infra-red light has a wavelength of between about 750 nm and about 1 mm. 11. The method of claim 6 wherein the infra-red light has a wavelength of between about 900 nm and about 960 nm. 12. The method of claim 6 wherein the infra-red light has a wavelength of about 905 nm, 910 nm or 940 nm. 13. An oximetry device configured for use in the method of claim 1. 14. An oximetry device comprising: a central processing unit,a display; andemitter and receiver elements adapted for releasable application to human skin, wherein the emitter elements are configured to emit light of both red and infra-red wavelengths and the receiver elements are configured to detect said light, and to transmit information relating to levels of emitted and received light to said central processing unit;wherein said central processing unit is configured to match plethysmography characteristics derived from the transmitted information relating to levels of emitted and ... | St. Vincents Hospital (Melbourne) Limited | A61B005/00
US08423114 | B2 | 2013-04-16 | Dual electrode system for a continuous analyte sensor | 2007-10-01 | Disclosed herein are systems and methods for a continuous analyte sensor, such as a continuous glucose sensor. One such system utilizes first and second working electrodes to measure additional analyte or non-analyte related signal. Such measurements may provide a background and/or sensitivity measurement(s) for use in processing sensor data and may be used to trigger events such as digital filtering of data or suspending display of data. | 1. A continuous glucose sensor configured for insertion into a host's tissue, the sensor comprising: a first working electrode comprising a first electroactive surface disposed beneath an active enzymatic portion of a sensor membrane, wherein the active enzymatic portion of the sensor membrane is configured to produce H2O2, and wherein the first working electrode is configured to generate a first signal having a first noise component related to a noise-causing species; anda second working electrode comprising a second electroactive surface disposed beneath an inactive-enzymatic or a non-enzymatic portion of the sensor membrane, wherein the second working electrode is configured to generate a second signal having a second noise component related to the noise-causing species, wherein the first electroactive surface and the second electroactive surface are each dimensioned to integrate at least one signal generated by a plurality of local point sources that produce the noise-causing species, such that the first noise component and the second noise component are substantially equivalent;wherein each of the first electroactive surface and the second electroactive surface are configured and arranged to integrate noise detected about a circumference of the sensor. 2. The sensor of claim 1, wherein at least one dimension of each of the first electroactive surface and second electroactive surface is greater than a sum of diameters of about 10 average human cells. 3. The sensor of claim 1, wherein at least one dimension of each of the first electroactive surface and second electroactive surface is greater than about 500 μm. 4. The sensor of claim 1, wherein the noise-causing species comprises at least one member selected from the group consisting of externally produced H2O2, urea, lactic acid, phosphates, citrates, peroxides, amino acids, amino acid precursors, amino acid break-down products, nitric oxide, NO-donors, NO-precursors, reactive oxygen species, compounds having electroactive acidic, amine or sulfhydryl groups, acetaminophen, ascorbic acid, dopamine, ephedrine, ibuprofen, L-dopa, methyldopa, salicylate, tetracycline, tolazamide, tolbutamide, and triglycerides. 5. The sensor of claim 4, wherein the noise-causing species is non-constant. 6. The sensor of claim 1, wherein the first electroactive surface and second electroactive surface are spaced at a distance that allows noise caused by a local point source that produces noise-causing species to be measured equivalently at the first electroactive surface and the second electroactive surface. 7. The sensor of claim 1, wherein the first electroactive surface and second electroactive surface are spaced at a distance less than a crosstalk diffusion distance of the H2O2. 8. The sensor of claim 1, wherein a distance between outer edges the first electroactive surface and the second electroactive surface is between about 25 microns and about 500 microns. 9. The sensor of claim 8, wherein the dist... | DexCom, Inc. | A61B005/00 A61B005/05
US08391965 | B2 | 2013-03-05 | Determining the position of an electrode relative to an insulative cover | 2009-04-15 | A volume of a patient can be mapped with a system operable to identify a plurality of locations and save a plurality of locations of a mapping instrument. The mapping instrument can include one or more electrodes that can sense a voltage that can be correlated to a three dimensional location of the electrode at the time of the sensing or measurement. Therefore, a map of a volume can be determined based upon the sensing of the plurality of points without the use of other imaging devices. An implantable medical device can then be navigated relative to the mapping data. | 1. A method of determining that an instrument is exposed to a conductive medium, comprising: determining a first position at a first time of a first position element and a second position element both connected to the instrument within a volume;determining a second position at a second time different than the first time of the first position element and the second position element connected to the instrument within the volume;comparing the determined first position and the determined second position; anddetermining whether map data collected with the instrument is valid on the basis of whether at least one of the first position element and the second position element is insulated from the conductive medium in the volume by an insulator of the instrument. 2. The method of claim 1, providing an output to a user identifying that at least one of the first position element and the second position element is insulated. 3. The method of claim 2, wherein the output includes displaying an icon on a display device relative to a map of the volume in a color to illustrate that at least one of the first position or the second position element is sheathed. 4. The method of claim 3, wherein the significance threshold is a determination that a current observed distance traveled is at least 4.5 times that of an immediately previous distance traveled raised to the fourth power. 5. The method of claim 1, wherein comparing the determined first position and the determined second position includes comparing a distance traveled by at least one of the first position element and the second position element between two successive time steps; wherein determining whether at least one of the first position element and the second position element is insulated includes determining that at least one of the first position element and the second position element traveled a distance past a significance threshold between two successive time steps. 6. The method of claim 1, wherein comparing the determined first position and the determined second position includes determining a first direction traveled of the first position element and a second direction traveled of the second position element. 7. The method of claim 6, wherein determining whether at least one of the first position element and the second position element is insulated includes determining that the first direction of the first position element and the second direction of the second position element are different to a direction threshold value greater than a dot product of the vectors of the first position element and the second position element. 8. The method of claim 6, wherein the dot product threshold is about 0.25. 9. The method of claim 1, wherein comparing the determined first position and the determined second position includes comparing a distance traveled of the first position element and the second position element in a single timestep. 10. The method of claim 9, wherein determining whether at least... | Regents of the University of Minnesota Medtronic, Inc. | A61B005/04
US08489182 | B2 | 2013-07-16 | System and method of quality analysis in acquisition of ambulatory electrocardiography device data | 2011-10-18 | A quality control system in combination with an ECG data analysis system to analyze ECG data acquired by an ambulatory electrocardiography device via a cable having a plurality of leads connected to a subject is provided. The quality control system includes a memory having programmable instructions for execution by a processor to perform the steps of calculating a trend of a quality score in the ECG data dependent on a noise content in the ECG data; and calculating a probability that one of a hardware and the Hookup personal, each associated with collecting the ECG data from the subject, is a substantial cause of the quality score for the ECG data. The probability can be calculated based on a comparison the trend of the quality score associated with the Hookup personnel versus the trend of the quality score of the hardware employed in acquiring the ECG data. | 1. A quality control system in combination with an ECG data analysis system to analyze ECG data acquired by a hardware that includes an ambulatory electrocardiography device via a cable having a plurality of leads connected to a subject, comprising: a non-transitory medium having a plurality of programmable instructions for execution by a processor to perform the steps of: calculating a trend of a quality score in the ECG data acquired from the subject dependent on a noise content in the ECG data; andcalculating a probability that one of a hardware and the Hookup personnel, each associated with collecting the ECG data from the subject, is a substantial cause of the quality score for the ECG data, wherein the probability is calculated based on a comparison the trend of the quality score associated with the Hookup personnel versus the trend of the quality score of the hardware employed in acquiring the ECG data. 2. The quality control system of claim 1, wherein the quality score equals a percentage noise content in the acquired ECU data associated with one of: a unique identifier of the Hookup personnel that connected the ambulatory electrocardiography device to the subject, a unique identifier of the ambulatory electrocardiography device connected to the subject, a unique identifier of one of the plurality of leads connected to the subject, and the cable connecting the plurality of leads to the ambulatory electrocardiography device. 3. The quality control system of claim 2, wherein the hardware is one of the plurality of leads, the ambulatory electrocardiography device, and the cable connecting the plurality of leads to the ambulatory electrocardiography device employed in collected the ECG data from the subject. 4. The quality control system of claim 1 wherein the quality control system can calculate and create for display a quantification of the noise content in the ECG data acquired via each of the plurality of leads connected to the subject. 5. The quality control system of claim 4, wherein the quality control system further includes a library having a plurality of unique training modules directed to training in collecting of ECG data with the ambulatory electrocardiography device, and wherein in response to the probability that the source of noise is increased for the Hookup personnel relative to the hardware, the quality control system communicates an assignment to the Hookup personnel to complete one of the plurality of training modules in the library. 6. The quality control system of claim 1, wherein the quality score calculated by the quality control system includes a user quality score received from a user directed to one of the unique identifier of the Hookup personnel, a unique identifier of the ambulatory electrocardiography device, a unique identifier of one of the plurality of leads, and a unique identifier of a cable connecting the plurality of leads to the ambulatory electrocardiography device. 7. The quality control system ... | General Electric Company | A61B005/00
US08774904 | B2 | 2014-07-08 | Device with an OCT system for examining and treating living tissue by means of heating of the tissue by absorbing electromagnetic radiation | 2011-04-16 | A device for examining or treating living tissue by means of local heating of the tissue by absorbing electromagnetic radiation, with at least one radiation source emitting electromagnetic radiation, a control unit for controlling the irradiation parameters of the radiation source, and at least one FD-OCT apparatus with a light source emitting a measurement light for illuminating that tissue region in which the electromagnetic radiation is absorbed by the tissue, characterized by a computational unit for carrying out the following steps: determining the depth-resolved tissue velocity in the radiation direction of the measurement light at a predetermined measurement point of the tissue from the phase information from the FD-OCT interference light, integrating the established tissue velocity over time, differentiating the calculated time integral with respect to space, and displaying the spatial derivative as a function of space and time and/or feeding the spatial derivative as a function of space and time to an evaluation module and/or feeding the spatial derivative as a function of space and time to the control unit. | 1. A device for examining or treating living tissue by means of local heating of the tissue by absorbing electromagnetic radiation, comprising: at least one electromagnetic radiation source adapted to emit electromagnetic radiation,a control unit adapted to control the irradiation parameters of the radiation source, andat least one FD-OCT apparatus with a light source adapted to deliver a measurement light to light the living tissue in the area of the absorption of the electromagnetic radiation,a computational unit adapted to:determine, based on the phase information of the FD-OCT interference light, the depth-resolved tissue velocity for a predetermined measuring site on the tissue and along a predetermined irradiation direction of the measurement light,integrate the determined tissue velocity with respect to time,differentiate the calculated time integral with respect to space, anddisplay the spatial derivative as a function of space and time and/or provide the spatial derivative as a function of space and time to an evaluation module and/or the control unit. 2. The device according to claim 1, wherein the computational unit is adapted to calculate a one-dimensional displacement field of the tissue as a time integral, and to calculate the linear tissue expansion as a derivative of said displacement field with respect to the coordinate of the irradiation direction of the measurement light. 3. The device according to claim 1, characterized by a controllable deflection unit for the FD-OCT measurement light, wherein the controllable deflection unit is adapted to sweep the measurement light beam across that area of the tissue that surrounds the site of maximum heating by the radiation source. 4. The device according to claim 1, further comprising optical means adapted to irradiate the tissue with the FD-OCT measurement light from at least three linear independent directions. 5. The device according to claim 4, wherein the computational unit is adapted to calculate a three-dimensional displacement field of the tissue as a time integral, and to calculate the volumetric tissue expansion as the divergence of said displacement field. 6. The device according to claim 4, wherein the computational unit is adapted to calculate a three-dimensional displacement field of the tissue as a time integral, and to calculate the local tissue twisting as the rotation of said displacement field. 7. The device according to claim 2, wherein the computational unit is adapted to store coefficients of thermal expansion of the tissue, and to determine a temperature distribution from the tissue expansion. 8. The device according to claim 7, wherein the computational unit is adapted to store absorption coefficients and thermal conductance values of the tissue, and to predict, from a temperature distribution present in a time step and given predetermined irradiation parameters, the temperature distribution to be expected in at least the next time step. 9. The device acco... | Medizinisches Laserzentrum Luebeck GmbH | A61B006/00
US09037245 | B2 | 2015-05-19 | Endoscopic lead implantation method | 2012-09-02 | A method of implanting electrically conductive leads in the gastrointestinal musculature for stimulation of target tissues involves an endoscopic approach through the esophagus. An endoscope is inserted into the esophagus of a patient. The mucosal surface of the anterior esophagus is punctured in the region encompassing the lower esophageal sphincter (LES). A tunnel is created through the submucosa and exits at the muscularis propria, adventitia, or serosal side of the stomach. The lead is navigated further to the anterior abdominal wall. A first end of the lead remains within the gastrointestinal musculature while a second end of the lead is positioned just outside the anterior abdominal wall. The first end of the lead comprises at least one electrode. An implantable pulse generator (IPG) is implanted and operably connected to the second end of the lead to provide electrical stimulation to target tissues. | 1. A method of implanting electrically conductive leads in gastrointestinal musculature of a patient utilizing an endoscopic approach, comprising the steps of: inserting an endoscope into an esophagus of a patient;identifying a lower esophageal sphincter (LES);entering a gastrointestinal (GI) wall with an electrically conductive lead from a mucosal side by puncturing a mucosa of an anterior segment of a region encompassing the LES;creating a tunnel in a submucosa of the anterior segment of the region encompassing the LES, the tunnel exiting the GI wall through a muscularis propria, adventitia, or serosal side of a stomach of the patient;navigating the lead through the tunnel to an anterior abdominal wall; andexiting a second end of the lead through the anterior abdominal wall while leaving a first end of the lead in the gastrointestinal musculature of the patient within the tunnel, wherein the region encompassing the LES comprises an area 3 cm above and 3 cm below the LES. 2. The method of implanting electrically conductive leads in the gastrointestinal musculature utilizing an endoscopic approach of claim 1, wherein said tunnel created in the submucosa of the anterior segment of the LES is less than 5 cm in length. 3. The method of implanting electrically conductive leads in the gastrointestinal musculature utilizing an endoscopic approach of claim 1, wherein said tunnel created in the submucosa of the anterior segment of the LES is within the range of 1 cm to 5 cm in length. 4. The method of implanting electrically conductive leads in the gastrointestinal musculature utilizing an endoscopic approach of claim 1, wherein said first end of said lead is not anchored to a gastrointestinal tissue. 5. The method of implanting electrically conductive leads in the gastrointestinal musculature utilizing an endoscopic approach of claim 1, wherein said first end of said lead is anchored to a gastrointestinal tissue. 6. The method of implanting electrically conductive leads in the gastrointestinal musculature utilizing an endoscopic approach of claim 1, wherein said leads are adapted to electrically stimulate the gastrointestinal musculature in an amount effective to treat any one or combination of obesity and gastroesophageal reflux disease (GERD). 7. The method of implanting electrically conductive leads in the gastrointestinal musculature utilizing an endoscopic approach of claim 1, further comprising using magnetic, ultrasound, radiologic, or fluoroscopic imaging, or physical indicators, mechanical indicators, or auditory indicators, in addition to visual imaging to assist in lead navigation. 8. The method of implanting electrically conductive leads in the gastrointestinal musculature utilizing an endoscopic approach of claim 1, further comprising subcutaneously implanting an implantable pulse generator (IPG) proximate the lead exit point in the anterior abdominal wall. 9. The method of implanting electrically conductive leads in the gastrointes... | EndoStim, Inc. | A61B001/00 A61B001/273 A61B005/06 A61B006/12 A61B007/00 A61B008/00 A61N001/05
US20130066167 | A1 | 2013-03-14 | COMPUTER-BASED DEVICE AND MODEL FOR PREDICTING PROBABILITY OF DEATH FROM THROMBOSIS | 2012-08-30 | A computer-based device and predictive model executable by computer software for use with the device to predict or estimate a percentage probability of death from thrombosis in a patient with active cancer. | 1. A computer-based device comprising: computer executable instructions comprising a multivariate, computer-implemented modeling equation to estimate a quantitative short-term prognosis of a patient with active cancer and thrombosis; anda computer processor for executing the computer executable instructions. 2. The computer-based device according to claim 1, wherein the thrombosis is pulmonary embolism. 3. The computer-based device according to claim 2, wherein the device estimates a percentage of probability of death from pulmonary embolism within a period of thirty days in the patient with active cancer. 4. The computer-based device according to claim 1, wherein the multivariate equation is a logistic regression equation. 5. The computer-based device according to claim 1, wherein the multivariate equation comprises predictive factors selected from the group consisting of patient body weight, heart rate, respiratory rate, pulse oximetry, altered mental state, respiratory distress, resuscitation status, and unilateral limb swelling, and a combination thereof. 6. A computer-based device comprising: computer executable instructions comprising a multivariate, computer-implemented modeling equation to estimate a percentage of probability of death from pulmonary embolism in a patient with active cancer; anda computer processor for executing the computer executable instructions, wherein the multivariate equation is as set forth in equation (2): P(z)=[1−[1/(1+ez)]]*100 Equation (2)whereinP(z)=percentage probability of death within thirty days, andz=β0+μ1x1+β2x2+β3x3+β4x4+β5x5+β6x6+β7x7+β8x8 wherein β0=interceptβ1=patient body weightβ2=heart rateβ3=respiratory rateβ4=pulse oximetry (SaO2)β5=altered mental stateβ6=respiratory distressβ7=“do not resuscitate” statusβ8=unilateral limb swellingx1=body weight of patient in poundsx2=1 if heart rate of the patient >99 beats per minute but x2=0 if heart rate of the patient &lt;100 beats per minutex3=respiratory rate of the patient in breaths per minutex4=pulse oximetry value in % obtained from the patient breathing room airx5=1 if patient has altered mental state but x5=0 if patient does not have altered mental statex6=1 if patient has respiratory distress but x6=0 if patient does not have respiratory distressx7=1 if patient has “do not resuscitate” status but x7=0 if patient does not have “do not resuscitate status”x8=1 if patient has unilateral limb swelling but x8=0 but if patient does not have unilateral limb swelling. 7. The computer-based device according to claim 6, wherein β0=3.72. 8. The computer-based device according to claim 6, wherein β1 is in a range of −0.02 to 0. 9. The computer-based device according to claim 6, wherein β2 is in a range of 0.35 to 1.83. 10. The computer-based device according to claim 6, wherein β3 is in a range of −0.02 to 0.11. 11. The computer-based device according to claim 6, wherein β4 is in a range of −0.13 to 0. 12. The computer-based device according to claim... | The Charlotte-Mecklenburg Hospital Authority | A61B005/0205 A61B005/1455 A61B005/08 A61B005/02
US20130066372 | A1 | 2013-03-14 | SYSTEM CORRECTING SPINAL ORIENTATION THROUGH MUSCULAR BIO-ELECTRICAL SIGNAL ANALYSIS | 2010-12-10 | A system for correcting spinal orientation through an analysis of bio-electrical signals of muscles is provided. The system includes: an electromyography (EMG) signal processing module measuring bio-electrical signals of muscles related to a spinal disease and analyzing the same; an HCl control module generating a control signal for controlling a spinal orientation correction module based on information received from the EMG signal processing module and delivering the generated control signal to the spinal orientation correction module; the spinal orientation correction module correcting a mal-aligned spine of a patient to its correct orientation according to the control signal; and an information display and feedback module receiving information from the EMG signal processing module in real time, displaying the received information, and delivering information received from a user to the HCl control module. | 1. A system for correcting spinal orientation through an analysis of bio-electrical signals of muscles, the system comprising: an electromyography (EMG) signal processing module measuring bio-electrical signals of muscles related to a spinal disease and analyzing the same;an HCl control module generating a control signal for controlling a spinal orientation correction module based on information received from the EMG signal processing module and delivering the generated control signal to the spinal orientation correction module;the spinal orientation correction module correcting a mal-aligned spine of a patient to its correct orientation according to the control signal; andan information display and feedback module receiving information from the EMG signal processing module in real time, displaying the received information, and delivering information received from a user to the HCl control module. 2. The system of claim 1, further comprising: a three-dimensional (3D) angle detection module detecting information regarding a spine angle of the patient required for controlling the spinal orientation correction module and providing the detected information to the HCl control module. 3. The system of claim 1, wherein the EMG signal processing module comprises: an EMG measurement unit detecting muscular bio-electrical signals through a surface recording electrode or a static EMG scanner ceramic;an EMG receiving/processing unit preprocessing a signal received from the EMG measurement unit;an analog-to-digital (A/D) conversion unit converting an analog signal, which has been preprocessed by the EMG receiving/processing unit, into a digital signal;a biometric information analyzing/processing unit analyzing the converted digital signal to calculate clinical numerical value indicating a muscular condition of a patient;a DMA (Digital Media Adapter) controller transmitting the digital signal which has been converted by the A/D conversion unit or the analysis results obtained by the biometrical information analyzing/processing unit to the information display and feedback module according to a DMA method; andan I/O interface for transmitting and receiving data between the EMG signal processing module and the HCl control module. 4. The system of claim 1, wherein the HCl control module comprises: an input unit receiving information from the EMG signal processing module;a setting unit setting execution conditions or performing function information required for controlling the spinal orientation correction module;a controller generating a control signal for controlling the spinal orientation correction module according to the execution conditions or performing function information previously set by the setting unit by using information received from the input unit; andan output unit delivering the control signal generated by the controller to the spinal orientation correction module. 5. The system of claim 1, wherein the spinal orientation correction module com... | RAPA & LIFE Co., Ltd. | A61H001/00 A61B005/107 G06F019/00 A61B005/0488
US08391939 | B2 | 2013-03-05 | Metering glucose level in pulsing blood | 2007-07-18 | Method for the continuous measurement of the glucose concentration in blood undergoing pulsational flow, with the steps:—determination of a value for the glucose concentration for a first measurement cycle, and—repetition of the determination of this value in subsequent measurement cycles, where there is multiple detection, within each measurement cycle, of the transmittance and/or scattering power of the blood for at least two incident NIR wavelengths, calculation of an indicator value depending on the blood glucose concentration, and ascertaining the blood glucose concentration by comparing the indicator value with a previously determined calibration table, determination of the blood temperature during the detection of the transmittance and/or scattering power,—continuous measurement of the pulse duration of the pulsational blood flow, where the duration of the measurement cycle is arranged to keep in step as integral multiple of the pulse duration, where the first of the at least two NIR wavelengths is selected from the wavelength range 1560-1630 nm, and the second of the at least two NIR wavelengths is selected from the wavelength range 790-815 nm, and the ratio of the transmittance and/or scattering power of the at least two wavelengths is calculated, this ratio serving in relation to the blood temperature as indicator value for reading off the blood glucose concentration from the calibration table. | 1. A method for the continuous measurement of glucose level in blood undergoing pulsing flow, the method comprising the steps of: determining a value for the glucose level in succeeding and nonoverlapping time windows of the same length of a first measurement cycle;repeating the determination of this value in subsequent measurement cycles with the same number of nonoverlapping time windows of the same length such that there is multiple detection within each measurement cycle of the transmission or scattering power of the blood for at least two incident NIR wavelengths, calculation of an indicator value dependent on the blood-glucose level and ascertaining the blood-glucose level by comparing the indicator value with a previously determined calibration table;determining ensemble averages for all the time windows of each measurement cycle;determining the blood temperature during the detection of the transmission and/or scattering power,continuously measuring the pulse duration of the pulsing blood flow, the duration of the measurement cycle being set to keep in step as integral multiple of the pulse duration,selecting the first of the two NIR wavelengths from the wavelength range 1560-1630 nm, and the second of the NIR wavelengths from the wavelength range 790-815 nm, andusing the ratio of the transmission or scattering power of the two wavelengths relative to the blood temperature as an indicator value for reading off the blood-glucose level from the calibration table. 2. The method according to claim 1 wherein the at least two NIR wavelengths are irradiated in an amplitude-modulated manner with modulation frequencies above 1 MHZ. 3. The method according to claim 1 wherein each time window comprises less than 100 milliseconds. 4. The method according to claim 1 wherein the number of the measured values for transmission and/or scattering power of the blood in each time window is at least 10,000. 5. The method according to claim 1 wherein the average measured values in the determined time window are subjected to a Fourier transformation in the frequency range. 6. The method according to claim 5, further comprising the step of:evaluating the Fourier components of the average measured values for modulation frequency of the amplitude modulation of the irradiated NIR wavelengths as a gauge for the transmission or scattering power of the blood. 7. The method according to claim 6 wherein an integral in the frequency range over the Fourier components of the average measured values at an interval around the modulation frequency of the amplitude modulation of the irradiated NIR wavelengths is evaluated as a gauge of the transmission or scattering power of the blood. 8. An apparatus for carrying out the method according to claim 1 wherein the blood is taken from a living organism in a circulation, measured and returned, the apparatus further comprising: a measuring cell embodied for the continuous inflow and outflow of blood with a trans-illumination z... | Nirlus Engineering AG | A61B005/00 G01N033/48
US08406837 | B2 | 2013-03-26 | Means and methods for cytometric therapies | 2007-11-01 | A functionalized tip is incorporated into catheters for the cytometric delivery of cells into the brain and other body parts. For use in the brain, the tip forms part of a neurosurgical probe having a proximal end and a distal end. In addition to the functionalized tip, the probe has at least one cell slurry delivery lumen and a plurality of optical fibers configured along the probe, terminating in the tip to provide the photo-optical capability needed to monitor the viability and physiological behavior of the grafted cells as well as certain characteristics of the cellular environment. Details are also presented of the use of a neurocatheter having a cytometric tip of the type disclosed in the invention, as employed within the context of a feedback and control system for regulating the number of cells delivered to the brain of a patient. | 1. A catheter comprising: a catheter body having an inner lumen, a distal end and a proximal end;a distal catheter tip body having a distal end and a proximal end, with the proximal end of said catheter tip body removably coupled to said catheter body distal end;at least one port hole in said catheter tip body at an intermediate distance between the distal and proximal ends of said catheter tip body;a plurality of alignment grooves axially aligned in said catheter tip body for the placement of optical fibers;at least one transverse groove connecting two or more axially aligned grooves adjacent to the exit point of at least one port hole;a mating mechanism for coupling said tip body to said catheter body;at least one internal structural chamber for passing material from said inner lumen to said at least one port hole;a plurality of optical fibers extending distally from the proximal end of said catheter tip body and ending adjacent to said at least one port hole, said plurality of optical fibers being disposed in said alignment grooves, wherein said plurality of optical fibers comprises at least one optical delivery fiber to deliver light adjacent to said at least one port hole, and wherein said plurality of optical fibers further comprises at least one optical collection fiber to collect light signals delivered across said at least one port hole;a plurality of optical fiber stubs disposed in said alignment grooves, comprising at least one first optical fiber stub extending proximally from the distal end of said catheter tip body and having a mirrored end facing the distal end of said at least one optical delivery fiber, and further comprising at least one second optical fiber stub extending proximally from the distal end of said catheter tip and having a mirrored end facing the distal end of said at least one optical collection fiber,wherein said at least one first optical fiber stub reflects light delivered by said at least one optical delivery fiber across said at least one port hole along said transverse groove, and wherein said at least one second optical fiber stub reflects the light reflected from said at least one first optical fiber stub towards said at least one optical collection fiber. 2. The catheter of claim 1 wherein said optical collection fibers collect fluorescence intensity, excitation, and scattering signals as cells pass through the said at least one port hole. 3. The catheter of claim 2 wherein the optical collection fibers collect fluorescence intensity, excitation and scattering signals at separate wavelengths. 4. The catheter of claim 1 wherein said mating mechanism further comprises at least one connecting device selected from the group consisting of tubular mechanical sleeve and bushing. 5. The catheter of claim 1 further comprising at least one micro-coil removably disposed on said distal catheter tip. 6. The catheter of claim 1 further comprising a magnetic resonance contrast enhancement agent. 7. The catheter of... | UT-Battelle, LLC University of Virginia Patent Foundation | A61B005/00
US08423128 | B2 | 2013-04-16 | Cardiac arrest monitoring device | 2009-12-22 | The embodiments herein relate to devices, implementations, and techniques for health monitoring, specifically cardiac arrest monitoring systems. A paramedical equipment locator may receive a periodically sent message configured to identify a location information corresponding to a paramedical equipment and determine whether to select the paramedical equipment based at least in part on the location information. | 1. A cardiac arrest monitoring device, comprising: a sensor adapted to detect a cardiac rhythm;an anomaly detection circuit adapted to detect at least one anomaly based on the detected cardiac rhythm;a self-location acquisition unit for acquiring self-location information;a paramedical equipment locator adapted to: receive a periodically sent message configured to identify a location information corresponding to a paramedical equipment,determine a distance corresponding to the paramedical equipment using at least the received location information, anddetermine whether to select the paramedical equipment based at least in part on the determined distance; andan output unit configured to output the location information of a selected paramedical equipment;wherein the paramedical equipment locator and the output unit are wearable. 2. A device as recited in claim 1, wherein the anomaly detection circuit further comprises a comparison circuit adapted to compare the detected cardiac rhythm with preprogrammed data. 3. A device as recited in claim 2, wherein the preprogrammed data comprises previous cardiac rhythm data of a user of the cardiac monitoring device. 4. A device as recited in claim 1, wherein the paramedical equipment comprises an automated external defibrillator. 5. A device as recited in claim 1, further comprising an alarm unit adapted to generate an alarm response to the anomaly detection circuit detecting the anomaly of the cardiac rhythm. 6. A device as recited in claim 1, wherein the output unit further comprises a video display to plot a location associated with the location information of the selected paramedical equipment on a map. 7. A device as recited in claim 1, wherein the output unit further comprises a video display to graphically display the detected cardiac rhythm. 8. A device as recited in claim 1, further comprising; a transmitter for sending the self location information measured by the self-location acquisition unit. 9. A method as recited in claim 1, wherein the periodically sent message is sent from a server. 10. A method as recited in claim 1, wherein the periodically sent message is sent from the paramedical equipment. | Empire Technology Development LLC | A61B005/04
US08428326 | B2 | 2013-04-23 | Systems and methods for ultrasound simulation using depth peeling | 2009-10-23 | Systems and methods for ultrasound simulation using depth peeling are disclosed. In one disclosed embodiment, a method includes the steps of receiving a sensor signal including a position and an orientation of a simulated ultrasound device, the position and orientation associated with a virtual physical environment comprising a first virtual object; determining a first peel associated with the first virtual object; determining a second peel associated with the first virtual object; determining a first characteristic of a pixel located between the first peel and the second peel; generating a display signal based on the first characteristic, the display signal configured to cause a visual display of the virtual physical environment; and outputting the display signal to a display device. | 1. A method comprising: receiving a sensor signal comprising a position and an orientation of a simulated ultrasound device, the position and orientation associated with a virtual physical environment comprising a first virtual object;based on the sensor signal: determining a first peel associated with the first virtual object;determining a second peel associated with the first virtual object;determining characteristics of pixels located between the first peel and the second peel based at least in part on the first or second peel; andgenerating a display signal based on the characteristics, the display signal configured to cause a visual display of the virtual physical environment; andoutputting the display signal to a display device. 2. The method of claim 1, further comprising: determining a third peel associated with a second virtual object;determining a fourth peel associated with the second virtual object;determining characteristics of pixel located between the third peel and the fourth peel based at least in part on one of the third or fourth peel;wherein generating the display signal is further based on the characteristics of the pixels located between the third peel and the fourth peel, andwherein the virtual physical environment further comprises the second virtual object. 3. The method of claim 2, wherein the first virtual object is located in front of the second virtual object. 4. The method of claim 1, wherein determining the characteristics are based on depths of the respective pixels between the first peel and the second peel, a first peel density, an accumulated density, and priority information. 5. The method of claim 1, wherein generating the display signal further comprises post-processing the characteristics. 6. The method of claim 5, wherein post-processing comprises at least one of applying a noise filter, applying a blur filter, applying a Doppler algorithm, or applying an erosion filter. 7. The method of claim 1, wherein the simulated ultrasound device is configured to simulate an ultrasound device capable of taking an ultrasound image in 360 degrees. 8. A system comprising: a simulated ultrasound device;a processor in communication with the simulated ultrasound device, the processor configured to: receive a sensor signal comprising a position and an orientation of a simulated ultrasound device, the position and orientation associated with a virtual physical environment comprising a first virtual object;based on the sensor signal: determine a first peel associated with the first virtual object;determine a second peel associated with the first virtual object;determine characteristics of pixels located between the first peel and the second peel based at least in part on the first or second peel; andgenerate a display signal based on the characteristics, the display signal configured to cause a visual display of the virtual physical environment; andoutput the display signal to a display device. 9. The system of claim 8... | Immersion Corporation | G06K009/00 A61B005/05 A61B006/00
US20130096425 | A1 | 2013-04-18 | SYSTEM AND METHOD FOR DATA RECONSTRUCTION IN SOFT-FIELD TOMOGRAPHY | 2011-10-14 | A system and method for data reconstruction in soft-field tomography are provided. One method includes selecting a model domain for an EIT data set, determining a minimally anisotropic error in the model domain and correcting the model domain. The method also performing isotropization using the determined minimally anisotropic error to recover a boundary shape and isotropic conductivity for the EIT data set. | 1. A method for Electrical Impedance Tomography (EIT) data reconstruction, the method comprising: selecting a model domain for an EIT data set;determining a minimally anisotropic error in the model domain;correcting the model domain; andperforming isotropization using the determined minimally anisotropic error to recover a boundary shape and isotropic conductivity for the EIT data set. 2. The method of claim 1, wherein determining the minimally anisotropic error comprises determining a minimally anisotropic conductivity in the model domain that reproduces measured EIT data corresponding to the EIT data set. 3. The method of claim 1, further comprising determining numerically isothermal coordinates for recovery of the boundary shape and model domain deformation. 4. The method of claim 3, wherein performing shape-deforming reconstruction comprises using the isothermal coordinates to reconstruct an approximate original isotropic conductivity. 5. The method of claim 1, wherein the model domain is a disc shape having approximately a same area as an actual boundary domain. 6. The method of claim 1, further comprising using a minimization algorithm and an approximation thereof to perform isotropization. 7. The method of claim 1, further comprising transforming a reconstructed conductivity to an isotropic conductivity. 8. The method of claim 7, further comprising defining the transformation as: ∂Fi(z)=μ(z)∂Fi(z), z∈Fi(z)=z+h(z)h(z)→0 as z→∞0. 9. The method of claim 1, further comprising determining a coordinate transformation to recover the boundary shape. 10. The method of claim 1, wherein the model domain includes one of a shape of a conductor or includes one or more electrode positions. 11. A method for recovering boundary shape and electrode position in Electrical Impedance Tomography (EIT) data reconstruction, the method comprising: determining a minimally anisotropic error using a set of parameters that define one or more coordinates or a coordinate transformation;correcting an EIT model using the determined minimally anisotropic error; andrecovering a boundary shape and electrode position of an object with the corrected EIT model. 12. The method of claim 11, wherein the correcting comprises performing isotropization in a single step. 13. The method of claim 11, wherein determining the minimally anisotropic error comprises determining a minimally anisotropic conductivity in a model domain that reproduces measured EIT data. 14. The method of claim 11, wherein determining the minimally anisotropic error comprises determining numerically isothermal coordinates for recovery of the boundary shape and electrode position. 15. The method of claim 14, further comprising performing shape-deforming reconstruction using the isothermal coordinates to reconstruct an approximate original isotropic conductivity. 16. A soft-field tomography system comprising: a plurality of transducers configured for positioning proximate a surface of an object;one o... | General Electric Company | A61B005/053 A61B006/00 G06K009/00 A61B006/03
US08425433 | B2 | 2013-04-23 | Device and method for quantifying edema | 2008-04-17 | The preferred embodiments of the present invention are directed at a device that provides a reliable, accurate and quantifiable measure of a patient's edema. The device improves on the current method of digital manipulation by evaluating the pitting phenomena in a user-independent manner. The output of the device allows a physician to categorize edema into at least ten different levels of severity. The systems of the present invention provides the ability to distinguish between tissues of varying viscosity. | 1. An edema measurement device comprising: a handheld housing including a battery that provides power to the device;a displacement member attached to the housing that is actuated to displace edematous tissue of a patient to a displaced position relative to the housing; anda sensor in the housing that measures displacement of the displacement member as a function of time such that the sensor measures displacement of the edematous tissue during relaxation from the displaced position, the sensor generating tissue relaxation displacement data indicative of a level of edema in the tissue. 2. The device of claim 1 wherein the sensor comprises an optical sensor. 3. The device of claim 1 further comprising an electromechanical actuator. 4. The device of claim 3 wherein the actuator comprises an LVDT (linear variable differential transformer). 5. The device of claim 1 further comprising a display and a processing circuit in the handheld housing. 6. The device of claim 1 further comprising a device actuator on the handheld housing that controls device operation. 7. The device of claim 1 further comprising a programmable processor in the handheld housing, the processor being programmed to record displacement data after the removal of a force imparted to the tissue by the displacement member. 8. The device of claim 1 further comprising an electronic storage device. 9. The device of claim 1 wherein the displacement member is configured to contact skin tissue on an arm or leg of the patient. 10. The device of claim 1 further comprising a wireless connection. 11. The device of claim 1 wherein the device is connected to a computer. 12. The device of claim 1 wherein the housing includes a displacement measurement circuit connected to the sensor. 13. The device of claim 1 wherein the housing includes a force sensor that is connected to a force measurement circuit. 14. The device of claim 1 wherein the housing has a volume less than 100 cubic inches. 15. The device of claim 1 wherein the housing further comprises a depressor to manually displace the member. 16. The device of claim 1 further comprising an electronic controller connected to the housing. 17. The device of claim 1 further comprising a processor that computes force as a function of distance. 18. An edema measurement device comprising: a handheld housing including a displacement circuit and a battery that provides power to the device;a displacement member attached to the housing that is actuated to displace edematous tissue of a patient to a displaced position relative to the housing;depressor mounted to the housing that manually displaces the displacement member; anda sensor in the housing that is connected to the displacement circuit that measures displacement of the displacement member as a function of time such that the sensor measures displacement of the edematous tissue during relaxation from the displaced position, the displacement circuit generating tissue relaxation displacement... | University of Massachusetts | A61B005/00
US08396525 | B2 | 2013-03-12 | Real-time simultaneous measurement system, real-time simultaneous measurement apparatus, real-time simultaneous measurement method, and storage medium in which program is stored | 2009-06-19 | A real-time simultaneous measurement apparatus includes: a hemoglobin information-receiving portion that sequentially receives hemoglobin information, which is information relating to the amount of hemoglobin in a head portion of a test subject, from a NIRS brain-measuring apparatus that receives a synchronization signal output by a synchronization signal output apparatus and acquires the hemoglobin information when the synchronization signal has been received; a brain wave information-receiving portion that sequentially receives the brain wave information of the test subject, from an EEG brain wave-measuring apparatus that receives a synchronization signal output by the synchronization signal output apparatus and acquires the brain wave information when the synchronization signal has been received; a synchronization processing portion that performs processing that synchronizes the hemoglobin information and the brain wave information; and an output portion that outputs the synchronized hemoglobin information and brain wave information. | 1. A real-time simultaneous measurement system, comprising a synchronization signal output apparatus,a NIRS brain-measuring apparatus,an EEG brain wave-measuring apparatus, anda real-time simultaneous measurement apparatus,wherein the synchronization signal output apparatus comprises: a synchronization signal output portion that outputs a synchronization signal, which is a signal for synchronizing acquisition of information in the NIRS brain-measuring apparatus and the EEG brain wave-measuring apparatus, to the NIRS brain-measuring apparatus and the EEG brain wave-measuring apparatus;the NIRS brain-measuring apparatus comprises: a NIRS synchronization signal-receiving portion that receives the synchronization signal from the synchronization signal output apparatus;a hemoglobin information-acquiring portion that acquires hemoglobin information, which is information relating to an amount of hemoglobin in a head portion of a test subject, when the synchronization signal has been received by the NIRS synchronization signal-receiving portion; anda hemoglobin information-transmitting portion that sequentially transmits the hemoglobin information to the real-time simultaneous measurement apparatus;the EEG brain wave-measuring apparatus comprises: a brain wave synchronization signal-receiving portion that receives the synchronization signal from the synchronization signal output apparatus;a brain wave information-acquiring portion that acquires brain wave information, which is information relating to brain waves of the test subject, when the synchronization signal has been received by the brain wave synchronization signal-receiving portion; anda brain wave information-transmitting portion that sequentially transmits the brain wave information to the real-time simultaneous measurement apparatus; andthe real-time simultaneous measurement apparatus comprises: a hemoglobin information-receiving portion that sequentially receives the hemoglobin information;a brain wave information-receiving portion that sequentially receives the brain wave information;a synchronization processing portion that performs processing that synchronizes the hemoglobin information and the brain wave information; andan output portion that outputs the synchronized hemoglobin information and brain wave information, andwherein the synchronization signal output portion of the synchronization signal output apparatus comprises: a first synchronization signal output unit that outputs a synchronization signal realized by an electrical signal to the NIRS brain-measuring apparatus and the EEG brain wave-measuring apparatus;a second synchronization signal output unit that outputs a synchronization signal realized using software to the NIRS brain-measuring apparatus and the EEG brain wave-measuring apparatus;a selection information storage unit in which selection information indicating which synchronization signal output unit, of the first and second synchronization signal output units, outputs a... | Shimadzu Corporation Honda Motor Co., Ltd. Advanced Telecommunications Research Institute Research Institute International | A61B005/00 A61B005/04
US08571664 | B2 | 2013-10-29 | Measurement of patient physiological parameters | 2012-11-20 | A method of determining one or more physiological parameter of a patient by providing a plurality of implantable electrodes proximate a blood vessel of the patient, applying a measurement signal through the plurality of electrodes, the measurement signal having a known parameter, obtaining a resultant signal through the plurality of electrodes, the resultant signal having a resultant parameter, calculating vascular impedance based on the measurement signal and the resultant signal, and calculating a physiological parameter based on the vascular impedance. In some embodiments, the physiological parameter is utilized to modify a therapy signal controlling therapy delivered to the patient. | 1. A system, comprising: a means for measuring a physiological parameter of a patient;an implantable measurement device including an electrode, the measurement device configured to be implanted such that the electrode is in contact with a wall of a blood vessel of the patient; anda control system coupled to the implantable measurement device, the control system programmed to determine an impedance of the blood vessel using the implantable measurement device, and calculate patient information based at least in part on the blood vessel impedance, wherein the control system is configured to selectively adjust the program for determining an impedance of the blood vessel based at least in part on data from the means for measuring a physiological parameter. 2. The system of claim 1, further comprising an external programmer device communicably coupleable to the control system. 3. The system of claim 2, wherein the control system selectively adjusts the program in response to a command received from the external programmer device. 4. The system of claim 2, wherein the external programmer device includes a display configured to display the patient information and/or the physiological parameter. 5. The system of claim 1, wherein the control system includes an implantable pulse generator. 6. The system of claim 1, wherein the means for measuring a physiological parameter of the patient comprises a blood pressure sensing means. 7. The system of claim 6, wherein the blood pressure sensing means comprises a sphygmomanometer. 8. The system of claim 6, wherein the blood pressure sensing means comprises an implanted blood pressure sensor, and the blood pressure sensor is coupled to the control system. 9. The system of claim 6, wherein the patient information based on the blood vessel impedance is related to heart rate. 10. The system of claim 6, wherein the patient information based on the blood vessel impedance is related to blood pressure. 11. The system of claim 6, further comprising a means for measuring a heart rate of the patient, and wherein the control system is further configured to receive data from the means for measuring heart rate and selectively adjust the patient information provided to the display. 12. The system of claim 1, wherein the means for measuring a physiological parameter of the patient comprises a heart rate sensing means. 13. The system of claim 12, wherein the heart rate sensing means comprises an implanted heart rate sensor, and the heart rate sensor is coupled to the control system. 14. The system of claim 1, wherein the control system is further programmed to deliver a baroreflex therapy via the electrode to stimulate a baroreceptor in the blood vessel, the baroreflex therapy based at least in part on the blood vessel impedance and the data from the means for measuring a physiological parameter of the patient. 15. A method, comprising: causing a means for measuring a physiological parameter of a patient to be manufac... | CVRx, Inc. | A61N001/36 A61N001/365
US20130060098 | A1 | 2013-03-07 | MONITORING DEVICE | 2010-12-22 | The present invention relates to a novel monitoring device suitable for attachment to a surface of a subject and for monitoring specific physiological signals of a subject wearing the device. | 1-43. (canceled) 44. A minimal-invasive monitoring device suitable for attachment to a surface of a subject, said device suitable for attachment and application on the skin in front of the sternum of a human being, said device comprising at least one first sensor which can receive a first physiological signal from said subject, the sensor being controlled by a microelectronic system being wearable by the subject, powered by independent powering, and comprising a communication structure optionally for wireless transfer of the monitoring data, wherein said first sensor is for the optical measurement based on photoplethysmography (PPG) of respiration in said subject. 45. The monitoring device according to claim 44, which system is contained within a single device. 46. The monitoring device according to claim 44, which device comprises independent means capable of providing electrical power for the microelectronic system for a period of time at least sufficient to capture said physiological signal from the subject. 47. The monitoring device according to any one of claim 44, which device is non-invasive. 48. The monitoring device according to any one of claim 44, wherein said device comprises one or more further sensor for the measurement of a further signal. 49. The monitoring device according to claim 48, wherein said further signal is a physiological signal or monitoring data based on the further physiological signal is one or more selected from heart rate (HR), blood pH, blood pressure (BP), skin and/or body temperature, snoring sound, electromyography (EMG), galvanic skin response (GSR), electrocardiography (ECG), electroencephalography (EEG), phonocardiogram (PCG), arterial oxygen saturation (SpO2), muscle activity, or any one other parameter of respiration, motion, emotions, arterial saturation of carbon monoxide (SpCO), blood carbon dioxide (CO2) and different forms thereof, sensors for physiological gases, such as a gas exhaled from the lungs, such as exhaled nitrogen oxide. 50. The monitoring device according to claim 48, wherein said further signal is a non-physiological signal obtained from one or more selected from a Global Positioning System (GPS), a pressure sensor, an accelerometer, air humidity, environment temperature, predetermined and specific radio signal or lack of the same, Radio Frequency Identification (RFID) tag, chemical or biochemical sensors, such as for toxic or hazardous gases, on-demand signal from the subject or another person responsible for monitoring the physiological signal from said subject. 51. The monitoring device according to claim 44, which is part of a patch with a three-dimensional adhesive body. 52. The monitoring device according to claim 44, which device further comprises a disposable part containing an adhesive material, wherein the disposable part provides for energy, such as an exchangeable battery. 53. The monitoring device according to claim 48, wherein at least one first sensor and said o... | DELTA, DANSK ELEKTRONIK, LYS OG AKUSTIK | A61B005/0205 A61B005/08 A61B007/00 A61B005/0488 A61B005/01 A61B005/0402 A61B005/0476 A61B005/1455 A61B005/11 A61B006/00 A61B005/053
US20130079676 | A1 | 2013-03-28 | NON-INVASIVE METHOD AND DEVICE FOR DETERMINING A REFERENCE PLANE OF THE HUMAN PELVIS | 2012-10-02 | A non-invasive method for the determination of a reference plane of the human pelvis is described in which method position coordinates of three points A, B, C of the reference plane are determined non-invasively in a reference coordinate system and the reference plane is calculated from the position coordinates of the three points A, B, C, wherein position coordinates of a first point A of the reference plane are determined non-invasively by detecting a first characteristic point (A) on the pelvis, which first characteristic point (A) is located on the reference plane. Furthermore, a device for non-invasively determining a reference plane of the human pelvis is also described. | 1. A non-invasive method for the determination of a reference plane of the human pelvis in which method position coordinates of three points A, B, C of the reference plane are determined non-invasively in a reference coordinate system and the reference plane is calculated from the position coordinates of the three points A, B, C, wherein position coordinates of a first point A of the reference plane are determined non-invasively by detecting a first characteristic point (A) on the pelvis, which first characteristic point (A) is located on the reference plane, and wherein position coordinates of a second point (B, C) of the reference plane are determined non-invasively by detecting a second characteristic point (B; C) of the pelvis, which second characteristic point (B; C) is located on the reference plane but not on the median plane of the pelvis, wherein the position of the median plane of the pelvis in the reference coordinate system is determined non-invasively and wherein position coordinates of a third point (C; B) of the reference plane are calculated by mirroring the second point (B; C) of the reference plane on the median plane. 2. The method in accordance with claim 1, wherein the pelvic inlet plane is determined as the reference plane. 3. The method in accordance with claim 1, wherein, for the purposes of non-invasively determining the median plane, position coordinates in the reference system of at least three characteristic points A, D, E, F, G, H, K on the pelvis and/or on bone parts adjacent to the pelvis, which at least three characteristic points A, D, E, F, G, H, K are located on the median plane, are determined by non-invasive detection of the points, and wherein the median plane in the reference system is calculated from the position coordinates of the at least three characteristic points A, D, E, F, G, H, K. 4. The method in accordance with claim 3, wherein one of the at least three characteristic points A, D, E, F, G, H, K on the pelvis is selected in such a way that it is located on both the median plane and on the reference plane. 5. The method in accordance with claim 1, wherein a point of the pelvis which is located as far away as possible from the median plane is selected as the second characteristic point (B; C). 6. The method in accordance with claim 1, wherein the process of detecting the characteristic points A, D, E, F, G, H, K on the pelvis and/or on bone parts adjacent to the pelvis is carried out non-invasively by a percutaneous palpation process thereof using a navigated palpation instrument and/or by ultrasonic scanning using a navigated ultrasonic sensor. 7. The method in accordance with claim 1, wherein a characteristic point on the iliac crest is detected non-invasively as the second characteristic point (B; C). 8. The method in accordance with claim 3, wherein a characteristic point (D, E, F, G, H, K) of the pelvis which is located on the median plane but not on the reference plane is detected non-in... | AESCULAP AG | A61B005/00
US20130102910 | A1 | 2013-04-25 | CUFF FOR A BLOOD PRESSURE METER | 2011-07-05 | A cuff for a blood pressure meter which is jointed to a blood pressure for measuring blood pressure and is worn on the body to compress a blood pressure measurement site, and which comprises: a cuff band which is worn around the blood pressure measurement site of the body and is provided with an expansion bladder that expands on the inside; a fluid supply apparatus which is connected to the cuff band and supplies a fluid so as to make the expansion bladder expand; and a bladder separator which is provided in the cuff band and splits the expansion bladder, that is expanded by means of the fluid supply apparatus, into at least two or more pats so as to effect split expansion of the same. When the present invention is employed, because the expansion bladder which compresses the blood pressure measurement site is split by means of the ladder separator, there is the advantageous effect that it expands and contracts to a length and width that match the firth of the blood pressure measurement site and accurate blood pressure measurement can be taken. | 1. A cuff for a blood pressure meter which is engaged to a blood pressure meter for the sake of the measurement of blood pressure and is worn on a human body for thereby pressurizing a measurement portion of blood pressure, comprising: a cuff band which is worn on a measurement portion of a blood pressure of a human body and has an expansion bladder in the cuff band, the expansion bladder being configured to expand;a fluid supplier which is connected with the cuff band and allows the expansion bladder to expand by supplying fluid; anda bladder separator which splits the expansion bladder into at least two parts for the sake of split step-by-step expansions. 2. The cuff of claim 1, wherein the bladder separator comprises: a splitting wall which is provided at the expansion bladder and splits the expansion space of the expansion bladder expanding by means of the fluid supplier into at least two parts; andan expansion valve which is provided at the splitting wall and intermits the fluid supplied from the fluid supplier. 3. The cuff of claim 2, wherein the splitting wall comprises: a main wall which defines the expansion space of the expansion bladder as a basic expansion space pressurizing the measurement portion of the blood pressure of a child; andat least one extension wall which is provided at one side of the main wall and defines an additional expansion space at a side portion of the basic expansion space. 4. The cuff of claim 2, wherein the bladder separator comprises: a thickness measurement sensor which is provided at one side of the expansion bladder and serves to measure the thickness of the measurement portion of the blood pressure; anda controller which serves to open and close the expansion valve in conformity with the thickness of the measurement portion of the blood pressure measured by the thickness measurement sensor. 5. The cuff of claim 1, further comprising: a thickness measurement member which is provided at the cuff band and serves to measure the thickness of the measurement portion of the blood pressure on which the cuff band is worn, the thickness measurement member being formed of one selected between a tape measure and a thickness detection sensor which is attached to one side of the cuff band. | - | A61B005/022
US20130090550 | A1 | 2013-04-11 | METHODS OF IDENTIFYING PATIENTS WITH OVARIAN EPITHELIAL NEOPLASMS BASED ON HIGH-RESOLUTION MASS SPECTROMETRY | 2011-06-09 | Methods for identifying patients with ovarian neoplasms are provided herein comprising performing an assay step of detecting a metabolite in a serum sample of a patient where the metabolite is probably not produced by a tumor but could induce the development of a tumor, and the presence of the metabolite being indicative of an increased likelihood that the patient has ovarian cancer, | 1. A method for identifying patients with ovarian neoplasms, the method comprising performing an assay step of detecting a metabolite in a serum sample of a patient, wherein the metabolite is not produced by a tumor and could induce the development of a tumor, the presence of the metabolite being indicative of the patient having an ovarian neoplasm and an increased likelihood that the patient has ovarian cancer. 2. A screening method for identifying patients with an increased likelihood of having epithelial ovarian cancer, the method comprising the steps of: a) performing a first assay step comprising detecting in a patient's blood sample the presence of a metabolite that is not produced by a tumor and determining whether the metabolite could induce the development of a tumor; andb) performing a second assay step if the metabolite is determined to be present in step (a) and could induce the development of a tumor, the second assay step comprising determining an elevation of the CA-125 serum level;wherein if the presence of the metabolite and the elevation of CA-125 serum level is indicative of an increased likelihood that the patient having ovarian epithelial cancer. 3. The method of claim 1, wherein patients identified as having an increased likelihood of having ovarian epithelial cancer are subjected to additional diagnostic testing to determine if the patient has ovarian cancer, wherein the additional diagnostic testing is selected from the group consisting of pelvic examination, transvaginal ultrasound, CT scan, MRI, laparotomy, laparoscopy, and tissue sample biopsy. 4. A metabolite useful for identifying patients with ovarian neoplasms, wherein the metabolite has a molecular weight of 472 and has a theoretical formula based on HCON amino acid composition of C43H65N11O13. 5. A method of identifying a metabolite useful to identify patients with ovarian neoplasms comprising the steps collecting a statistically significant number of serum samples from patients before resection of ovarian neoplasm and after resection of ovarian neoplasm, removing macromolecules from each serum sample, separating each serum sample by HPLC and MS, and by using a multivariate regression technique, determining which metabolite concentrations differ significantly between controls and cancer patients. | BOARD OF REGENTS, THE UNIVERSITY OF TEXAS SYSTEM | G01N033/68 A61B010/02 A61B005/055 A61B008/12 A61B006/03
US20130102066 | A1 | 2013-04-25 | CHALCOGENIDE-FIBRE, INFRARED EVANESCENT WAVE SENSOR AND PROCESS FOR PRODUCING SAME | 2011-03-31 | The invention relates to a fibre sensor that enables the propagation of infrared light at at least one wavelength of 0.8 to 25 micrometres, the fibre successively comprising along its length a first infrared waveguide section (23), a second detection section (25) intended to come into contact with an external environment in order to detect infrared signatures interfering with the propagation of the evanescent waves propagating along the fibre (2), and a third infrared waveguide section (27). The invention is characterized in that, in the second fibre section (25) that has the detection role, the fibre (2) is constituted of a curved part, the radios of curvature of which is locally less than 2.3 millimetres. | 1. A sensor having at least one fiber allowing the propagation of infrared light at least at one infrared wavelength between 0.8 and 25 micrometers and outwardly generating evanescent waves to detect the infrared signatures of an outside medium, said at least one fiber (2) having a composition of XY type where X is chosen from among Ge, As or Sb or a mixture of two or more than two of these components, and where Y is chosen from among S, Se, Te or a mixture of two or more than two of these components, the fiber successively comprising over its length a first fiber section (23) for guiding the infrared wave, at least one second fiber section (25) having a detection function and intended to come into contact with the outside medium to detect infrared signatures perturbing the propagation of the evanescent waves propagating along the fiber (2), and a third fiber section (27) for guiding the infrared wave,characterized in thatin the second fiber section (25) having the detection function, the fiber (2) is formed of at least one bent part whose radius of curvature is locally smaller than 2.3 millimeters. 2. The sensor according to claim 1, characterized in that the bent part of the second fiber section (25) has a mechanical compressive strength, in the direction in which it is sought to draw together two separate points belonging to the bent part, which is equal to or higher than 1 N. 3. The sensor according to claim 1, characterized in that said at least one bent part has a fiber radius of curvature equal to or smaller than 1 millimeter. 4. The sensor according to any of the preceding claims, characterized in that the first fiber section (23) and the third fiber section (27) are spaced apart by a width of less than 2.8 mm transverse to the length of the fiber and occupy a space of a width smaller than 2.8 mm transverse to the length of the fiber. 5. The sensor according to any of the preceding claims, characterized in that the bent part (28) comprises a winding. 6. The sensor according to any of the preceding claims, characterized in that the bent part (28) comprises a winding comprising at least one turn, the bent part of the second fiber section (25) having a mechanical compressive strength, in the direction in which it is sought to draw together two separate points belonging to the bent part, which is equal to or higher than 1 N per turn. 7. The sensor according to any of claims 1 to 6, characterized in that the second detection section (25) has at least one transverse dimension (D1) of the fiber smaller than at least one transverse dimension (D2) of the fiber in the first and third sections (23, 27). 8. The sensor according to any of the preceding claims, characterized in that the second fiber section (25) has a fiber diameter (D1) of between 50 and 450 micrometers. 9. The sensor according to any of claims 1 to 6, characterized in that the fiber on the first, second and third sections (23, 25, 27) has a fiber thickness of between 50 and 4... | Centre National de la Recherche Scientifique(CNRS) UNIVERSITE DE RENNES 1 | A61B005/00 G01N021/17
US20130079612 | A1 | 2013-03-28 | Methods for Creating Recommended Dietary Regime | 2012-09-19 | The present invention relates to a method of eating a personalized dietary regime that includes receiving personal information relating to the individual; determining the individual's metabolic profile from at least one of a noninvasive or an invasive measurement; and classifying the subject into a nutrition category selected from the group consisting of a low fat diet; a low carbohydrate diet; a high protein diet; or a balanced diet, wherein the invasive measurement does not include genetic testing. | 1. A method for creating an appropriate dietary regime for weight loss and/or maintenance for a subject comprising: a) determining the subject's metabolic profile from at least one of noninvasive or an invasive measurement; and b) classifying the subject into a nutrition category selected from the group consisting of a low fat diet; a low carbohydrate diet; a high protein diet; and a calorie restricted diet, wherein the invasive measurement does not include genetic testing. 2. The method of claim 1 wherein the subject's metabolic profile is determined from a combination of a noninvasive measurement or an invasive measurement. 3. The method of claim 1 wherein the noninvasive measurement includes at least one of gender, ethnicity, waist girth, systolic blood pressure, and diastolic blood pressure. 4. The method of claim 1 wherein the noninvasive measurement includes at least two of gender, ethnicity, waist girth, systolic blood pressure, and diastolic blood pressure. 5. The method of claim 1 wherein the noninvasive measurement includes at least three of gender, ethnicity, waist girth, systolic blood pressure, and diastolic blood pressure. 6. The method of claim 1 wherein the noninvasive measurement includes each of gender, ethnicity, waist girth, systolic blood pressure, and diastolic blood pressure. 7. The method of claim 1 wherein the noninvasive measurement includes gender and waist girth. 8. The method of claim 1 wherein the invasive measurement includes at least one of LDL cholesterol, HDL cholesterol, triglycerides (mg/dL), and blood glucose level (fasting blood sugar, mM). 9. The method of claim 1 wherein the invasive measurement includes at least two of LDL cholesterol, HDL cholesterol, triglycerides (mg/dL), and blood glucose level (fasting blood sugar, mM). 10. The method of claim 1 wherein the invasive measurement includes at three of LDL cholesterol, HDL cholesterol, triglycerides (mg/dL), and blood glucose level (fasting blood sugar, mM). 11. The method of claim 1 wherein the invasive measurement includes each of LDL cholesterol, HDL cholesterol, triglycerides (mg/dL), and blood glucose level (fasting blood sugar, mM). 12. The method of claim 1, further comprising classifying the subject into a nutrition category selected from the group consisting of a low fat diet; a low carbohydrate diet; a high protein diet; a balanced diet and a calorie restricted diet. 13. The method of claim 1, wherein the noninvasive measurement includes personal information obtained in the form of a questionnaire. 14. The method of claim 13, wherein the questionnaire is provided to the subject over a communications network. 15. The method of claim 1, wherein the invasive measurement is obtained from analysis of a sample from the subject. 16. The method of claim 1, further comprising providing the dietary regime to the subject based on the classification of the subject into the nutrition category. 17. The method of claim 16 wherein subsequent to ... | Access Business Group International LLC | A61B005/0205 A61B005/145 A61B005/021 A61B005/00 A61B005/107
US20130072781 | A1 | 2013-03-21 | AUTOMATIC AND SEMI-AUTOMATIC PARAMETER DETERMINATIONS FOR MEDICAL IMAGING SYSTEMS | 2011-09-20 | A medical imaging analysis method includes the step of receiving parameter data from an imaging component. The parameter data corresponds to at least two imaging operations and encodes at least two parameter sets corresponding to the at least two imaging operations. The method further includes the step of comparing the at least two parameter sets to identify a grouping that repeats between the parameter sets a number of times that exceeds a first threshold, an implemented change to a default parameter that repeats between the parameter sets a number of times that exceeds a second threshold, or a combination thereof. | 1. A medical imaging analysis method, comprising: receiving parameter data from an imaging component, wherein the parameter data corresponds to at least two imaging operations and encodes at least two parameter sets corresponding to the at least two imaging operations; andcomparing the at least two parameter sets to identify a grouping that repeats between the parameter sets a number of times that exceeds a first threshold, an implemented change to a default parameter that repeats between the parameter sets a number of times that exceeds a second threshold, or a combination thereof. 2. The method of claim 1, comprising alerting an operator to a recommended grouping of a series of imaging protocols based on the grouping that repeats beyond the first threshold. 3. The method of claim 1, comprising informing an operator of a recommended change to the default parameter based on the change that repeats beyond the second threshold. 4. The method of claim 1, wherein the imaging operations comprise at least one of a digital x-ray imaging operation, a magnetic resonance imaging operation, a computed tomography operation, a positron emission tomography operation, and an ultrasound operation. 5. The method of claim 1, wherein the grouping comprises a selected grouping of imaging exam protocols that each corresponds to a view of a feature of a patient's anatomy. 6. The method of claim 5, wherein the default parameter comprises a protocol parameter specific to one of the imaging exam protocols. 7. The method of claim 6, wherein the protocol parameter comprises a starting magnification, a starting density, a starting dose level, or a combination thereof. 8. A medical imaging system, comprising: an imager configured to generate image data indicative of a region of interest in a patient;an operator interface configured to receive one or more operator selections corresponding to parameters of an imaging operation to be performed by the imager;control circuitry coupled to the imager and the operator interface and configured to control the imager in accordance with the operator selections to acquire signals that may be converted to the image data; anddata processing circuitry configured to receive a parameter set containing the operator selections from the operator interface and to analyze the received parameter set via comparison with a previously received parameter set to identify the frequency of one or more changes to one or more default parameters. 9. The system of claim 8, wherein the data processing circuitry is further configured to communicate with the operator interface to recommend one or more alterations to the default parameters when the frequency of the changes to the default parameters exceeds a threshold value. 10. The system of claim 8, wherein the one or more default parameters comprise a starting field of view, a starting magnification, a starting density, a starting dose level, or a combination thereof. 11. The system of claim 8, where... | General Electric Company | A61B005/055 A61B008/00 G06K009/00 A61B005/05
US08401632 | B1 | 2013-03-19 | Systems and methods for performing neurophysiologic assessments | 2009-11-27 | The present invention involves a system and methods for performing neurophysiologic assessments including, but not necessarily limited to, pedicle integrity assessments, neuromuscular pathway assessments, nerve proximity assessments, and spinal cord assessments, and methods for filtering EMG signal data to reject noise. | 1. A method of filtering electromyography signals to reject noise artifacts while performing free-run EMG monitoring, comprising the steps of: a) detecting an EMG signal with a sensor in electrical communication with a control unit;b) determining the signal-to-noise ratio of the amplitude of the voltage of the EMG signal with the control unit;c) classifying the signal as noise if the signal-to-noise ratio is lower than a predetermined value with the control unit; andd) assessing the amplitude of the voltage of the EMG signal and signaling an alert with the control unit if the EMG signal is greater or equal to a predetermined amplitude value. 2. The method of claim 1, wherein the signal-to-noise ratio is calculated by dividing the EMG signal voltage amplitude squared by the noise RMS value squared and converting to decibels. 3. The method of claim 1, wherein the predetermined value of the signal-to-noise ratio is 6.0 decibels. 4. The method of claim 1, wherein the amplitude of the voltage of the EMG signal is measured as a peak-to-peak voltage. 5. The method of claim 1, comprising the additional step of bypassing the alert if the signal is classified as noise based on the signal-to-noise ratio. 6. The method of claim 1, wherein the noise artifact forms a sine wave. 7. The method of claim 6, wherein the sine wave has a frequency of 60 Hz. 8. The method of claim 1, wherein the noise artifact forms a triangular wave. | NuVasive, Inc. | A61B005/00
US08433383 | B2 | 2013-04-30 | Stacked adhesive optical sensor | 2006-07-07 | An optical sensor having a cover layer, an emitter disposed on a first side of the cover, a detector disposed on the first side of said cover, and a plurality of stacked independent adhesive layers disposed on the same first side of the cover, wherein the top most exposed adhesive layer is attached to a patient's skin. Thus, when the sensor is removed to perform a site check of the tissue location, one of the adhesive layers may also be removed and discarded, exposing a fresh adhesive surface below for reattachment to a patient's skin. The independent pieces of the adhesive layers can be serially used to extend the useful life of the product. | 1. A sensor comprising: a reflectance type sensor body;an emitter and a detector coupled to the reflectance type sensor body, wherein the emitter and the detector are positioned at a substantially fixed distance relative to one another when the sensor is applied to a patient; anda semi-rigid optical mount coupled to the reflectance type sensor body, wherein the semi-rigid optical mount is configured to surround the emitter and the detector in order to hold the emitter and the detector at the substantially fixed distance, wherein the semi-rigid optical mount comprises a first aperture and a second aperture sized to hold the emitter and the detector, respectively. 2. The sensor of claim 1, wherein the sensor comprises a pulse oximetry sensor. 3. The sensor of claim 1, wherein the semi-rigid optical mount is coupled to the non-rigid portion of the sensor body. 4. The sensor of claim 1, wherein the semi-rigid optical mount comprises a polypropylene material. 5. The sensor if claim 1, wherein the semi-rigid optical mount is black. 6. The sensor of claim 1, wherein the emitter and the detector are coupled to a patient contact side of the sensor body, and wherein the sensor comprises a plurality of stacked independent adhesive layers disposed on the patient contact side of the sensor body, the plurality of stacked independent adhesive layers being configured to adhere to a tissue location on a patient. 7. The sensor of claim 1, comprising a sensor base having an opening therein, and wherein the sensor body is configured to be disposed in the sensor base, and wherein one end of the sensor body is pivotally connected to the sensor base. 8. The sensor of claim 7, comprising a clasp connected with another end of the sensor body, and wherein the clasp is configured to engage the sensor base. 9. The sensor of claim 7, comprising an adhesive layer disposed on a patient contact side of the sensor base, the adhesive layer configured to adhere to a tissue location on a patient. 10. The sensor of claim 1, wherein the emitter and the detector protrude beyond a patient contact side of the sensor body. 11. A sensor comprising: a non-rigid reflectance type sensor body;an emitter and a detector, wherein the emitter and the detector are sized to be disposed within a first aperture and a second aperture of a semi-rigid optical mount; andthe semi-rigid optical mount coupled to the non-rigid reflectance type sensor body, wherein the semi-rigid optical mount surrounds the emitter and the detector in order to hold the emitter and the detector at a substantially fixed distance relative to one another when the sensor is applied to a patient and wherein the semi-rigid optical mount is configured to maintain the emitter and detector in a fixed orientation that resists motion-induced flexing. 12. The sensor of claim 11, wherein the sensor comprises a pulse oximetry sensor. 13. The sensor of claim 11, wherein the semi-rigid optical mount comprises a polypropylene mater... | Covidien LP | A61B005/1455
US08390452 | B2 | 2013-03-05 | Color coded RFID tags for surgical instruments | 2008-03-26 | Color coding tape having one or more RFID tags are attached to surgical instruments or other medical devices. Information relating to the medical devices can be written to and/or read from the RFID tags. The medical devices can be usually identified by the color coding tape. | 1. A plurality of elongated, flexible adhesive-backed strips of color coding tape configured for removable adhesive attachment to a hand-operated surgical instruments, each of the strips of color coding tape having one or more RFID tags within the tape, wherein the one or more RFID tags are programmed with identification information and wherein each of the strips of tape has a different color to provide visual instrument identification information. 2. The tape of claim 1 and adhesive for securing the one or more RFID tags to the color coding tape. 3. The tape of claim 1 and an encapsulant for covering the one or more RFID tags. 4. A method for using the tape of claim 1, including writing information to the one or more RFID tags. 5. The method of claim 4, further including reading information from the one or more RFID tags. 6. A method for using the tape of claim 1, including reading information from the one or more RFID tags. 7. The color coding tape of claim 1 and further including one or more of tracking and identification information recorded on the one or more RFID tags. 8. An assembly including: a hand-operated surgical instrument;an elongated, flexible, adhesive-backed strip of a color coded tape adhesively and removably attached to the surgical instrument, the color coded tape having one or more RFID tags within the tape, and wherein the one or more RFID tags are programmed with identification information and a color of the color coding tape provides visual instrument identification information. 9. A method for using the assembly of claim 8, including writing information to the one or more RFID tags. 10. The method of claim 9, further including reading information from the one or more RFID tags. 11. A method for handling a surgical instrument including: providing a hand-operated surgical instrument;providing a plurality of elongated, flexible, adhesive-backed strips of color coded tape having one or more RFID tags within the tape;selecting and obtaining from the plurality of strips of tape a piece of the color coded tape having a color corresponding to instrument identification information associated with the surgical instrument;programming the one or more RFID tags within the color coded tape with instrument identification information associated with the surgical instrument;adhesively attaching the selected piece of color coded tape to the surgical instrument; andremoving the piece of the color coded tape from the surgical instrument. | Scanlan International, Inc. | G08B013/14 G06F019/00 A61B005/00
US08406844 | B2 | 2013-03-26 | Method for modification of radiotherapy treatment delivery | 2003-03-06 | A method of contoured-anatomy dose repositioning (CADR) as a means to automatically reposition a patient to better recover the planned dose distribution without reoptimizinq the treatment plan. CADR utilizes planning CT images, the planned dose distribution, and on-line images for repositioning dose distribution on a given day. Contours are also placed upon the images using manual, automatic, template-based, or other techniques. CADR then optimizes the rigid-body repositioning of the patient so that the daily dose distribution closely matches the planned dose distribution. | 1. A method for achieving a desired dose distribution comprising: obtaining at least one treatment planning image from a patient to determine the relative location of target and sensitive structures;preparing a treatment plan for the patient based on the at least one treatment planning image, the treatment plan including a planned dose distribution;obtaining at least one three-dimensional image from the patient in substantially a treatment position, the three-dimensional image including anatomical data and being used for volumetric dose calculations;comparing the at least one treatment planning image and the at least one three-dimensional image; andadjusting how the dose is received by the patient based on the comparison. 2. The method of claim 1 wherein the planned dose distribution for the patient is based on the treatment plan. 3. The method of claim 2, wherein the planned dose distribution is based on the at least one three-dimensional image of the patient in substantially a treatment position. 4. The method of claim 1 further comprising repositioning the planned dose distribution for the patient based on the at least one three-dimensional image of the patient in substantially a treatment position. 5. The method of claim 1 further comprising modifying the treatment plan and the planned dose distribution. 6. The method of claim 1 further comprising adjusting patient position to better position patient's internal anatomy relative to the planned dose distribution. 7. The method of claim 1, wherein the planned dose distribution is modified to take into account changes in patient position and/or changes in patient anatomy. 8. The method of claim 1, further comprising selecting a treatment plan from a plurality of preexisting plans for the patient based on the three-dimensional image acquired from the patient at the time of treatment delivery. 9. The method of claim 8, wherein multiple plans created with objective functions are used for treatment delivery. 10. The method of claim 1, wherein objective functions and weightings are adjusted to fine-tune treatment delivery. 11. The method of claim 1, wherein objective function weights are learned. 12. The method of claim 1, wherein the output of the dose calculation is utilized to move the patient, modify treatment delivery, or some combination of the two. 13. The method of claim 12, wherein the treatment plan includes initially available images and related treatment plans and images obtained subsequent to initial planning. 14. The method of claim 1, further comprising generating contours on one of the target and sensitive structures by one of manual contouring, automated contouring, deformable fusion, template-based automatic contouring, and a combination thereof. 15. The method of claim 1, wherein adjusting how the dose is received by the patient includes repositioning the patient to improve the dose distribution. 16. The method of claim 1, wherein the images of the patient are obtaine... | Tomotherapy Incorporated | A61B005/05
US08422748 | B2 | 2013-04-16 | System and method for grouping airways and arteries for quantitative analysis | 2006-09-06 | A method for grouping airway and artery pairs, includes: computing a two-dimensional (2D) cross-section of an airway; identifying regions of high-intensity in the 2D cross-section; computing a first indicator for each of the high intensity regions, wherein the first indicator is an orientation measure of the high intensity region with respect to the airway; computing a second indicator for each of the high intensity regions, wherein the second indicator is a circularity measure of the high intensity region; computing a third indicator for each of the high intensity regions, wherein the third indicator is a proximity measure of the high intensity region with respect to the airway; summing the first through third indicators for each of the high intensity regions to obtain a score for each of the high intensity regions; and determining which of the high intensity regions is an artery corresponding to the airway based on its score. | 1. A method for grouping airway and artery pairs, comprising: computing a two-dimensional (2D) cross-section of an airway;identifying regions of high-intensity in the 2D cross-section;computing a first indicator for each of the high intensity regions, wherein the first indicator is an orientation measure of the high intensity region with respect to the airway, wherein the orientation measure is a scalar product of long axes of the airway and the high intensity region;computing a second indicator for each of the high intensity regions, wherein the second indicator is a circularity measure of the high intensity region;computing a third indicator for each of the high intensity regions, wherein the third indicator is a proximity measure of the high intensity region with respect to the airway;summing the first through third indicators for each of the high intensity regions to obtain a score for each of the high intensity regions; anddetermining which of the high intensity regions is an artery corresponding to the airway based on its score,wherein the first to third indicators are computed by using machine code executable by a computer processor. 2. The method of claim 1, wherein computing the 2D cross-section of the airway comprises: growing the airway using a three-dimensional (3D) region growing from a point within the airway to obtain a local shape of the airway; andestimating axes of the airway by computing eigenvectors of a covariance matrix of the airway. 3. The method of claim 2, wherein the point is user selected or automatically selected. 4. The method of claim 1, wherein identifying regions of high-intensity in the 2D cross-section comprises: thresholding structures surrounding the airway; andlabeling the structures surrounding the airway having high intensity. 5. The method of claim 1, wherein the circularity measure is a ratio between an area of the high intensity region and a disc grown within a maximum diameter of the high intensity region. 6. The method of claim 1, wherein the proximity measure is a ratio between an outer diameter of the airway and a distance between a center of the airway and a center of the high intensity region. 7. The method of claim 1, further comprising: segmenting the corresponding artery; anddetermining a broncho-arterial ratio between the airway and the corresponding artery or a broncho wall-arterial ratio between the airway and the corresponding artery. 8. The method of claim 1, further comprising: acquiring image data of the airway using a 3D imaging technique. 9. A computer program product comprising a computer useable medium having computer program logic recorded thereon for grouping airway and artery pairs, the computer program logic comprising: program code for computing a two-dimensional (2D) cross-section of an airway;program code for identifying regions of high-intensity in the 2D cross-section;program code for computing a first indicator for each of the high intensity regions, wherein the firs... | Siemens Medical Solutions USA, Inc. | G06K009/00 A61B005/08
US08781552 | B2 | 2014-07-15 | Localization of aorta and left atrium from magnetic resonance imaging | 2012-07-11 | The aorta and left atrium are localized from magnetic resonance data. The locations of the aorta and left atrium are detected jointly. The aorta and the left atrium are, at least in part, treated as one object. The detection may be from data representing a two-dimensional region. The two-dimensional region may be determined by first detecting the left ventricle from data representing a volume. | 1. A method for localization of the aorta and left atrium from magnetic resonance data, the method comprising: acquiring a plurality of frames of the magnetic resonance data representing a plurality, respectively, of first planes through a heart of a patient;reconstructing a volume of the heart with the frames of the magnetic resonance data;detecting a position of a left ventricle from the magnetic resonance data of the reconstructed volume;identifying a second plane through the heart and the corresponding magnetic resonance data based on the position of the left ventricle;detecting, jointly and two-dimensionally with a processor, the aorta and the left atrium from the magnetic resonance data for the second plane; anddisplaying an image as a function of the detecting of the aorta and left atrium. 2. The method of claim 1 wherein acquiring comprises acquiring with a localizer acquisition of the magnetic resonance data with the first planes comprising pseudo-short axis views. 3. The method of claim 1 wherein reconstructing the volume comprises interpolating the magnetic resonance data to a three-dimensional, regularly spaced grid for the volume. 4. The method of claim 1 wherein detecting the position of the left ventricle comprises detecting a left ventricle base and a long axis direction. 5. The method of claim 4 wherein identifying the second plane comprises identifying the second plane as normal to the long axis direction and a predetermined distance from the left ventricle base. 6. The method of claim 1 wherein identifying the second plane comprises identifying one of the first planes. 7. The method of claim 1 wherein detecting the aorta and the left atrium comprises detecting with a machine-trained joint detector. 8. The method of claim 7 wherein detecting with the machine-trained joint detector comprises detecting with a probabilistic boosting tree classifier having a tree-based structure. 9. The method of claim 1 wherein detecting the aorta and the left atrium comprises detecting with a bounding box defining a joint context for the aorta and the left atrium. 10. The method of claim 9 wherein detecting with the bounding box comprises detecting with a center of the bounding box being a middle point between the aorta and the left atrium, an orientation of the bounding box being an orientation from a left atrium center to an aorta center in the second plane, and a scale of the bounding box being based on a distance from the left atrium center to the aorta center. 11. The method of claim 10 wherein detecting the aorta and the left atrium comprises detecting a placement of the bounding box in the second plane, and inferring the left atrium center and the aorta center from the bounding box. 12. The method of claim 10 wherein displaying comprises displaying a magnetic resonance image with the aorta and left atrium highlighted, displaying a quantity calculated from locations of the aorta and/or the left atrium, or both. 13. The method of ... | Siemens Aktiengesellschaft | A61B005/055 G06K009/00 A61B005/00 G01R033/483
US08421457 | B2 | 2013-04-16 | Methods and systems for magnetically resonating both a subject and a substance administered to the subject | 2009-08-27 | Embodiments of the current invention include a magnetic resonance system including a magnetic resonance device and a substance to be introduced to a subject in accordance with a treatment. Further embodiments of the current invention include a method of using a magnetic resonance system including administering a substance to a subject and providing magnetic resonance to the subject. | 1. A method of using a magnetic resonance system comprising: administering a substance to a subject, wherein the substance is a drug administered as part of a treatment regimen; andproviding a resonant magnetic field to the subject either before, concomitant with, or after administration of the substance;monitoring the effect of the resonant magnetic field on the subject;monitoring the effect of the substance on the subject; andmonitoring the interacting components of the resonant magnetic field and the substance on the subject concomitant with one another in order to determine how the application of the resonant magnetic field effects an absorption rate of the drug by the subject. 2. The method of claim 1, further comprising the initial step of generating a treatment regimen based on analyzing data associated with the subject. 3. The method of claim 2, wherein generating a treatment regimen based on analyzing data associated with the subject comprises the steps of: analyzing data for positive prior treatment records of the subject; anddetermining the treatment regimen that is the best match to the subject. 4. The method of claim 2, wherein generating a treatment regimen based on analyzing data associated with the subject comprises the steps of: analyzing data for positive prior treatment records of like-situated subjects; anddetermining the treatment regimen that is the best match to the subject. 5. The method of claim 2, wherein generating a treatment regimen based on analyzing data associated with the subject comprises the steps of: analyzing subject population trends; anddetermining the treatment regimen that is the best match to the subject. 6. The method of claim 1, wherein the substance is administered after the resonant magnetic field has begun to be provided. 7. The method of claim 1, wherein the substance is administered before the resonant magnetic field has begun to be provided. 8. The method of claim 1, wherein the substance is administered concomitant with providing the resonant magnetic field. 9. The method of claim 1, wherein the subject is monitored before, during, or after the treatment. 10. The method of claim 9, further comprising making the decision to continue or end treatment based at least in part on the monitoring of the subject. 11. The method of claim 9, further comprising adjusting the treatment regimen based at least in part on the monitoring of the subject. 12. The method of claim 1, further comprising the step of storing data concerning the treatment regimen. 13. A method of treating a human, animal, or plant subject with a magnetic resonance system, the method comprising: administering a substance and resonant magnetic field to a subject, wherein the substance is a drug administered as part of a treatment regimen, and wherein the magnetic field is given before, after, or concomitant with the substance;monitoring the effect of the resonant magnetic field on the subject;monitoring the effect of the substa... | Applied Magnetics, LLC | G01R033/281 G01V003/00 A61B005/05
US08437840 | B2 | 2013-05-07 | Episode classifier algorithm | 2011-09-26 | The present disclosure is directed to the classification of cardiac episodes using an algorithm. In various examples, an episode classification algorithm evaluates electrogram signal data collected by an implantable medical device. The episode classification algorithm may classify may include a sinus template and a comparison of the electrogram signal to the sinus template. Possible classifications of the cardiac episode may include, for example, unknown, inappropriate, appropriate, supraventricular tachycardia, ventricular tachycardia, ventricular fibrillation or ventricular over-sensing. | 1. A method comprising: collecting a sinus template from a first ventricular EGM signal, wherein the sinus template comprises a portion of the first ventricular EGM signal including at least one ventricular beat, andwherein collecting the sinus template comprises collecting the sinus template from a portion of the ventricular EGM that occurred when the ventricular EGM signal and an atrial EGM signal indicated a one to one ratio of atrial events to ventricular events, a P-R interval greater than a first predetermined threshold, an R-R interval greater than a second predetermined threshold, and two consecutive R-R intervals within a predetermined range;comparing the sinus template to a second ventricular EGM signal; anddetermining, based on the comparison, whether the morphology of the second ventricular EGM signal matches the sinus template. 2. The method of claim 1, wherein the sinus template comprises a portion of the first ventricular EGM signal adjacent and subsequent to an anti-tachycardia pacing period. 3. The method of claim 2, wherein collecting the sinus template comprises collecting the sinus template when the portion of the first ventricular EGM signal adjacent and subsequent to the anti-tachycardia pacing period comprises an R-R interval that has increased by at least about 100 milliseconds (ms) from a pre anti-tachycardia pacing R-R interval. 4. The method of claim 1, wherein the sinus template comprises a portion of the first ventricular EGM signal prior and adjacent to onset of a cardiac arrhythmia episode. 5. The method of claim 1, further comprising preforming real-time diagnosis of cardiac arrhythmia based on the sinus template by an implantable medical device. 6. The method of claim 1, further including determining whether a cardiac arrhythmia diagnosis previously made by an implantable medical device was correct based on the sinus template. 7. The method of claim 1, further comprising: determining whether a morphology of the second ventricular EGM signal and a morphology of the sinus template match; andclassifying an episode including the second ventricular EGM signal as a supraventricular tachycardia in response to determining that the morphologies match. 8. The method of claim 7, wherein determining whether the morphologies match comprises comparing each of a plurality of intervals of the second ventricular EGM signal to the sinus template;determining, based on the comparison, a level of correlation between each of the plurality of intervals and the sinus template;classifying each of the plurality of intervals as matched or unmatched based on a predetermined threshold for level of correlation;comparing a percentage of intervals classified as matched to a predetermined matching percentage threshold, anddetermining that the morphologies match in response to the percentage of intervals classified as matched being above the predetermined matching percentage threshold. 9. The method of claim 1, further comprising comparing... | Medtronic, Inc. | A61B005/04
US09173590 | B2 | 2015-11-03 | Method and system for quantitative renal assessment | 2011-05-17 | Method and system embodiments of the present invention employ computational analysis tools running on one or more computer systems to quantitatively analyze MRI data from patients in order to both assess various functional parameters and characteristics of a patient's kidney, as well as to provide an electronic display device interconnected with the one or more computer systems, and accessible visualization of the quantitative assessment to facilitate diagnosis of various types of kidney abnormalities and pathologies. | 1. A computer implemented method for quantitative-organ-assessment comprising: (a) obtaining a time series of MRI images in a subject comprising: (i) acquiring pre-contrast MRI images of the organ;(ii) introducing an MRI contrast-enhancing agent into the subject; and(iii) obtaining a time-series of MRI images;(b) storing the MRI images obtained in the absence and presence of an MRI contrast-enhancing substance as a dataset, wherein the dataset comprises intensities associated with voxels at each time point in the time series of MRI images;(c) partitioning voxels within the dataset into clusters, each cluster containing voxels with similar time-intensity curves by using a Gaussian-mixture-model on principle component space;(d) distinguishing the organ clusters from background clusters by using a knowledge-based framework comprising applying fuzzy logic based on organ specific standards;(e) distinguishing the cluster into different inner compartments of the organ by using a physiological spatial model comprising transformation from time-intensity space into the physiological space, wherein the transformation is performed by using the function:SI⁡(t)=P⁢⁢2+(P⁢⁢5·t){1+exp⁡(-P⁢⁢4·(t-P⁢⁢3))2, to solve for the parameters P2, P3, P4 and P5; wherein P2 is related to the magnitude of baseline and peak signal, P3 is the approximate time of the maximum rate of increase, P4 denotes the slope of the enhancement and P5 describe the trends of excretion, for inner compartments recognition, and(f) computing functional characteristics and parameters of the organ from aggregate intensity-versus-time characteristics of the voxels within the clusters. 2. The computer implemented method of claim 1, further comprising visually displaying the assessment of the organ. 3. The computer implemented method of claim 1, wherein the dataset is compressed into fewer dimensions utilizing principal component analysis. 4. The computer implemented method of claim 1, wherein the clusters are formed using a finite-Gaussian mixture model. 5. The computer implemented method of claim 1, wherein the organ is any one or more of abdomen, brain, breast, heart, liver, lung, neck, pelvis, the musculoskeletal system, ovaries, spine, kidney or prostate. 6. A method for determining the prognosis of kidney disease in a subject in need thereof comprising: (a) obtaining a quantitative-renal-assessment of the subject by the method of claim 1;(b) comparing the quantitative renal assessment from the subject with a quantitative renal assessment from a control subject, wherein a difference in at least one or more morphological or functional parameter between the subject and the control subject is indicative of poor prognosis in the subject. 7. A method for determining a treatment course in a subject with a renal disorder comprising: (i) obtaining a quantitative-renal-assessment of the subject by the method of claim 1; and(ii) determining a treatment course based on the quantitative-renal-assessment. ... | Children's Hospital Los Angeles | A61B005/05 A61B005/055 G06T007/00 A61K049/06 A61M005/00
US09119597 | B2 | 2015-09-01 | Systems and methods for determining respiration information from a photoplethysmograph | 2011-09-23 | A signal representing physiological information may include information related to respiration. A patient monitoring system may generate a plurality of autocorrelation sequences from the signal and combine the autocorrelation sequences to generate a combined autocorrelation sequence. The combined autocorrelation sequence may be analyzed to identify one or more peaks that may correspond to respiration information. Respiration information such as respiration rate may be determined based on the one or more peaks. | 1. A method for determining respiration rate, the method comprising: receiving a photoplethysmograph (PPG) signal;processing the PPG signal to generate a plurality of morphology signals, each of the morphology signals being indicative of a respective morphology of the PPG signal;generating, using processing equipment, a plurality of autocorrelation sequences by generating a respective autocorrelation sequence for more than one of the plurality of morphology signals;generating, using the processing equipment, a combined autocorrelation sequence from the plurality of autocorrelation sequences;establishing a threshold associated with the combined autocorrelation sequence;identifying a selected peak of the combined autocorrelation sequence based on the threshold; anddetermining, using the processing equipment, a respiration rate from the combined autocorrelation sequence based on the selected peak. 2. The method of claim 1 wherein generating the combined autocorrelation sequence comprises: calculating a combination weight for each autocorrelation sequence of the plurality of autocorrelation sequences; andgenerating the combined autocorrelation sequence from the plurality of autocorrelation sequences based on the combination weights. 3. The method of claim 1 further comprising generating, using the processing equipment, a confidence value based on the combined autocorrelation sequence. 4. The method of claim 3 wherein the confidence value is based on a residual sum of a best fit of the combined autocorrelation sequence. 5. The method of claim 3 wherein the confidence value is based on a time distribution of the combined autocorrelation sequence. 6. A method for determining respiration rate, the method comprising: receiving a photoplethysmograph (PPG) signal;processing the PPG signal to generate a plurality of morphology signals, each of the morphology signals being indicative of a respective morphology of the PPG signal;generating, using processing equipment, a plurality of autocorrelation sequences by generating a respective autocorrelation sequence for more than one of the plurality of morphology signals;generating, using the processing equipment, a combined autocorrelation sequence from the plurality of autocorrelation sequences;establishing a range of interest associated with the combined autocorrelation sequence;identifying a selected peak based on the range of interest; anddetermining, using the processing equipment, a respiration rate from the combined autocorrelation sequence based on the selected peak. 7. The method of claim 6 wherein generating the combined autocorrelation sequence comprises: calculating a combination weight for each autocorrelation sequence of the plurality of autocorrelation sequences; andgenerating the combined autocorrelation sequence from the plurality of autocorrelation sequences based on the combination weights. 8. The method of claim 6 further comprising generating, using the processing equipment, a confidence... | Nellcor Puritan Bennett Ireland | A61B005/00 A61B005/024 A61B005/08 A61B005/1455 A61B005/0205
US20130085348 | A1 | 2013-04-04 | Method for Providing Remote Health Monitoring Data and Associated System | 2012-09-28 | A method and a system for providing remote health monitoring data of an individual to be used in a health monitoring system is provided. The method comprising: measuring at least one vital sign of the individual; receiving and storing data representing the at least one vital sign obtained from the measurement; continuously measuring behavioral data of the individual; validating the data representing the at least one vital sign based on the behavioral data; and visually displaying information on a condition of the individual. | 1. A method for providing remote health monitoring data of an individual to be used in a health monitoring system, the method comprising: measuring at least one vital sign of the individual;receiving and storing data representing the at least one vital sign obtained from the measurement,continuously measuring behavioral data of the individual;validating the data representing the at least one vital sign based on the behavioral data; andvisually displaying information on a condition of the individual. 2. The method of claim 1, wherein measuring at least one vital sign of the individual is carried out by a vital sign measurement device. 3. The method of claim 1, wherein continuously measuring behavioral data of the individual comprises at least one of: determining the motion and/or location of the individual in a selected area by fix mounted motion sensors; anddetermining the motion of the individual by body-worn sensors, wherein the body-worn sensors sense the speed and/or acceleration of a selected body part of the individual. 4. The method of claim 3, further comprising comparing the measured behavioral data to predetermined behavioral data of the individual for each vital sign measurement, and, in case of divergence from the predetermined behavioral data, generating a message and communicating the message to the individual. 5. The method of claim 4, wherein the message comprises at least one of an audio and a visual message. 6. The method of claim 4, wherein the predetermined behavioral data is stored as a predetermined empirical value for all types of vital sign measurements. 7. The method of claim 4, wherein the message reminds the individual of the required measurement conditions and suggests to carry out the measurement at a predetermined time after the required measurement conditions have been established. 8. The method of claim 7, wherein the message reminds the individual of expiry of the predetermined time. 9. The method of claim 3, further comprising comparing the measured behavioral data to a predetermined behavioral data of the individual for each vital sign measurement, and, in case of divergence from the predetermined behavioral data, labeling the vital sign measurement with the measurement conditions. 10. A system for providing remote health monitoring data of an individual, the system comprising: a plurality of subsystems at a location of the individual, the plurality of subsystems comprising a subsystem control unit and at least one vital sign measuring unit configured to measure at least one vital sign of the individual, wherein at least a portion of the at least one vital sign measuring unit is in communication with the subsystem control unit;a central data server station in communication with the plurality of subsystems; anda monitoring side terminal in communication with the central station configured to provide information for visual display,wherein the subsystem control unit is connected to at least one behavioral ... | GENERAL ELECTRIC COMPANY | A61B005/11 A61B005/00
US20130096408 | A1 | 2013-04-18 | IMAGING EPILEPSY SOURCES FROM ELECTROPHYSIOLOGICAL MEASUREMENTS | 2011-01-13 | An example includes a method of imaging brain activity. The method includes receiving signals corresponding to neuronal activity of the brain. The signals are based on a plurality of scalp sensors (110). The method also includes decomposing the signals into spatial and temporal independent components (140). In addition, the method includes localizing a plurality of sources corresponding to the independent components. The method includes generating a spatio-temporal representation of neural activity based on the plurality of sources. | 1. A method of imaging brain activity comprising: receiving signals corresponding to electrical activity of a brain, the signals based on a plurality of scalp sensors;decomposing the signals into spatial and temporal independent components;localizing a plurality of sources corresponding to independent components selected based on spatial, temporal or spectral features of interest; andgenerating a spatio-temporal representation of electrical activity based on the plurality of sources. 2. The method of claim 1 wherein receiving signals includes at least one of receiving MEG data or receiving EEG data. 3. The method of claim 1 wherein decomposing the signals includes executing an independent component analysis. 4. The method of claim 1 wherein localizing the plurality of sources includes estimating a source distribution using the independent components. 5. The method of claim 1 wherein localizing the plurality of sources includes generating a time-frequency representation of EEG data or generating a time-frequency representation of data corresponding to an independent component. 6. The method of claim 1 wherein generating the spatio-temporal representation includes displaying source distribution within a three dimensional space of the brain. 7. The method of claim 1 further including selecting a surgical intervention site based on the spatio-temporal representation. 8. A system for analyzing electrical activity of an organ, the system comprising: an input module configured to receive data corresponding to a plurality of signals based on the electrical activity;a first module configured to decompose the data into independent components;a second module configured to image a plurality of sources corresponding to the independent components; anda third module configured to generate a spatio-temporal representation of electrical activity of the organ based on the plurality of sources. 9. The system of claim 8 wherein the input module is configured to couple with a high density array of scalp sensors. 10. The system of claim 9 wherein the scalp sensors include at least one of an EEG sensor or a MEG sensor. 11. The system of claim 8 wherein the input module is configured to couple with at least one intracranial electrode. 12. The system of claim 8 wherein the first module includes a processor configured to implement an independent component analysis algorithm. 13. The system of claim 8 wherein the second module includes a processor configured to estimate a source location corresponding to the independent components. 14. The system of claim 8 wherein the second module includes a processor configured to implement a tomography imaging algorithm. 15. The system of claim 8 wherein the third module is configured to identify a time of onset of seizure based on the spatio-temporal representation. 16. The system of claim 8 further including a display coupled to the third module. | REGENT OF THE UNIVERSITY OF MINNESOTA | A61B005/0476 A61B005/00 A61B005/0478 A61B005/04
US20130102872 | A1 | 2013-04-25 | ELECTRODE DEVICE FOR MEASURING IMPEDANCE OF HUMAN BODY AND APPARATUS COMPRISING THE SAME | 2012-05-22 | The present invention relates to an electrode device for measuring impedance within a human body, and to an apparatus using the same for measuring impedance within a human body and performing acupuncture treatment using the measured impedance, which can automatically and precisely determine locations of meridians within the human body, form a three-dimensional image of the determined locations, and enable acupuncture treatment to be performed precisely. The electrode device for measuring impedance within a human body comprises: a cylindrical housing member having a guide rod mounted to an open side thereof; a cylindrical electrode member configured to be pressed against the skin of a human body and moved back and forth through the open side along the guide rod; and a resilient member interposed between the cylindrical electrode member and the cylindrical housing member to resiliently move the cylindrical electrode member back and forth along the guide rod. | 1. An electrode device for measuring impedances of a human body, comprising: a cylindrical housing member having a guide rod mounted to an open side thereof;a cylindrical electrode member configured to be pressed against the skin of a human body to move back and forth through the open side along the guide rod; anda resilient member interposed between the cylindrical electrode member and the cylindrical housing member to resiliently move the cylindrical electrode member back and forth along the guide rod. 2. The electrode device of claim 1, wherein the cylindrical electrode member is an electrode made of a conductive material or an electrode coated with a conductive material. 3. The electrode device of claim 2, wherein the conductive material is gold. 4. The electrode device of claim 1, wherein a protruding portion is formed at the open end of the cylindrical electrode member such that engagement between the cylindrical electrode member and the cylindrical housing member is facilitated. 5. The electrode device of claim 1, wherein the cylindrical housing member is made of a conductive material or an electrode coated with a conductive material. 6. The electrode device of claim 1, wherein a first protruding portion is formed at the open side of the cylindrical housing member and a second protruding portion is formed at the other side of the cylindrical housing member. 7. The electrode device of claim 1, wherein the resilient member is made of a conductive material. 8. The electrode device of claim 7, wherein the resilient member is a spring. 9. An apparatus for measuring impedance of a human body, which comprises: a base plate having a plurality of electrode holes formed in a lattice structure and a plurality of a first needle holes formed in a lattice structure such that the electrode holes and the first needle holes are arranged alternately;a plurality of electrode devices mounted to the electrode holes; andfirst and second electrical lines connected to the electrode devices. 10. The apparatus of claim 9, wherein the distance between two adjacent electrode holes and the distance between two adjacent first needle holes are set in a range of 5 mm to 20 mm. 11. The apparatus of claim 9, further comprising a cover configured to be engaged with the base plate to protect the electrode devices and the first and second electrical lines. 12. The apparatus of claim 10, wherein the cover includes a plurality of second needle holes arranged such that the respective second needle holes can be positioned over the respective first needle holes of the base plate when the cover is engaged with the base plate. 13. The apparatus of claim 12, wherein the outer width of the second needle holes is greater than the inner width thereof. 14. The apparatus of claim 10, wherein the cover is provided with at least one identifying member. 15. The apparatus of claim 10, wherein the cover is made of silicone. 16. The apparatus of claim 11, wherein the cover is sha... | - | A61B005/053
US08391940 | B2 | 2013-03-05 | Methods and systems to correct for hematocrit effects | 2010-02-04 | Described and illustrated herein are exemplary methods of operating an analyte measurement system having a meter and a test strip. Such methods may be exemplarily achieved by determining a first glucose concentration by measuring a first reflectance at about a first wavelength at a testing surface of the pad; measuring a second reflectance at about a second wavelength; formulating at least one equation to correct the first glucose concentration for temperature or hematocrit effects using the second reflectance at about the second wavelength; determining a second glucose concentration using the first glucose concentration, the second reflectance at about a second wavelength; and displaying the second glucose concentration that is corrected for temperature and hematocrit effects. | 1. A method of correcting a glucose concentration in a glucose measurement system having a test strip and an optical reading device, the method comprising: determining a first glucose concentration by measuring a first reflectance at about a first wavelength proximate a surface of the test strip having a membrane impregnated with a color-producing reagent;measuring a temperature and measuring a second reflectance at about a second wavelength;determining a second glucose concentration with at least one equation to correct the first glucose concentration with the temperature and the second reflectance at about the second wavelength; anddisplaying the second glucose concentration. 2. The method of claim 1, wherein the at least one equation comprises an equation of the form: G2=a0+a1*G1+a2*T+a3*K/Sλ2+a4*(G1)2+a5*(T)2+a6*(K/Sλ2)2 where:G2 is the second glucose concentration corrected for temperature and hematocrit effects;G1 is the first glucose concentration and is determined from the first reflectance measured at about a first wavelength, λ1;T is temperature;K/Sλ2 comprises a value obtained with an equation of the form: K/Sλ2=(1−R2)2/(2*R2)where:R2 is the second reflectance at about the second wavelength, λ2, taken at an endpoint time; andCoefficients a0 through a6 depend on the endpoint time at which the first reflectance at about the first wavelength, λ1, is measured. 3. A method of correcting a glucose concentration in a glucose measurement system having a test strip and an optical reading device, the method comprising: determining a first glucose concentration by measuring a first reflectance at about a first wavelength proximate a surface of the test strip having a membrane impregnated with a color-producing reagent;measuring a temperature and measuring a second reflectance at about a second wavelength;determining a second glucose concentration based on the temperature and the second reflectance at about the second wavelength with an equation of the form: G2=a0+a1*G1+a2*T+a3*K/Sλ2+a4*G1*T+a5*G1*K/Sλ2+a6*T*K/Sλ2+a7*(G1)2+a8*(T)2+a9*(K/Sλ2)2+a10*(G1)3+a11*(T)3+a12*(K/Sλ2)3+a13*G1*T*K/Sλ2+a14*(G1)2*T+a15*(G1)2*(K/Sλ2)+a16*G1*T2+a17*G1*(K/Sλ2)2+a18*T*(K/Sλ2)2+a19*T2*(K/Sλ2)where:G2 is the second glucose concentration corrected for temperature and hematocrit effects;G1 is the first glucose concentration and is determined from the reflectance measured at about a first wavelength, λ1;T is temperature;K/Sλ2 comprises a value obtained with an equation of the form: K/Sλ2=(1−R2)2/(2*R2)where:R2 is the second reflectance at about the second wavelength, λ2, taken at an endpoint time; andCoefficients a0 through a19 depend on the endpoint time at which the first reflectance at about the first wavelength, λ1, is measured; anddisplaying the second glucose concentration. 4. A method of correcting a glucose concentration in a glucose measurement system having a test strip and an optical reading device, the method comprising: determining a first glucose concent... | LifeScan, Inc. | A61B005/00
US09095273 | B2 | 2015-08-04 | Systems and methods for automated dynamic contrast enhancement imaging | 2011-09-26 | Embodiments disclosed herein provide systems and methods for automating the acquisition and analysis of contrast enhancement images. Model-free discrimination methods are provided in which discrimination between well-perfused pixels (e.g. normal tissue) and perfusion-deficient pixels (e.g. ablation lesions) is automated based on histogram shape. For example, in selected embodiments, discrimination is made based on pixels corresponding to abnormal perfusion (e.g. ablation lesions) and normal perfusion (e.g. normal tissue) form distinctive lobes separated by a minimum formed due to the presence of border pixels. Segmentation of cumulative dynamic contrast enhancement maps by thresholds identified on such histograms is employed to separate abnormally-perfused tissue from the normally-perfused tissue without any user interactions, freeing the user from the necessity to analyze and interpret original dynamic contrast enhancement images or maps derived from them. The histogram properties can also be used for automatic termination of the image acquisition and analysis processes. | 1. A method of performing contrast-enhanced medical imaging, the method including the steps of: a) prior to injection of a contrast agent to a subject, acquiring one or more baseline images of the subject with an imaging device;b) processing the baseline image data to determine an average baseline image from the one or more baseline images; andduring or after injection of the contrast agent to the subject;c) acquiring a post-injection image with the imaging device;d) processing image data from previously acquired post-injection images to generate at least one cumulative map, wherein a baseline contribution is removed based on the average baseline image;e) determining a frequency of occurrence of cumulative map values of pixels within binned intervals in a form suitable for generating a histogram;f) determining a quantity associated with a double-peak shape of the histogram and comparing the quantity to a pre-determined threshold, wherein each peak of the double-peak shape is associated with tissue having a different perfusion rate;g) repeating steps c) to f) until the quantity exceeds the pre-determined threshold; andh) segmenting the most recently generated cumulative map to generate a segmented image for visualizing a border between tissue regions having different perfusion characteristics;wherein steps b), d), e), f) and h) are performed using one or more processors. 2. The method according to claim 1 further comprising the step of interrupting image acquisition after the quantity exceeds the pre-determined threshold. 3. The method according to claim 1 wherein the step of segmenting the cumulative map is performed by separating pixels in the histogram by selecting pixels according to a pre-defined criterion. 4. The method according to claim 3 wherein the pre-defined criterion includes the pre-determined threshold. 5. The method according to claim 1 wherein the pre-determined threshold is associated with a contrast-to-noise ratio that is suitable for subsequent image analysis. 6. The method according to claim 1 wherein image data is obtained for a plurality of slices, and wherein the step of generating a cumulative map includes generating a per-slice cumulative map for each slice. 7. The method according to claim 6 wherein the step of generating a histogram associated with the cumulative map includes generating a per-slice histogram for two or more of the slices, and wherein the step of determining a quantity associated with the double-peak shape of the histogram includes determining a per-slice quantity for each of the two or more slices, and wherein the step of comparing the quantity to a pre-determined threshold includes the step of comparing the per-slice quantities to the pre-determined threshold. 8. The method according to claim 7 wherein the step of comparing the per-slice quantities to the pre-determined threshold includes calculating an average value of the per-slice quantities and comparing the average value of the per-slice qu... | SUNNYBROOK RESEARCH INSTITUTE | A61B005/05 A61B005/055 A61B006/03 A61B006/00 A61B008/08 G06T007/00
US20130060125 | A1 | 2013-03-07 | ENCEPHALOGRAPHY METHOD AND APPARATUS INCORPORATING INDEPENDENT COMPONENT ANALYSIS AND A SPECTRAL SHAPING FILTER | 2011-04-15 | Methods and apparatus for encephalography process encephalography data to yield components that correspond to modular areas of the brain. In some embodiments encephalography data is processed by independent component analysis to yield a first set of components that are processed to generate a spectral filter. The spectral filter is applied to the encephalography data to generate a second set of components. The second set of components may be represented by one or more matrices. In an embodiment the second set of components is represented by weight and sphereing matrices. Methods and apparatus may be applied for monitoring brain function, selecting participants for medical trials, adjusting drug dosages, performing and monitoring biofeedback methods, detecting progression toward diseases or conditions that affect the brain and other applications. | 1. A method for monitoring activity of modular sources within the brain, the method comprising: obtaining encephalography data for one or more subjects;processing the encephalography data using a first independent component analysis algorithm to identify a plurality of first components within the encephalography data;based on the first components, defining a spectral shaping filter emphasizing spectral frequencies at which the components of the first plurality of components are more statistically independent over other frequencies at which the components of the first plurality of components are less statistically independent;processing the encephalography data using the spectral shaping filter to yield spectrally-shaped encephalography data;processing the spectrally-shaped encephalography data using a second independent component analysis algorithm to identify a plurality of second components within the spectrally-shaped encephalography data; and,processing the encephalography data to determine weights corresponding to the second components. 2. A method according to claim 1 wherein the encephalography data comprises electroencephalography (EEG) data. 3. A method according to claim 1 wherein the encephalography data comprises magnetoencephalography (MEG) data. 4. A method according to claim 1 wherein the first independent component analysis algorithm comprises determining a preliminary weight matrix W and a sphering matrix P from the encephalography data. 5. A method according to claim 4 wherein the first independent component analysis algorithm further comprises performing a band-specific independent component analysis algorithm using the weight matrix W, sphering matrix P, and encephalography data as inputs to the band-specific independent component analysis algorithm. 6. A method according to claim 1 comprising processing the second components to yield volume domain characteristics of the second components. 7. (canceled) 8. A method according to claim 6 wherein processing a second component to yield volume domain characteristics comprises synthesizing encephalography data corresponding to the second component and providing the synthesized encephalography data to a beamforming algorithm. 9. A method according to claim 8 wherein synthesizing encephalography data comprises multiplying a synthetic time-varying waveform with a topography corresponding to the second component. 10. A method according to claim 9 wherein synthesizing encephalography data comprises adding synthetic noise wherein the synthetic noise on all dimensions has zero correlation and the synthetic signal has zero correlation with the synthetic noise. 11. A method according to claim 8 wherein the beamforming algorithm comprises a LCMV beamformer. 12. A method according to claim 1 wherein the second independent component analysis algorithm is iterative, the method comprises performing a plurality of iterations of the second independent component analysis algorithm and, fo... | Applied Brain and Vision Sciences Inc. | A61B005/0476 A61B005/05
US08428705 | B2 | 2013-04-23 | Atrial fibrillation detection | 2009-09-22 | Atrial fibrillation is detected in an electrical signal representative of a beating heart by measuring atrial activity over a time window of three or more beats, measuring beat interval variation over the time window and combining the measures of atrial activity and beat interval variation to produce an indication of an atrial fibrillation condition in the electrical signal. | 1. A computer implemented method comprises: receiving an electrical signal representative of a beating heart;measuring by the computer beat interval variation over a time window of three or more beats in the electrical signal;measuring by the computer atrial activity to produce an atrial activity measure, by: detecting a TQ interval in the electrical signal, the TQ interval defined by an offset of the T wave in the electrical signal and an onset of a subsequent QRS interval in the electrical signal;detecting P-waves in the electrical signal within the detected TQ interval of the electrical signal;classifying the detected P-waves as conducted or non-conducted; andcombining by the computer the atrial activity measure of classified P-waves and beat interval variation measure to produce an indication of an atrial fibrillation condition in the electrical signal. 2. The method of claim 1 wherein the electrical signals are provided from plural electrical channels and the method further comprises: determining whether one or more P-waves are detected during a TQ interval on a channel from the plural channels with a largest expected P-wave; combining a number and times of detected P-waves from that channel when plural P-waves are detected; otherwise,combining a number and times of detected P-waves from an alternate one of the plural channels. 3. The method of claim 1 wherein measuring atrial activity further comprises: computing a measure of the fraction of beat intervals that have one detected P wave. 4. The method of claim 1 measuring atrial activity further comprises determining if more than one P wave was present in a beat interval. 5. The method of claim 1 wherein detecting P waves further comprises: provisionally classifying a P wave as conducted or non-conducted, by: classifying a P-wave closest to the R-wave as conducted if the P-wave is within a time interval of 120 ms&lt;PR&lt;400 ms, otherwiseclassifying the P-wave as non-conducted; andclassifying any other P-waves in the same TQ interval as non-conducted. 6. The method of claim 1 wherein measuring atrial activity further comprises: using information from more than one signal channel representative of a beating heart to detect and classify the P-waves. 7. The method of claim 6 wherein measuring atrial activity further comprises: measuring the atrial activity for a plurality of channels;determining a quality indicator for the measured channels; andselecting one of the measures from the channels based at least in part on the determined quality indicators for the measured channels. 8. The method of claim 1 wherein measuring atrial activity further comprises: removing part or all of a ventricular waveform from the received ECG signal. 9. The method of claim 8 wherein measuring atrial activity further comprises: measuring the atrial activity from a portion of the signal from which part or all of the ventricular waveform was removed. 10. The method of claim 1 wherein measuring atrial activity... | Medicomp, Inc. | A61B005/0402
US08391948 | B2 | 2013-03-05 | Electrode array | 2006-09-22 | A disposable electrode array 100, 200 including a flexible member 106, 206 in which a plurality of electrodes 102, 202 are disposed, having a shape adapted to contact the forehead skin surface on a human patient. A pair of ear loops 104, 204 coupled to the disposable electrode array 100, 200 secure the disposable electrode array 100, 200 about the patient's ears, with the flexible member 106, 206 disposed across the patient's bow, retaining the electrodes 102, 202 against the skin surface. Additional electrodes 102, 202 are disposed in proximity to the ear loops 104, 204 and are configured to contact the skin surface behind the patient's ears. An auditory stimulus delivery element 116, 216 is coupled with each of the ear loops 104, 204, and positioned to seat in proximity to the patient's ear canal for the delivery of auditory stimulus. Electrical conductors associated with the electrodes 102, 202 and the stimulus delivery elements 116, 216 are routed within the flexible member 106, 206 to a common external connection point 118, 218 for connection to an external system. The disposable electrode array 100, 200 may be configured for both evoking and measuring evoked bio-potentials in the human subject, or for measuring bio-potentials evoked using a separate stimulus delivery system. | 1. An electrode array for measuring bio-potential signals from a skin surface, consisting essentially of: a pair of ear loops, each ear loop configured to fit around an ear of a human patient, and each ear loop further comprising at least one ear loop electrode;a flexible web coupled between said pair of ear loops and supporting a plurality of electrodes thereon, said flexible web configured to span a forehead of said human patient, and said plurality of electrodes configured for placement against a skin surface on the forehead of said human patient;wherein the ear loops and the flexible web are configured to retain the flexible web in tension across the forehead of said human patient and to position the plurality of electrodes operatively in place on the forehead when the pair of ear loops are secured about the ears of the human patient. 2. The electrode array of claim 1 wherein each of said plurality of electrodes is operatively coupled via an associated electrical conductor to a common external connection point. 3. The electrode array of claim 2 wherein each of said associated electrical conductors is routed internally through said flexible web. 4. The electrode array of claim 1 further including an auditory stimulator centrally disposed within each of said pair of ear loops for placement adjacent an ear canal, each of said auditory stimulators configured to generate an auditory stimuli. 5. The electrode array of claim 4 wherein each of said auditory stimulators is operatively coupled via an associated electrical conductor to a common external connection point. 6. The electrode array of claim 1 wherein said at least one ear loop electrode is disposed about said ear loop substantially opposite from said flexible web. 7. The electrode array of claim 1 further including an adhesive material disposed around each of said electrodes. 8. The electrode array of claim 1 further including an external connection for establishing an electrical connection to each of said plurality of electrodes. 9. The electrode array of claim 1 wherein each of said ear loops is composed of a flexible material. 10. The electrode array of claim 1 wherein each of said ear loops is composed of a substantially rigid material. 11. The electrode array of claim 1 wherein at least one electrode in said plurality of electrodes is secured to said flexible web with at least one break-away tab and supported on at least one flexible connector coupled to said flexible web, said at least one flexible connector configured to permit a range of movement of said electrode following severing of said at least one break-away tab to facilitate placement of said electrode on said skin surface. 12. The electrode array of claim 11 wherein at least four electrodes are disposed within a central portion of said flexible web in a fixed configuration. 13. The electrode array of claim 1 wherein each of said at least one ear loop electrodes is supported on an associated flexible connector coup... | Brainscope Company, Inc. | A61B005/0478 A61B005/0484
US08402161 | B2 | 2013-03-19 | Communication of information between a plurality of network elements | 2007-10-04 | A communications protocol interface may be configured as being divisible into a core portion and an extensible portion. The extensible portion of the communications protocol interface may be further configured so that each network element can communicate a unique and optimally small subset of actual interoperable data that corresponds to at least a portion of a larger defined data set. A software generator program may be configured to generate a set of extensible source code that operates upon the subset of actual data and that directs the execution of the extensible portion of the communications protocol interface for a particular network element. | 1. A non-transitory computer-readable storage medium carrying one or more sequences of instructions for controlling communications between one or more network devices, which instructions, when executed by one or more processors, cause the one or more processors to carry out the steps of: transferring a communication through an upper protocol stack, wherein the upper protocol stack is operable by application software, the application software: defining a data transfer protocol including a medical object management protocol layer defining hierarchical classification fields;processing the communication according to the hierarchical classification fields to identify: a highest family classification field defining classes of physiological data including blood pressure, temperature, and pulse oximetry,a middle genus classification field defining one or more attributes of the highest family classification field, including requesting data, responding with data, commands, continuously report data, and request status information, anda lowest species classification field defining a particular data type including getting data and putting data associated with blood pressure, temperature, and oximetry, andinterpreting the communication based on the processing of the hierarchical classification fields; andtransferring the communication through an interchange layer between the upper protocol stack and a lower protocol stack, the communication transferred through the interchange layer establishing a connection between a first network device and a second network device, at least one of the first network device or the second network device being a medical device. 2. The non-transitory computer-readable storage medium of claim 1, wherein the upper protocol stack further comprises a link management protocol, wherein the link management protocol establishes and terminates connections between the one or more network devices. 3. The non-transitory computer-readable storage medium of claim 1, further comprising receiving the communication at the upper protocol stack from an application layer. 4. The non-transitory computer-readable storage medium of claim 1, further comprising receiving the communication at the lower protocol stack from a network device. 5. The non-transitory computer-readable storage medium of claim 1, wherein the classification fields comprise a first classification field identifying a particular software module within the data transfer protocol having an associated set of message and information types. 6. The non-transitory computer-readable storage medium of claim 5, wherein the classification fields comprise a second classification field identifying a set of one or more attributes of the first classification field. 7. The non-transitory computer-readable storage medium of claim 6, wherein the classification fields comprise a third classification field identifying a set of one or more additional attributes of the software module identified by t... | Welch Allyn, Inc. | G06F015/16 A61B005/00
US08425429 | B2 | 2013-04-23 | Devices, systems and methods for vibrotactile stimulation and non-invasive neurological screening | 2007-05-29 | Devices, systems, methods, and computer program products are disclosed for non-invasive diagnosis and screening of neurological disorders. Spatio-temporal mapping can be utilized between the skin and the central nervous system to rapidly, painlessly and quantitatively assess functional connectivity in the central nervous system. Stimulation drivers can be independently operated to control the movement of stimulators to achieve a variety of desired stimulation parameters. | 1. A method of screening for a neurological disorder, comprising: (a) providing a portable, vibrotactile stimulation device comprising: (i) a plurality of stimulators for providing vibrotactile stimulation;(ii) stimulation drivers for driving the stimulators; and(iii) whereby the stimulators are independently controllable and operable for controlled stimulation of a subject with independently controllable stimulation parameters;(b) providing vibrotactile stimulation to the subject, wherein the vibrotactile stimulation comprises a standard independently controllable stimulation parameter and a test independently controllable stimulation parameter;(c) querying the subject for the subject's response to the standard and test stimulation parameters and recording and generating a tracking report based upon the response information;(d) repeating steps (b) and (c), wherein the test stimulation parameter is decreased for a correct subject response and increased for an incorrect subject response such that the subject's discrimination ability is determined;(e) repeating steps (b)-(d) in the presence of a modified independently controllable stimulation parameter that is provided to the subject such that the subject's discrimination ability is determined in the presence of the modified stimulation parameter; and(f) comparing the subject's discrimination ability in the presence and absence of the modified stimulation parameter, wherein a lack of a change in discrimination ability in the presence of the modified stimulation parameter indicates a neurological-disorder. 2. The method of claim 1, wherein the independently controllable stimulation parameter comprises one or more of: (a) amplitude;(b) frequency;(c) phase relationship;(d) onset time;(e) duration;(f) vertical displacement;(g) lateral displacement; or(h) force offset. 3. The method of claim 1, wherein the vibrotactile stimulation of step (b) is provided to one of the subject's hands. 4. The method of claim 1, wherein the modified independently controllable stimulation parameter consists of delivery of a simultaneous independently controllable stimulation parameter to the corresponding site of the opposite hand of the subject. 5. The method of claim 1, wherein the modified independently controllable stimulation parameter consists of delivery to the subject of an adaptation independently controllable stimulation parameter prior to step (b). 6. The screening method of claim 1, wherein the modified stimulation parameter consists of addition of a same site high frequency or high amplitude vibration to the test stimulation parameter. 7. The screening method of claim 6, wherein the same site high frequency vibration is a 200 Hz vibration. 8. The screening method of claim 1, wherein the query to the subject is to which of the stimulation parameters are larger, wherein the decrease for a correct subject response and the increase for an incorrect response is in an amplitude or a frequency of the test stim... | The University of North Carolina at Chapel Hill | A61B005/00
US08424529 | B2 | 2013-04-23 | Adjustment of endotracheal tube cuff filling | 2006-08-21 | A method of intubating a subject is disclosed. The method comprises inserting an endotracheal tube into the tracheal airway of the subject; inflating a cuff associated with the endotracheal tube within the airway below the vocal cords; measuring a level of at least one measure being indicative of leakage of secretion past the cuff to the lungs; comparing the level of the measure with an optimal level of the measure; and adjusting inflation of the cuff based on the comparison so as to generally minimize leakage of secretion from above the cuff to the lungs, while minimizing pressure associated damages to the airway. The measure(s) can be carbon dioxide concentration, a proxy measure from which such concentration can be inferred, or the level of one or more additives delivered to a subject during intubation. | 1. A method of intubating a subject having an airway ending with lungs and vocal cords, comprising: inserting an endotracheal tube into the airway;inflating a cuff associated with said endotracheal tube within the airway below the vocal cords;delivering a breathing gas through said endotracheal tube into the lungs;delivering at least one identifiable additive into the lungs or to a location outside said endotracheal tube and outside said cuff;monitoring a level of said at least one identifiable additive at a monitoring location in the body of the subject, to identify leakage of secretions near said cuff outside said endotracheal tube; andadjusting inflation of said cuff based on said monitoring so as to generally minimize leakage of said secretions from above said cuff to the lungs, while minimizing pressure associated damages to the airway. 2. The method of claim 1, wherein said monitoring said level of said at least one identifiable additive comprises performing mass spectrometry. 3. The method of claim 1, wherein said measuring device comprises a mass spectrometer. 4. The method of claim 1, wherein said measuring device comprises a gas analyzer. 5. The method of claim 1, wherein said at least one identifiable additive is characterized by measurable electric properties. 6. The method of claim 1, wherein said at least one identifiable is characterized by measurable magnetic properties. 7. The method of claim 1, wherein said at least one identifiable is characterized by measurable optical properties. 8. The method of claim 1, wherein said at least one identifiable is characterized by measurable radiative properties. 9. The method of claim 1, wherein said at least one identifiable is characterized by measurable fluorescent properties. 10. The method of claim 1, wherein said at least one identifiable additive comprises at least one inert gas. 11. The method of claim 1, wherein said at least one identifiable additive comprises at least one colored gas. 12. The method of claim 1, wherein said at least one identifiable additive comprises at least one radioisotope. 13. A system for intubating a subject having an airway ending with lungs, comprising: an endotracheal tube, adapted to be inserted into the airway and being associated with a cuff capable of being inflated below the vocal cords;a measuring device for measuring at least one measure being indicative of leakage of secretion from above said cuff to the lungs, said at least one measure being other than carbon dioxide concentration between said cuff and said vocal cords; andan inflating device for adjusting inflation of said cuff based on signals received from said measuring device so as to generally minimize leakage of secretion from above said cuff to the lungs, while minimizing pressure associated damages to the airway, said inflating device being in communication with said measuring device, thereby forming therewith a closed loop control. 14. The system of claim 13, wherein said m... | Hospitech Respiration Ltd. | A61M016/00 A62B007/00 A61B005/08
US08403848 | B2 | 2013-03-26 | Assessment of sleep quality and sleep disordered breathing based on cardiopulmonary coupling | 2008-01-23 | An assessment of sleep quality and sleep disordered breathing is determined from the cardiopulmonary coupling between two physiological data series. In an embodiment, an R-R interval series is derived from an electrocardiogram (ECG) signal. The normal beats from the R-R interval series are extracted to produce a normal-to-normal (NN) interval series. The amplitude variations in the QRS complex are used to extract to a surrogate respiration signal (i.e., ECG-derived respiration (EDR)) that is associated with the NN interval series. The two series are corrected to remove outliers, and resampled. The cross-spectral power and coherence of the two resampled signals are calculated over a plurality of coherence windows. For each coherence window, the product of the coherence and cross-spectral power is used to calculate coherent cross power. Using the appropriate thresholds for the coherent cross power, the proportion of sleep spent in CAP, non-CAP, and wake and/or REM are determined. | 1. A method of evaluating a subject's sleep quality, comprising: accessing a first series of physiological data representing respiration data of the subject;accessing a second series of physiological data representing cardiac data of the subject, said second series being, temporally aligned with said first series;calculating a data series of coherent cross power based on the first and second series by determining a cross-spectra power and a coherence for each of a plurality of temporally aligned subsets of data from said first series and said second series and computing said coherent cross power for each temporally aligned subset, said coherent cross power being computed from the product of said cross-spectra power and said coherence of each temporally aligned subset;determining cardiopulmonary coupling from the data series of coherent cross power; andcomparing the cardiopulmonary coupling to a detection threshold associated with sleep quality,wherein the method is executed in a processor of a computer system. 2. The method according to claim 1, wherein the calculating a data series of coheren cross power includes using a Fast Fourier Transform. 3. The method according to claim 1, further comprising: determining cyclic alternating pattern (CAP) activity, non-CAP activity, wake activity, REM activity, or a sleep breathing disorder based on the comparison between the cardiopulmonary coupling and the detection threshold. 4. The method according to claim 1, wherein the first and second series of physiological data are derived from an electrocardiogram signal. 5. The method according to claim 1, wherein said accessing a first series comprises: extracting a series of QRS amplitude data from said physiological data. 6. The method according to claim 1, wherein said accessing a second series comprises: extracting a series of normal-to-normal heart beats from said physiological data. 7. A computer program product having a computer useable medium with computer readable program code functions embedded in said medium for causing a computer to evaluate sleep quality, comprising: a first computer readable program code function that causes the computer to access a first series of physiological data;a second computer readable program code function that causes the computer to access a second series of physiological data, said second series being temporally aligned with said first series; anda third computer readable program code function that causes the computer to calculate a data series of coherent cross power based on the first and second series by determining a cross-spectra ower and a coherence for each of a plurality of temporally aligned subsets of data from said first series and said second series and computing said coherent cross power for each temporally all aligned subset, said coherent cross power being computed from the product of said cross-spectra power and said coherence of each temporally aligned subset;a fourth computer readable program cod... | Beth Israel Deaconess Medical Center, Inc. | A61B005/00 A61B005/08 A61B005/04
US08396277 | B2 | 2013-03-12 | Magnetic resonance imaging apparatus | 2011-03-04 | In an MRI apparatus, an executing unit executes an image taking sequence according to a parallel imaging method so as to collect MR signals by using a plurality of RF coils; a reconstructing unit reconstructs an MR image from the MR signals; an unfolding processing unit performs an unfolding process to unfold aliasing that has occurred in the MR image, by using sensitivity distribution data indicating a spatial sensitivity distribution of the RF coils; a judging unit judges whether the unfolded image includes one or more pixels of which the pixel values are abnormal; and when the judgment result is in the affirmative, a correcting unit corrects the sensitivity distribution data so that the pixel values of the pixels become closer to a normal value. After the sensitivity distribution data has been corrected, the unfolding processing unit performs the unfolding process again by using the corrected sensitivity distribution data. | 1. A magnetic resonance imaging apparatus comprising: an executing unit that executes an image taking sequence according to a parallel imaging method so as to collect magnetic resonance signals by using a plurality of radio frequency coils;a reconstructing unit that reconstructs a magnetic resonance image from the magnetic resonance signals;an unfolding processing unit that performs an unfolding process so as to unfold aliasing that has occurred in the magnetic resonance image, by using sensitivity distribution data indicating a spatial sensitivity distribution of the radio frequency coils;a judging unit that judges whether the unfolded image obtained as a result of the unfolding process includes one or more pixels of which pixel values are abnormal; anda correcting unit that, in a case where the judging unit has judged that the unfolded image includes one or more pixels of which the pixel values are abnormal, corrects the sensitivity distribution data in such a manner that the pixel values of the pixels become closer to a normal value, whereinafter the sensitivity distribution data has been corrected, the unfolding processing unit performs the unfolding process again by using the sensitivity distribution data that has been corrected. 2. The magnetic resonance imaging apparatus according to claim 1, wherein the correcting unit corrects the sensitivity distribution data in such a manner that a sensitivity difference between channels in a position of each of the pixels of which the pixel values have been judged to be abnormal becomes larger. 3. The magnetic resonance imaging apparatus according to claim 2, wherein the judging unit calculates a representative value of pixel values, based on a distribution state of pixel values of pixels included in the unfolded image, and judges whether the unfolded image includes one or more pixels of which the pixel values are abnormal, based on the representative value that has been calculated. 4. The magnetic resonance imaging apparatus according to claim 3, wherein the judging unit calculates a median as the representative value. 5. The magnetic resonance imaging apparatus according to claim 1, wherein the judging unit calculates a representative value of pixel values, based on a distribution state of pixel values of pixels included in the unfolded image, and judges whether the unfolded image includes one or more pixels of which the pixel values are abnormal, based on the representative value that has been calculated. 6. The magnetic resonance imaging apparatus according to claim 5, wherein the judging unit calculates a median as the representative value. 7. A magnetic resonance imaging apparatus comprising: an executing unit that executes an image taking sequence according to a parallel imaging method so as to collect magnetic resonance signals by using a plurality of radio frequency coils;a reconstructing unit that reconstructs a magnetic resonance image from the magnetic resonance signals;an unfolding ... | Kabushiki Kaisha Toshiba Toshiba Medical Systems Corporation | G06K009/00 A61B005/05
US08396526 | B2 | 2013-03-12 | Method for spectrophotometric blood oxygenation monitoring | 2006-05-10 | According to the present invention, a method and apparatus for non-invasively determining the blood oxygen saturation level within a subject's tissue is provided. The method comprises the steps of: 1) providing a near infrared spectrophotometric sensor operable to transmit light along a plurality of wavelengths into the subject's tissue; 2) sensing the light transmitted into the subject's tissue using the sensor, and producing signal data representative of the light sensed from the subject's tissue; 3) processing the signal data to account for physical characteristics of the subject; and 4) determining the blood oxygen saturation level within the subject's tissue using a difference in attenuation between the wavelengths. The apparatus includes a sensor having a light source and at least one light detector, which sensor is operably connected to a processor. The sensor is operable to transmit light along a plurality of wavelengths into the subject's tissue, and produce signal data representative of the light sensed from the subject's tissue. The algorithm is operable to process the signal data to account for the physical characteristics of the subject being sensed. | 1. A method for non-invasively determining a blood oxygen saturation level of the microvasculature within a subject's tissue, comprising the steps of: providing a spectrophotometric sensor operable to transmit light into the subject's tissue, and to sense the light;detecting light after passage through the subject's tissue using the sensor, and producing initial signal data from the light sensed;calibrating the sensor to that particular subject using the initial signal data, thereby accounting for the specific physical characteristics of the particular subject's tissue being sensed; andsubsequent to calibrating the sensor,using the calibrated sensor to determine the blood oxygen saturation level within the subject's tissue. 2. The method of claim 1, wherein the physical characteristics of the subject's tissue include pigmentation of skin and tissue disposed below the skin. 3. The method of claim 2, wherein the processing calibrating step includes the use of absorption coefficients for pigmentation in the subject's tissue. 4. The method of claim 3, wherein the calibrating step includes determining one or more calibration constants using the absorption coefficients for pigmentation, which calibration constants are used to within the step of determining the blood oxygen saturation level within the subject's tissue. 5. A method for non-invasively determining a blood oxygen saturation level of the microcirculation within a subject's tissue using a spectrophotometric sensor operable to transmit light into the subject's tissue, and to sense the light, the method comprising the steps of: sensing the subject's tissue using the sensor, and producing initial signal data there from, which signal data is attributable to non-pulsatile blood flow within the microcirculation of the subject's tissue;calibrating the sensor to that particular subject using the initial signal data, thereby accounting for the specific physical characteristics of the particular subject's tissue being sensed; andsubsequent to calibrating the sensor,determining the blood oxygen saturation level within the subject's tissue using the calibrated sensor. 6. The method of claim 5, wherein the physical characteristics of the subject's tissue comprise pigmentation of skin and tissue disposed below the skin. 7. The method of claim 6, wherein the calibrating step includes the use of absorption coefficients for pigmentation in the subject's tissue. 8. The method of claim 5, wherein the step of determining the blood oxygen saturation level within the subject's tissue comprises processing signal data other than the initial signal data. 9. The method of claim 8, wherein the blood oxygen saturation level within the subject's tissue is determined using a difference in attenuation between a first of the wavelengths and each of the other of the wavelengths. 10. A method for non-invasively determining a hemoglobin concentration level of the microcirculation within a subject's tissue, comprising ... | CAS Medical Systems, Inc. | A61B005/00
US08425417 | B2 | 2013-04-23 | Integrated device for continuous in vivo analyte detection and simultaneous control of an infusion device | 2008-11-07 | Systems and methods of use for continuous analyte measurement of a host's vascular system and the simultaneous control of a flow control device are provided. In some embodiments, an integrated system includes a vascular access device, a continuous analyte sensor, system electronics and an electronic cable for communication with a third-party infusion device, the system being configured for insertion into fluid communication with a host's circulatory system. | 1. A system for analyte detection in and fluid infusion into a host, comprising: an analyte sensor configured and arranged to generate sensor data associated with an analyte;a fluid coupler configured to connect an IV equipment with a vascular access device configured for fluid communication with a circulatory system of the host; andsystem electronics operably connected to the analyte sensor and configured to process the sensor data, wherein the system electronics comprise: a processor module configured to control a flow profile of a flow control device, wherein the flow profile is configured to intermittently control flow of a fluid through the vascular access device into the circulatory system of the host and to intermittently control a flow of a sample from the circulatory system of the host into the vascular access device when the vascular access device is in fluid communication with the circulatory system of the host and operably connected to the flow control device;a data storage memory configured to store the sensor data associated with the analyte of the host; andan output module configured and arranged to operably connect with the flow control device so as to enable the processor module to control the flow profile of the flow control device anda cable configured to provide a wired connection between the system electronics and the analyte sensor, wherein the cable comprises the data storage memory wherein the system electronics are configured to be powered at least in part by a flow control device. 2. The system of claim 1, wherein the cable is configured to operably connect with a flow control device. 3. The system of claim 2, wherein at least a portion of the system electronics is physically connected to the cable such that the at least a portion of the system electronics is located within a distance of about 8 feet or less of the analyte sensor. 4. The system of claim 1, wherein the system electronics are located on the electrical cable. 5. The system of claim 4, wherein the system electronics are located within a distance of about 3 feet or less of the analyte sensor. 6. The system of claim 1, wherein the system electronics are non-releasably connected with the analyte sensor. 7. The system of claim 1, wherein the system electronics are releasably connected to the analyte sensor. 8. The system of claim 1, wherein the output module is configured and arranged for wireless communication with a flow control device. 9. The system of claim 1, wherein the processor module comprises a fail-safe module. 10. The system of claim 1, wherein the system electronics are configured to process the sensor data to obtain one or more sensor analyte values, and wherein the flow profile is determined based at least in part on the one or more sensor analyte values. 11. The system of claim 1, further comprising a source of a solution comprising a medicament. 12. The system of claim 11, wherein the flow profile is configured to intermittently contr... | Dexcom, Inc. | A61B005/00
US08708924 | B2 | 2014-04-29 | Method and apparatus for management of heart failure hospitalization | 2012-11-05 | A hospitalization management system including a heart failure analyzer that receives diagnostic data including at least sensor data representative of one or more physiological signals sensed from a hospitalized patient using one or more sensors and assesses risk of rehospitalization for the patient using the diagnostic data. The outcome of the risk assessment is used during and following the patient's hospitalization for reducing the risk of rehospitalization. | 1. A system for managing a heart failure patient, the system comprising: a sensor processing circuit configured to receive one or more physiological signals and produce sensor data representative of the one or more physiological signals; anda heart failure analyzer circuit coupled to the sensor processing circuit, the heart failure analyzer configured to: receive diagnostic data including the sensor data, the diagnostic data indicative of one or more conditions associated with heart failure decompensation; andproduce a risk class parameter classifying a level of risk for rehospitalization within a specified period using the diagnostic data. 2. The system of claim 1, wherein the heart failure analyzer is configured to produce the risk class parameter when the patient is hospitalized. 3. The system of claim 2, wherein the heart failure analyzer is further configured to produce an alarm signal indicative of a need for hospitalization or rehospitalization using the diagnostic data when the patient is not hospitalized. 4. The system of claim 1, wherein the heart failure analyzer circuit is configured to produce one or more parameters indicative of heart failure decompensation using the diagnostic data, and produce a trend indicative of progression of heart failure using at least one parameter of the one or more parameters. 5. The system of claim 4, further comprising a presentation device configured to present the trend. 6. The system of claim 5, comprising one or more implantable sensors configured to sense the one or more physiological signals. 7. The system of claim 6, wherein the one or more implantable sensors comprise a sensor configured to sense a heart sound signal of the one or more physiological signals, the heart sound signal indicative of third heart sounds (S3). 8. The system of claim 6, wherein the one or more implantable sensors comprise a sensor configured to sense a thoracic impedance signal of the one or more physiological signals. 9. The system of claim 6, wherein the heart failure analyzer circuit is configured to receive therapy parameters and produce the one or more parameters using the diagnostic data including the sensor data and the therapy parameters. 10. The system of claim 6, wherein the heart failure analyzer circuit is configured to receive diagnostic test results including laboratory test results and medical examination results and produce the one or more parameters indicative of heart failure decompensation using the diagnostic data including the sensor data and diagnostic test results. 11. The system of claim 6, wherein the heart failure analyzer circuit is configured to receive the patient's medical history information including patient demographics and history of cardiac and produce the one or more parameters indicative of heart failure decompensation using the diagnostic data including the sensor data and the medical history information. 12. The system of claim 4, further comprising a therapy circuit conf... | Cardiac Pacemakers, Inc. | A61B005/04
US08430822 | B2 | 2013-04-30 | Blood pressure measuring apparatus and method of controlling the same | 2010-08-11 | A high-accuracy blood pressure value deriving method that is hardly influenced by individual differences of a person to be measured is provided. A blood pressure measuring apparatus includes a cuff member comprising a compression air bladder, a sub air bladder, and a pulse wave detection air bladder, pressure control means for pressurizing or depressurizing each air bladder, a pressure sensor which senses the internal pressure of each air bladder, pulse wave signal extracting means for extracting time-series data of a pulse wave signal superposed on a cuff internal pressure, in the process during which the pressure control means pressurizes or depressurizes each air bladder, and blood pressure value deriving means for deriving a systolic blood pressure value and/or a diastolic blood pressure value based on a change in feature amount of the pulse wave signal and a cuff internal pressure at a point of time of the change. | 1. A blood pressure measuring apparatus comprising: a cuff member comprising a compression air bladder which is adapted to be formed on a side to be brought into contact with a blood pressure measurement portion and which is adapted to press a whole blood pressure measurement portion, a sub air bladder which is adapted to be formed on a side of said compression air bladder, which is brought into contact with the blood pressure measurement portion, and which is adapted to press a heart side of a blood vessel in the blood pressure measurement portion, and a pulse wave detection air bladder which is adapted to be formed on the side of said compression air bladder, which is brought into contact with the blood pressure measurement portion, and which is adapted to detect a pulse wave on a slightly downstream side of a central portion of the blood vessel in the blood pressure measurement portion;pressure control means for pressurizing or depressurizing each air bladder of said cuff member;a pressure sensor which senses an internal pressure of each air bladder of said cuff member;pulse wave signal extracting means for extracting time-series data of a pulse wave signal superposed on a cuff internal pressure sensed by said pressure sensor, in the process during which said pressure control means pressurizes or depressurizes each air bladder of said cuff member; andblood pressure value deriving means for deriving a systolic blood pressure value and/or a diastolic blood pressure value based on a change in feature amount of the pulse wave signal and a cuff internal pressure at a point of time of the change,wherein said blood pressure value deriving means detects, for each of a plurality of one-period pulse wave signals contained in the pulse wave signal time-series data, a maximum gradient point of the one-period pulse wave in a period between a peak point and a bottom point appearing prior to the peak point, and derives the systolic blood pressure value and/or the diastolic blood pressure value based on a difference between a pulse wave amplitude value at a bottom point appearing prior to the detected maximum gradient point and a value, which is obtained at a time of the bottom point, of a tangent passing through the detected maximum gradient point. 2. A blood pressure measuring apparatus comprising: a cuff member comprising a compression air bladder which is adapted to be formed on a side to be brought into contact with a blood pressure measurement portion and which is adapted to press a whole blood pressure measurement portion, a sub air bladder which is adapted to be formed on a side of said compression air bladder, which is brought into contact with the blood pressure measurement portion, and which is adapted to press a heart side of a blood vessel in the blood pressure measurement portion, and a pulse wave detection air bladder which is adapted to be formed on the side of said compression air bladder, which is brought into contact with the blood pressur... | Terumo Kabushiki Kaisha | A61B005/02
US09014789 | B2 | 2015-04-21 | Systems and methods for visualizing ablated tissue | 2012-09-22 | Systems and methods for visualizing ablated tissue are disclosed. In some embodiments, a system for imaging tissue includes a catheter having an expandable balloon at a distal end, an illumination device positioned within the balloon for propagating light from an external light source for illuminating a tissue being treated to excite native nicotinamide adenine dinucleotide hydrogen (NADH) in the tissue, and an imaging device positioned within the balloon for detecting fluorescence from the illuminated tissue, the imaging device being configured to communicate detected NADH fluorescence to an external fluorescence camera. | 1. A catheter to image ablated endocardial heart muscle tissue comprising: a balloon positioned about a distal end of the catheter, the balloon being inflatable with a transparent fluid for displacing surrounding blood to allow visualization of NADH fluorescence;an ultra-violet illumination device disposed at the distal end of the catheter for exciting mitochondrial NADH of the pulmonary vein and left atrial tissue;a fiberscope disposed at the distal end of the catheter for detecting NADH fluorescence from the illuminated pulmonary vein and left atrial tissue at the distal end; anda fluorescence camera at the proximal end of the catheter for creating a fluorescence image from the detected NADH fluorescence captured by the fiberscope, wherein the detected fluorescence image shows the physiology of the ablated lesion having a dark appearance due to lack of fluorescence, gaps having a light appearance due to normal fluorescence, and any ischemic tissue having a brighter halo type appearance surrounding the ablated lesion, and wherein the fluorescence camera includes a 460 nm band-pass filter to detect the NADH fluorescence from the illuminated pulmonary vein and left atrial tissue. 2. The catheter of claim 1, wherein the fluorescence camera is a CCD camera. 3. The catheter of claim 1, wherein the fiberscope is an optical imaging bundle. 4. A method for imaging a treated tissue comprising: ablating a heart tissue;illuminating, using an ultraviolet light source, the ablated tissue and untreated tissue around the ablated tissue to excite NADH in the tissue;imaging fluorescence of NADH in the illuminated tissue to produce a display of the imaged, illuminated tissue, the display illustrating the ablated tissue as having less fluorescence than the untreated tissue around the ablated tissue;distinguishing between the ablated tissue and ischemic tissue based on the amount of fluorescence; andablating additional ischemic tissue identified by distinguishing between ablated tissue and ischemic tissue based on the amount of fluorescence. 5. The method of claim 4, wherein the step of illuminating comprises exciting mitochondrial NADH. 6. The method of claim 4, wherein distinguishing between the ablated tissue and ischemic tissue is based on a dark appearance due to lack of fluorescence of the ablated tissue and a lighter appearance of the ischemic tissue. 7. The method of claim 4 further comprising capturing light emitted from the illuminated tissue. 8. The method of claim 4 further comprising imaging treated tissue in real time. 9. The method of claim 4 further comprising using the imaging of treated tissue forms as the basis for a repeat or therapeutic procedure or follow-up revision procedure. | The George Washington University | A61B005/00 A61B005/1459 A61B005/145 A61B018/00 A61B001/04 A61B001/06 A61B001/00 A61B001/05 A61B018/02 A61B018/14
US08678216 | B2 | 2014-03-25 | Housing unit and a medical imaging device comprising a housing unit | 2011-09-12 | A housing unit for medical imaging devices is proposed. The housing unit has at least two housing shell units and a support frame unit for the purpose of mounting the at least two housing shell units. The at least two housing shell units in each case has at least one overlapping element. An overlap between the at least two housing shell units can be achieved in a region of the overlapping elements when the at least two housing shell units are in an assembled position on the support frame unit. | 1. A housing unit for a medical imaging device, comprising: at least two housing shell units each comprising a first overlapping element, a second overlapping element and a central element extending from the first overlapping element to the second overlapping element, wherein a surface of at least one of the first and second overlapping along a length of each housing shell unita support frame unit for mounting the at least two housing shell units,wherein the at least two housing shell units are configured to be overlapped in a region of the first and second overlapping elements of the at least two housing shell units when in an assembled position on the support frame unit. 2. The housing unit as claimed in claim 1, wherein the first and second overlapping elements are arranged at opposite end regions of each of the at least two housing shell units. 3. The housing unit as claimed in claim 2, wherein the first and second overlapping elements comprise a front overlapping element and a rear overlapping element. 4. The housing unit as claimed in claim 1, wherein a thickness of the overlapping elements is essentially 50% of a thickness of the central element. 5. The housing unit as claimed in claim 1, wherein a length of the overlapping elements is at least 10% and at most 35% of a total length of each of the at least two housing shell units. 6. The housing unit as claimed in claim 1, wherein a separating unit is formed on one of the at least two housing shell units along a direction of a total length of the one of the at least two housing shell units. 7. The housing unit as claimed in claim 6, wherein the separating unit is formed by an elongated indentation and/or a multiplicity of indentations. 8. The housing unit as claimed in claim 1, wherein one of the at least two housing shell units is movably mounted on the support frame unit and can be moved along a direction of a total length of the one of the at least two using shell units for assembly or disassembly. 9. The housing unit as claimed in claim 8, wherein the one of the at least two housing shell units is movably mounted on the support frame unit by a bearing element. 10. The housing unit as claimed in claim 1, wherein the support frame unit comprises a first support element and a second support element, andwherein the second support element is mounted on the first support element and can be moved along a direction for assembly and/or disassembly. 11. The housing unit as claimed in claim 10, wherein the first support element and the second support element are telescopic rods and can be pushed inside with each other. 12. The housing unit as claimed in claim 10, wherein the first support element comprises a holder,wherein the second support element comprises a bearing element, andwherein the first support element is movably mounted on the bearing element of the second support element for assembly and/or disassembly. 13. The housing unit as claimed in claim 1, wherein the central eleme... | Siemens Aktiengesellschaft | H01R013/502 H05K005/00
US08560040 | B2 | 2013-10-15 | Shielded biomedical electrode patch | 2012-11-05 | A biomedical electrode patch having improved resistance to capacitive coupling to extraneous electric fields. The patch includes a conductive shield and a contact portion formed on an upper surface thereof. The contact portion extends through the film layer and contacts an electrode formed of a material suitable for conducting electrical signals from a patient. Conductive traces formed on the lower surface of the tab extend to contact pads. A nonconductive layer is printed over the traces and can have a shield formed thereon. | 1. A biomedical electrode comprising: a film layer having an upper surface and a lower surface, the upper surface bearing a conductive layer having a shield portion, a dielectric layer, and at least one contact portion comprising a conductive material, the at least one contact portion extending through the dielectric layer and the film layer; andan electrode layer configured to conduct electrical signals from a patient's skin, the electrode layer adjacent the lower surface and contacting the contact portion through the film layer,wherein the shield portion has an annular shaped portion which substantially surrounds the contact portion and the dielectric layer and covers the electrode layer carried by the film layer. 2. The electrode of claim 1, further comprising a compressible layer attached to the lower surface, the compressible layer having an aperture formed therein to receive an electrically conductive skin-contacting hydrogel layer which contacts the electrode layer. 3. The electrode of claim 2, wherein the compressible layer has an undeformed thickness less than the thickness of the hydrogel layer. 4. The electrode of claim 1, wherein the electrode layer further comprises a skin-contacting hydrogel. 5. The biomedical electrode of claim 1, wherein the film layer further comprises a tab portion, and further wherein the shield portion extends over the tab portion. 6. The biomedical electrode of claim 5, wherein the tab portion and the shield portion are disposed to couple to a connector in order to electrically couple the shield portion to a monitoring device. 7. A biomedical electrode patch for connecting to a monitoring device comprising: a substrate having upper and lower surfaces and a tab portion;a dielectric layer disposed on the upper surface;a conductive layer formed on the upper surface and having a shield portion surrounding the dielectric layer and extending over the tab portion;a fastener extending through the substrate and the dielectric layer; andan electrode configured to conduct electrical signals from a patient, the electrode adjacent the lower surface of the substrate in electrical contact with the fastener;wherein the tab portion is disposed to couple to a connector in order to electrically couple the shield portion to the monitoring device. | Koninklijke Philips N.V. | A61B005/04 A61B005/0408 A61B005/0416 A61B005/0424
US20130096417 | A1 | 2013-04-18 | SETUP SHELL DEVICE, PATIENT TABLE COMPRISING A SETUP SHELL DEVICE, AND A MEDICAL IMAGING APPARATUS COMPRISING A PATIENT TABLE AND A SETUP SHELL DEVICE | 2012-12-06 | A setup shell device for setting up and/or positioning young children and/or babies for a medical imaging examination, including a body setup unit for accommodating and/or setting up the body of a young child and/or baby and a head setup unit for accommodating and/or setting up the head of a young child and/or baby. The head setup unit has a width that is less than the width of the body setup unit. | 1. A setup shell device for setting up and/or positioning young children and/or babies in a medical imaging examination, comprising: a body setup unit for accommodating and/or setting up the body of a young child and/or baby; anda head setup unit for accommodating and/or setting up the head of a young child and/or baby,wherein the head setup unit has a width that is less than the width of the body setup unit. 2. The setup shell device as claimed in claim 1, wherein the head setup unit has a maximum width of 20 cm. 3. The setup shell device as claimed in claim 1, wherein the body setup unit has a maximum width of 35 cm. 4. The setup shell device as claimed in claim 1, wherein the head setup unit includes a raised edge,wherein the body setup unit includes a raised edge, andwherein the raised edge of the head setup unit is higher than the raised edge of the body setup unit. 5. The setup shell device as claimed in claim 4, wherein the raised edge of the head setup has a height of approximately 15 cm. 6. The setup shell device as claimed in claim 1, wherein the body setup unit includes a bottom end facing away from the head setup unit, andwherein the body setup unit is open at the bottom end. 7. The setup shell device as claimed in claim 1, wherein the body setup unit has a length of approximately 50 cm. 8. The setup shell device as claimed in claim 1, wherein the body setup unit and the head setup unit are made of foamed plastic. 9. The setup shell device as claimed in claim 1, wherein the body setup unit includes a fastening unit for securing the young child and/or baby. 10. The setup shell device as claimed in claim 1, comprising: a fastening element for securing on a patient tabletop. 11. The setup shell device as claimed in claim 1, comprising: a marking element for recording a position during the medical imaging examination. 12. The setup shell device as claimed in claim 1, wherein the setup shell device has a magnetic resonance compatible design. 13. A patient table, comprising: an patient tabletop; anda setup shell device as claimed in claim 1 which is positioned on the patient tabletop. 14. The patient table as claimed in claim 13, comprising: a fastening unit for fastening the setup shell device to the patient tabletop. 15. The patient table as claimed in claim 13, a marking unit for positioning the setup shell device on the patient tabletop. 16. The patient table as claimed in claim 14, a marking unit for positioning the setup shell device on the patient tabletop. 17. A medical imaging apparatus, comprising: a patient table as claimed in claim 13. 18. The medical imaging apparatus as claimed in claim 17, wherein the setup shell device is positioned together with a local coil unit on the patient table. | - | A61B005/055
US20130079678 | A1 | 2013-03-28 | ACTIVE SPINE INSERT INSTRUMENT FOR PROSTHETIC COMPONENT PLACEMENT | 2011-09-23 | A spine measurement system comprises a spinal instrument, alignment circuitry, insert instrument, and a remote system. The insert instrument comprises a handle, a shaft, and a module. The insert instrument can be used to retain, direct, and place a prosthetic component in a spinal region. The module includes an electronic assembly for receiving, processing, and sending data from the insert instrument. The module includes alignment circuitry for providing trajectory, alignment, and position information on the placement of the prosthetic component. A GUI of remote system can display a workflow and report the trajectory, alignment, and position information of insert instrument during different steps of the workflow. The system allows accurate placement of a prosthetic component in a previously probed region. | 1. A spine measurement system for the muscular-skeletal system comprising: an insert instrument including an electronic assembly configured to support placement of a prosthetic component in a spinal region where the electronic assembly includes alignment circuitry configured to provide quantitative data on location and position of the insert instrument; anda remote system having a display configured to receive and display quantitative data from the insert instrument. 2. The system of claim 1 further including a spinal instrument having at least one load sensor for measuring a load applied by the spinal region. 3. The system of claim 2 where the alignment circuitry comprises at least one accelerometer. 4. The system of claim 3 where the prosthetic component couples to the insert instrument and where the location and position data corresponds to the prosthetic component. 5. The system of claim 4 where the insert instrument comprises: a shaft;a tip coupled to the distal end of the shaft for retaining and releasing a prosthetic component;an attach/release mechanism coupled to a proximal end of the shaft;a handle coupled to the shaft; andthe electronic assembly. 6. The system of claim 5 where the electronic assembly is housed in the handle. 7. The system of claim 6 where the electronic assembly includes communication circuitry for wirelessly coupling to the remote system for providing real-time visualization of the location and position of the insert instrument. 8. The system of claim 7 where the tip of the insert instrument can retain and release a spinal cage. 9. The system of claim 8 where a trajectory of the insert instrument is displayed in relation to a prior trajectory of the spinal instrument. 10. The system of claim 7 where the spinal instrument comprises: a shaft;a handle coupled to the proximal end of the shaft;a sensored head coupled to a distal end of the shaft configured for insertion into the spinal region; andelectronic circuitry operatively coupled to the sensored head located in proximity to the handle. 11. The system of claim 10 where the sensored head of the spinal instrument includes a plurality of load sensors for measuring load and position of load. 12. An insert instrument for placing a prosthetic component in a spinal region comprising: a shaft;a tip coupled to the distal end of the shaft for retaining and releasing a prosthetic component;an attach/release mechanism coupled to a proximal end of the shaft;a handle coupled to the shaft in proximity to the proximal end of the shaft; andan electronic assembly where the electronic assembly includes at least one accelerometer for providing quantitative data on location and position of the insert instrument. 13. The insert instrument of claim 12 where the electronic assembly is housed in the handle. 14. The insert instrument of claim 13 where the electronic assembly includes communication circuitry for wirelessly coupling to a remote system for providing real-time visual... | ORTHOSENSOR | A61B005/103 A61B017/56
US08812075 | B2 | 2014-08-19 | Contoured electrode | 2012-09-14 | A contoured bioelectrical signal electrode and a sensor headset are disclosed. A contoured bioelectrical signal electrode that also includes a conductive fabric is also disclosed. In some embodiments, a contoured bioelectrical signal sensor is provided that includes an electrode set and is connected to a holder that is connected to a headset. | 1. An apparatus for a bioelectrical signal sensor, comprising: a headset, wherein a holder is connected to the headset, and wherein the holder is pivotable and rotatable; anda contoured bioelectrical signal sensor connected to the holder, wherein the contoured bioelectrical signal sensor comprises an electrode set;wherein the electrode set comprises: a contoured electrode with a protruding shape for maintaining contact with a user's head;a base comprising a conductive biasing mechanism, an opening, and a connection; andwherein the contoured electrode comprises a cap portion with the protruding shape for maintaining contact with the user's head and a post portion protruding out of a side of the cap portion opposite the protruding shape, the post portion having a retaining ridge, wherein the cap portion with the protruding shape and the post are electrically connected. 2. The apparatus for a bioelectrical signal sensor as recited in claim 1, wherein the contoured electrode is a dry electrode. 3. The apparatus for a bioelectrical signal sensor as recited in claim 1, wherein the electrode set further comprises: wherein the contoured electrode is inserted into the opening of the base, wherein the contoured electrode is releasably retained in the base by the retaining ridge, and wherein the post portion having the retaining ridge of the contoured electrode engages the biasing mechanism and electrically connects to the biasing mechanism, so that a signal detected by the contoured electrode passes through the contoured electrode and electrically connected biasing mechanism to the connection and the contoured electrode is pivotable and rotatable in the opening of the base. 4. The apparatus for a bioelectrical signal sensor as recited in claim 1, wherein the headset includes an audio speaker and a plurality of audio controls, and wherein the holder is an integrated component of the headset. 5. The apparatus for a bioelectrical signal sensor as recited in claim 1, wherein the holder is connected to a flexible arm, wherein the flexible arm is connected to the headset. 6. The apparatus for a bioelectrical signal sensor as recited in claim 1, wherein the protruding shape of the contoured electrode is a spherical shape. 7. The apparatus for a bioelectrical signal sensor as recited in claim 1, wherein a shape of the contoured electrode is selected from the group consisting of a spherical shape, a half spherical shape, a quarter spherical shape, a teardrop shape, an elliptical shape, and a rectangular shape. 8. The apparatus for a bioelectrical signal sensor as recited in claim 1, wherein the contoured electrode is a dry electrode, and wherein: the electrode is inserted into the opening of the base, wherein the electrode is releasably retained in the base by the retaining ridge, and wherein the electrode is pivotable and rotatable in the opening of the base; andwherein a signal detected by the electrode passes through the conductive electrode and the condu... | NeuroSky, Inc. | A61B005/0478
US08936559 | B2 | 2015-01-20 | Sensor mounted flexible guidewire | 2012-12-28 | A flexible guidewire comprising a hollow tube, having a proximal section and a distal section, the distal section having a distal tip, the outer diameter of the distal section gradually decreasing toward the distal tip, the outer diameter of the distal tip being larger than the smallest outer diameter of the distal section, the flexible guidewire further comprising a plug coupled with the distal tip of the hollow tube for creating a non-traumatic tip, and the flexible guidewire further comprising a tubular spring, being place around the distal section of the hollow tube for maintaining the outer diameter of the hollow tube over the length thereof and for supporting compressive loads. | 1. A medical device comprising: an elongate assembly, comprising: a proximal portion having a first outer diameter;an intermediate portion having a second outer diameter, said second outer diameter smaller than said first outer diameter; anda distal portion having a third outer diameter, said third outer diameter larger than said second outer diameter, wherein said proximal portion, intermediate portion, and distal portion define an axis;a coil sensor, disposed within said distal portion, comprising a coil of wire wound substantially around said axis, said coil configured to produce an electrical signal indicative of a characteristic of a magnetic field in which said coil is disposed; anda tubular spring around said intermediate portion. 2. The medical device of claim 1, further comprising a non-traumatic plug coupled with said distal portion. 3. The medical device of claim 1, wherein said first diameter and said third diameter are substantially equal. 4. The medical device of claim 1, wherein said tubular spring has a spring outer diameter, said spring outer diameter substantially equal to one or more of said first outer diameter and said third outer diameter. 5. The medical device of claim 1, wherein said tubular spring is disposed around substantially the entirety of said intermediate portion. 6. The medical device of claim 5, wherein substantially all of said intermediate portion has said second outer diameter. 7. The medical device of claim 1, wherein the medical device comprises a guidewire. 8. A medical device comprising: an elongate assembly, comprising: a first axial portion having a first outer diameter; anda second axial portion having a second outer diameter, said second outer diameter larger than said first outer diameter, wherein said first axial portion and said second axial portion define an assembly axis;a coil sensor, disposed within said second axial portion, comprising a coil of wire having a plurality of turns that each extend circumferentially around a sensor axis that is substantially parallel with said assembly axis, said coil configured to produce an electrical signal indicative of a characteristic of a magnetic field in which said coil is disposed; anda tubular spring around substantially all of said first axial portion. 9. The medical device of claim 8, further comprising a non-traumatic plug coupled with said distal portion. 10. The medical device of claim 8, wherein said tubular spring has a spring outer diameter that is substantially equal to said first outer diameter. 11. The medical device of claim 10, wherein said first axial portion is immediately adjacent to said second axial portion. 12. The medical device of claim 8, wherein said spring is made of one or more of metal and a flexible polymer tube. 13. The medical device of claim 8, wherein said coil sensor has a radial thickness of between two hundred micrometers and three hundred micrometers. 14. The medical device of claim 8, wherein the medical ... | St. Jude Medical, Atrial Fibrillation Division, Inc. | A61B005/00 A61M025/00 A61M025/09 A61B005/05 A61B005/06 A61B017/22 A61B019/00
US09173734 | B2 | 2015-11-03 | Intragastric implant devices | 2012-09-26 | An intragastric anchor implant device with an elongate member having proximal and distal ends with atraumatic features disposed thereon is described herein. The atraumatic features inhibit damage to the tissues of the stomach and the gastrointestinal tract and help anchor the device. The elongate member may be substantially rigid to resist bending and engage a tissue of the stomach or gastrointestinal tract to prevent passage therethrough and may include one or more bends to conform to the shape of the tract. The anchor implant device may be coupled with a therapeutic device, such as an intestinal bypass sleeve with a sliding seal, such as an expandable structure, that secures the sleeve to direct a flow of food particles from the stomach therethrough, for use in treating various disorders, including obesity and diabetes. Methods of deploying the anchor implant devices are also disclosed. | 1. A method for treating and/or diagnosing a patient, said method comprising: providing an anchor having a proximal atraumatic feature at a proximal end and a distal atraumatic feature at or adjacent a distal end with an elongate element extending therebetween, wherein the anchor includes a first radially expandable structure between the proximal and distal end of the elongate element and proximal of the distal atraumatic feature;positioning the anchor within the gastrointestinal tract such that the distal atraumatic feature is within or adjacent the duodenum;deploying the anchor within a gastrointestinal tract of the patient, by expanding the first radially expandable structure; andinhibiting advancement of the deployed anchor around a bend of the gastrointestinal tract by engaging a proximal portion of the anchor against a first surface area of a mucosa of the gastrointestinal tract and by engaging a distal portion of the anchor against a second surface area of a mucosa of the gastrointestinal tract distal of the first mucosal surface area, and by resisting bending of the elongate element extending between the proximal and distal ends such that the distal atraumatic feature is maintained within the duodenum; andsupporting an intestinal bypass sleeve of the implant with the anchor so that the sleeve extends along an intestine of the patient while a proximal opening of the intestinal bypass sleeve is maintained within the duodenum so that a flow including ingested matter enters a lumen of the sleeve from a stomach of the patient, the flow being in contact with a wall of the stomach of the patient. 2. The method of claim 1, the method further comprising: directing the flow of ingested matter into the sleeve by radially supporting a proximal opening of the sleeve with the first radially expandable structure and circumferentially engaging a wall of the sleeve against an inner wall of the gastrointestinal tract with the radially expandable structure of the anchor. 3. The method of claim 2, wherein the first radially expandable structure comprises a slidable seal that is slidable within the gastrointestinal tract in or adjacent a duodenal bulb of the gastrointestinal tract. 4. The method of claim 2, wherein the distal atraumatic feature comprises a second radially expandable support structure. 5. The method of claim 2, wherein the distal atraumatic feature comprises the first radially expandable support structure. 6. The method of claim 3, wherein supporting the proximal opening of the sleeve comprises expanding the first expandable structure within the gastrointestinal tract within the duodenum in or adjacent the duodenal bulb. 7. The method of claim 6, wherein directing a flow through the sleeve further comprises: urging the proximal opening of the sleeve toward a pyloric valve of the gastrointestinal tract by supporting the proximal opening of the sleeve with a circumferential seal biased in the proximal direction. 8. The method of claim 7, ... | IBIS Medical, Inc. | A61F002/04 A61M029/00 A61B005/145 A61F005/00 A61B005/00
US09138150 | B2 | 2015-09-22 | Portable pulseoximeter for a direct and immediate automated evaluation of the cardiac rhythm (regularity) and related method | 2010-07-02 | A method and system of patient monitoring, the system performs short term acquisition of the plethysmographic waveform of a patient from a portable blood oxygenation level monitoring device and establishes whether the patient has an episode of Atrial Fibrillation (AF) or has a Normal Sinus Rhythm (NSR) or any other not-specific rhythm irregularity. Such classification is implemented directly in the device, suitable for at home use, and the result of the classification is displayed automatically using a three-state, traffic-light indicator. | 1. A method for detection of an Atrial Fibrillation (AF) episode based on estimation of heart rhythm irregularity of a patient, said method comprising the following steps: a) obtaining a threshold pulse interval (PP) series by acquiring and processing a pulse plethysmographic waveform of a patient taken from a blood oxygenation device;b) analyzing said threshold pulse interval (PP) series; andc) measuring a set of patient features from the pulse plethysmographic waveform,wherein the set of patient features from the pulse plethysmographic waveform are a coefficient of variation (CV) of a dPP interval and a Shannon entropy value (EN) of a PP interval, analysis of heart rhythm comprising estimation of a Mahalanobis distance of said patient features from a reference population of patients in atrial fibrillation and of subjects in sinus rhythm. 2. A method according to claim 1 wherein the step a) comprises: I) estimation of a time-occurrence of each beat from a pulseoximetric waveform;II) construction of a beat-to-beat interval series;III) beat-validation to reduce artifacts through morphological analysis of ascendent and descendent tracts of a single pulse using a parametric modelling of a pulse waveform contour; andIV) removal of beat intervals with values shorter than 0.3 seconds and longer than 1.5 seconds. 3. A method according to claim 2, wherein each single pulse or heart beat in the single pulse plethysmographic waveform is segmented into three sections that comprises a first section, a second section, and a third section, the first section of the single pulse being compared to a linear segment, the third section of the single pulse being compared to an exponential decay tract, a similarity with linear and exponential function corresponding to said linear segment and decay being assessed using a goodness of R-squared fit. 4. A method according to claim 3, wherein the beat is categorized as an artifact and neglected if the R-squared fit of said linear segment and said exponential decay tract are both lower than a reference level. 5. A method according to claim 1 wherein in the step b), the Coefficient of variation is a ratio between a standard deviation for a series of first derivatives of the beat-to-beat interval series (σΔPP) and a mean value of the beat-to-beat interval series while entropy is computed from a Shannon formula, that implies an estimation of a probability density function of the beat-to-beat interval series (by construction of a histogram),E⁢⁢NP⁢⁢P=-∑k=1M⁢⁢pk⁢⁢l⁢⁢n⁢⁢(pk)where:M=is a number of bins used to construct the histogram, andpk=is a probability of occurrence of a beat-to-beat interval, estimated as a ratio nk/N, with nk representing a number of beat-to-beat intervals within a kth bin. 6. A system to implement the method according to claim 1, said system being suitable to detect Atrial Fibrillation (AF) episodes based on estimation of a heart rhythm irregularity, the system comprising: a portable blood oxygenation ... | MIR SRL-MEDICAL INTERNATIONAL RESEARCH | A61B005/0205 A61B005/024 A61B005/1455 A61B005/00
US08388976 | B2 | 2013-03-05 | Polypeptide specifically binding to vascular endothelial growth factor, fusion protein including polypeptide, and methods therefor | 2012-08-17 | A polypeptide inhibiting binding between a vascular endothelial growth factor and a vascular endothelial growth factor receptor, a fusion protein including the same, and a method of preparing the fusion protein are disclosed. | 1. An isolated polypeptide consisting of the amino acid sequence of SEQ ID NO: 22. 2. The polypeptide of claim 1, wherein the polypeptide specifically binds to a vascular endothelial growth factor. 3. An isolated fusion protein comprising: (a) a polypeptide consisting of the amino acid sequence of SEQ ID NO: 22; and(b) an Fc region of an antibody. 4. The fusion protein of claim 3, further comprising a linker that links the polypeptide consisting of SEQ ID NO: 22 to the Fc region of the antibody. 5. The fusion protein of claim 3, wherein the Fc region of the antibody is derived from an animal selected from the group consisting of a human, a mouse, a rabbit, and a goat. 6. A method of preparing a fusion protein, the method comprising: culturing a cell expressing the fusion protein of claim 3; andcollecting fusion protein expressed from the culture. | Samsung Electronics Co., Ltd. | A61K039/00 A61K039/38 A61K039/395 A61K045/00 A61K047/00 A61B005/055
US09095264 | B2 | 2015-08-04 | Method and system for identifying cardiac arrhythmia driver sites | 2012-11-16 | A method of identifying potential driver sites for cardiac arrhythmias includes acquiring a plurality of electrograms from a plurality of locations on at least a portion of a patient's heart. Using the acquired electrograms, at least one electrical activity map is generated. Desirable electrical activity maps include complex fractionated electrogram standard deviation and mean maps, dominant frequency maps, peak-to-peak voltage maps, and activation sequence maps. Using one or more of these maps (e.g., by analyzing one or more electrogram morphological characteristics represented by these maps), at least one potential driver site can be detected. | 1. A method of identifying driver sites for cardiac arrhythmias, comprising: acquiring a plurality of electrograms reflecting electrical activity occurring on at least a portion of a patient's heart;generating at least one electrical activity map from the plurality of electrograms, wherein the at least one electrical activity map represents at least one electrogram morphological characteristic;displaying a graphical representation of the at least one electrical activity map using a first display convention to depict the at least one electrogram morphological characteristic represented in the at least one electrical activity map;analyzing, using at least one processor, the at least one electrical activity map to identify at least one site for application of pacing on the at least a portion of the patient's heart, wherein the at least one electrogram morphological characteristic at the identified at least one site for application of pacing is indicative of driver activity; andannotating a location of the identified at least one site for application of pacing on the graphical representation of the at least one electrical activity map using a second display convention,wherein the at least one electrogram morphological characteristic at the identified at least one site for application of pacing comprises regular electrogram activity, andwherein the regular electrogram activity comprises a constant electrogram cycle length and a constant electrogram morphology. 2. The method according to claim 1, wherein the electrogram morphological characteristic represented in the at least one electrical activity map is selected from the group consisting of: a cycle length between about 90 ms and about 200 ms;a cycle length variation of about 15 ms;a dominant frequency between about 5 Hz and about 10 Hz;presence of an isoelectric line;presence of a complex potential, multicomponent;a peak-to-peak amplitude greater than about 1 mV;a slew rate between about 0.25 mv/s and about 1 mV/s; andan electrogram width of between about 15 ms and about 25 ms. 3. The method according to claim 1, wherein the step of generating at least one electrical activity map comprises generating at least two electrical activity maps. 4. The method according to claim 3, wherein the step of analyzing the at least one electrical activity map to identify at least one site for application of pacing comprises identifying at least one site that exhibits at least one electrogram morphological characteristic indicative of driver activity in each generated electrical activity map. 5. The method according to claim 1, wherein the step of acquiring a plurality of electrograms comprises acquiring the plurality of electrograms via a body surface mapping process. 6. The method according to claim 1, wherein the step of acquiring plurality of electrograms comprises acquiring the plurality of electrograms via a non-contact mapping process. 7. The method according to claim 1, further comprising assigning a ... | St. Jude Medical, Atrial Fibrillation Division, Inc. | A61B005/044 A61B005/0452 A61B005/046 A61N001/362
US08433394 | B2 | 2013-04-30 | Cardiac mapping | 2011-03-10 | A non-contact cardiac mapping method is disclosed that includes: (i) inserting a catheter into a heart cavity having an endocardium surface, the catheter including multiple, spatially distributed electrodes; (ii) measuring signals at the catheter electrodes in response to electrical activity in the heart cavity with the catheter spaced from the endocardium surface; and (iii) determining physiological information at multiple locations of the endocardium surface based on the measured signals and positions of the electrodes with respect to the endocardium surface. Related systems and computer programs are also disclosed. | 1. A method comprising: inserting a catheter into a heart cavity having an endocardium surface, the catheter comprising multiple, spatially distributed electrodes;moving the catheter to each of multiple, different positions in the heart cavity;for each of the different catheter positions, determining the positions of the catheter electrodes with respect to the endocardium surface;for each of the different catheter positions, measuring signals at the catheter electrodes in response to electrical activity in the heart cavity;determining physiological information at multiple locations of the endocardium surface based on the determined positions of the catheter electrodes and the measured signals at the different catheter positions by applying a transformation function to the measured signals, the transformation function relating the measured signals from at least some of the different positions to the physiological information at the multiple locations of the endocardium surface and being based in part on the catheter's location relative to the endocardium surface; anddisplaying information related to at least some of the determined physiological information. 2. The method of claim 1, wherein: determining the physiological information comprises determining electrical potential values at the multiple locations of endocardium surface at each of one or more different phases of the heart beat cycle, anddisplaying the information related to at least some of the determined physiological information comprises displaying electrical potential values at the multiple locations of endocardium surface at each of one or more different phases of the heart beat cycle. 3. The method of claim 1, wherein: determining the physiological information comprises determining a maximum voltage amplitude for one or more heart beat cycles at different ones of the endocardium surface locations; anddisplaying the information related to at least some of the determined physiological information comprises displaying information related to the maximum voltage amplitude at different ones of the endocardium surface locations. 4. The method of claim 1, wherein: determining the physiological information comprises determining a maximum voltage amplitude for one or more heart beat cycles at different ones of the endocardium surface locations; anddisplaying the information related to at least some of the determined physiological information comprises displaying information related to the maximum voltage amplitude at different ones of the endocardium surface locations. 5. The method of claim 1, wherein: determining the physiological information comprises determining a frequency representation of electrical activity at multiple locations of the endocardium surface during the heart beat cycle, wherein the frequency representation is computed based on electrical potential values at the multiple locations of endocardium surface at different phases of the heart beat cycle; anddisplaying the i... | Rhythmia Medical, Inc. | A61B005/02
US08419647 | B2 | 2013-04-16 | Ultra miniature pressure sensor | 2011-06-27 | A method of measuring blood pressure and velocity proximally and distally of a stenosis in a vessel carrying blood includes the steps of providing a guide wire having both a pressure sensor and a velocity sensor disposed on a distal region of the guide wire, introducing the guide wire into the vessel, advancing the guide wire to position the pressure sensor and the velocity sensor proximally and distally of the stenosis, and measuring the blood pressure and velocity proximally and distally of the stenosis with the pressure sensor and the velocity sensor. | 1. A method, comprising: providing a pressure-sensing guidewire that includes: an elongate tubular member having an outer diameter of 0.018″ or less, the elongate tubular member having a proximal portion and an opposing distal portion;a core wire extending within the elongate member from the proximal portion to the distal portion;a flexible element coupled to the distal portion of the elongate tubular member, the flexible element having an outer diameter of 0.018″ or less and an increased flexibility compared to the elongate tubular member;a sensor housing coupled to the flexible element, the sensor housing having an outer diameter of 0.018″ or less and a length between 1 mm and 5 mm, the sensor housing having an external wall, a lumen, and an opening extending through a portion of the external wall to the lumen;a pressure sensor assembly disposed within the sensor housing and in fluid communication with the opening of the sensor housing;a first electrical conductor electrically coupled to the pressure sensor assembly, the first electrical conductor extending from the pressure sensor assembly to the proximal portion of the elongate member;a second electrical conductor electrically coupled to the pressure sensor assembly, the second electrical conductor extending from the pressure sensor assembly to the proximal portion of the elongate member;a third electrical conductor electrically coupled to the pressure sensor assembly, the third electrical conductor extending from the pressure sensor assembly to the proximal portion of the elongate member; anda flexible structure coupled to and extending distally from the sensor housing, the flexible structure including a radiopaque material and having an outer diameter of 0.018″ or less;inserting at least a distal portion of the pressure-sensing guidewire into a vessel having a stenosis;obtaining a first pressure measurement within the vessel with the pressure sensor assembly positioned proximal of the stenosis; andobtaining a second pressure measurement within the vessel with the pressure sensor assembly positioned distal of the stenosis. 2. The method of claim 1, wherein the flexible element of the provided pressure-sensing guidewire has a length of approximately 27 cm. 3. The method of claim 2, wherein the flexible structure of the provided pressure-sensing guidewire has a length of approximately 3 cm. 4. The method of claim 3, wherein the flexible structure of the provided pressure-sensing guidewire is a coil. 5. The method of claim 4, wherein the coil of the provided pressure-sensing guidewire is formed of a metal. 6. The method of claim 5, wherein the coil of the provided pressure-sensing guidewire is formed of a material selected from the group of metals consisting of stainless steel, palladium, and tungsten platinum alloy. 7. The method of claim 1, wherein each of the elongate member, the flexible element, the sensor housing, and the flexible structure has an outer diameter of approximately 0.0... | Volcano Corporation | A61B005/02
US08388555 | B2 | 2013-03-05 | Posture state classification for a medical device | 2010-04-28 | Techniques relate to operating a medical device in response to a detected posture state of a patient. A trigger event such as a request to modify how therapy is being delivered to the patient may cause a determination to be made as to whether the patient's posture state is stable. If the posture state is stable, an association is created between the posture state and one or more therapy parameter values. Over time, a library of such associations is created that may reflect any posture state in three dimensional space, wherein a posture state comprises at least one of a posture and an activity component. The library of associations may be used to automatically control therapy delivery. Similar ones of the associations may automatically be grouped into posture state regions to facilitate more efficient classification of the patient's posture state to control therapy delivery. | 1. A system, comprising: a sensor adapted to provide a signal indicative of a posture state of a patient;one or more processors adapted to, based on the signal, determine a parameter value indicative of the posture state and determine whether the posture state of the patient is stable, and only if the posture state is stable, to create an association between the parameter value indicative of the posture state and a corresponding therapy parameter value; anda memory adapted to store the association. 2. The system of claim 1, wherein the one or more processors are adapted to receive a trigger event and to determine, in response to the trigger event, whether the posture state of the patient is stable. 3. The system of claim 2, wherein the trigger event is one of a request for adjustment to therapy being provided to the patient or expiration of a timer. 4. The system of claim 1, wherein the memory is adapted to store one or more associations, each between a parameter value indicative of a respective posture state of the patient and a corresponding therapy parameter value, and wherein the one or more processors are adapted to receive from the sensor a signal indicative of a detected posture state of the patient, to determine whether the detected posture state is represented by one of the stored associations, and if so, to utilize the corresponding therapy parameter value to control delivery of therapy to the patient. 5. The system of claim 1, wherein the one or more processors are adapted to determine whether the posture state of the patient is stable based on programmable stability criteria. 6. The system of claim 5, wherein the stability criteria comprises requiring M of N successive samples of the signal to be within a predetermined threshold distance of a preceding sample. 7. The system of claim 6, wherein at least one of the M of N samples are obtained during a search window of time that has a predetermined duration and follows occurrence of a trigger event. 8. The system of claim 7, wherein the M of N samples are obtained during a stability window of time having a second predetermined duration, wherein the stability window of time at least partially overlaps with the search window of time. 9. The system of claim 5, wherein the stability criteria indicates a change in the posture state of the patient is underway. 10. The system of claim 1, wherein the memory is adapted to store one or more predetermined posture state definitions indicative of predefined posture states, and wherein the one or more processors are adapted to create the association only if the posture state of the patient is not one of the predetermined posture state definitions. 11. The system of claim 1, wherein the memory is adapted to store one or more associations, each between a parameter value indicative of a respective posture state of the patient and a corresponding therapy parameter value, and wherein the one or more processors are adapted to receive from the sens... | Medtronic, Inc. | A61B005/00
US08398557 | B2 | 2013-03-19 | Spread-spectrum method for determining physiological parameters | 2007-02-06 | An apparatus including a receiver and an extractor is provided for determining a physiological parameter of a living being. The receiver is adapted to receive iterating optical signals, the optical signal including sequences, and a sequence including at least two bright periods during which a transmit light source adopts an on state and at least one dark period during which no transmit light source adopts an on state, and the at least two bright periods being irregularly arranged within a sequence. In addition, the apparatus includes an extractor. The extractor extracts information on the physiological parameter from a receive signal, the extractor being adapted to extract, on the basis of the information on the arrangement of the bright periods within the sequence, a value of a magnitude indicating a vital parameter. | 1. An apparatus for determining a physiological parameter of a living being, comprising: a receiver adapted to receive iterating optical signals, an optical signal comprising sequences, and a sequence comprising at least two bright periods during which a transmit light source adopts an on state and at least two dark periods during which no transmit light source adopts an on state, and the at least two bright periods being irregularly arranged within a sequence, andan extractor for extracting information on the physiological parameter from the receive signal, the extractor being adapted either to receive, to store or to generate binary code words comprising a length and indicating an arrangement of the bright and dark periods, and to link a binary code word with the signals in a block-by-block manner so as to obtain a digital signal of a bright transmit channel, the bright transmit channel being determined by the binary code word, and to link two other binary code words with the signals so as to obtain two digital signals of two dark transmit channels which are determined by the two other binary code words, and the extractor being adapted to extract, on the basis of the digital signal of the bright transmit channel and of the two digital signals of the dark transmit channels, a value of a magnitude indicating the physiological parameter, the extractor being implemented to form a differential signal from the two dark transmit channels, and to reduce an aliasing interference in the digital signal of the bright transmit channel by means of a spectral analysis of the differential signal. 2. The apparatus as claimed in claim 1, wherein the sequence of the optical signal is based on a clock in accordance with which the bright and dark periods occur, and the extractor comprises: a clock circuit implemented to receive the clock from a controller, to extract the clock from the receive signal, or to generate the clock by itself using a clock generator; andan analog/digital converter implemented to receive the clock signal from the clock circuit and to convert the receive signal to a digital receive signal in dependence on the clock. 3. The apparatus as claimed in claim 2, wherein the extractor is implemented to operate at a clock higher than 800 Hz. 4. The apparatus as claimed in claim 1, wherein the extractor is implemented to form a scalar product between the binary code word and a block of digital receive signal values of a length of the binary code word, to weight the result, to link it with other results and to associate an overall result with a transmit channel. 5. The apparatus as claimed in claim 1, wherein the extractor is implemented to subtract a values of a dark transmit channel from those of the bright transmit channel. 6. The apparatus as claimed in claim 1, wherein the sequence of the optical signal comprises at least two further bright periods originating from a second transmit light source, the extractor being implemented to extract a ... | Fraunhofer-Gesellschaft zur Foerderung der Angewandten Forschung E.V. | A61B005/02
US08419658 | B2 | 2013-04-16 | Medical device including structure for crossing an occlusion in a vessel | 2006-09-06 | Medical devices comprising a tubular member are disclosed, where the tubular member can have thread members disposed on a distal portion of the tubular member. If the medical device encounters an occlusion, the medical device can be rotated, which can allow the thread members to engage and penetrate the occlusion, in some cases forming a pathway through the occlusion. | 1. A medical guidewire comprising: an elongated tubular member including a proximal region having a proximal end and a distal region having a distal end, the tubular member defining an inner lumen and having an outer surface, at least the distal region of the tubular member including a plurality of slots formed and defined by the tubular member that are configured to increase a lateral flexibility of the tubular member;a core member attached to the tubular member, the core member including a proximal region having a proximal end and a distal region having a distal end, wherein at least a portion of the core member is disposed within the lumen of the tubular member, wherein the distal end of the tubular member extends distally beyond the distal end of the core member; andone or more thread member disposed on the outer surface of the tubular member and configured such that when the tubular member is rotated about a longitudinal axis, the one or more thread member is capable of engaging an occlusion in a vessel of a patient and pulling at least a portion of the tubular member through the occlusion. 2. The guidewire of claim 1, wherein the one or more thread member is disposed on the distal region of the elongated tubular member. 3. The guidewire of claim 1, wherein the one or more thread member is disposed adjacent the distal end of the elongated tubular member. 4. The guidewire of claim 1, wherein the one or more thread member is disposed in a spiral manner radially about the outer surface of the tubular member. 5. The guidewire of claim 4, wherein the elongated tubular member includes a longitudinal axis, and the one or more thread member is disposed in a spiral manner about the outer surface of the tubular member such that the one or more thread member makes at least one full revolution radially about the longitudinal axis. 6. The guidewire of claim 5, wherein the elongated tubular member includes a longitudinal axis, and the one or more thread member is disposed in a spiral manner about the outer surface of the tubular member such that the one or more thread member makes a plurality of revolutions radially about the longitudinal axis. 7. The guidewire of claim 4, wherein the elongated tubular member includes a longitudinal axis, and the one or more thread members is disposed in a spiral manner about the outer surface of the tubular member such that the one or more thread member makes less than one full revolution radially about the longitudinal axis. 8. The guidewire of claim 1, wherein the elongated tubular member includes a longitudinal axis and plurality of thread sections are disposed in a spiral manner about the outer surface of the tubular member such that each of the plurality of thread sections makes at least one full revolution radially about the longitudinal axis, wherein two or more of the plurality of thread sections together form a thread member. 9. The guidewire of claim 1, wherein the elongated tubular member includes a lo... | Boston Scientific Scimed, Inc. | A61B005/00 A61M025/00 A61M025/01 A61M025/08 A61M025/09
US08403861 | B2 | 2013-03-26 | Detection of respiratory system lesions | 2010-09-02 | Humidity profiles of exhaled air of individuals obtained using a sensor to detect water vapor content or temperature versus time of exhalation may exhibit an irregularity indicative of a space-occupying respiratory system lesion. Detection of such irregularities provides an inexpensive and rapid means of pre-screening individuals for lung cancer diagnosis, and is applicable even to individuals with other respiratory disorders such as asthma and COPD. | 1. A method of preselecting a test subject for determination of the presence of a space-occupying respiratory system lesion, said method comprising: determining a humidity profile of exhaled air of said test subject by measuring change of water vapour content after the start of exhalation of said test subject;comparing, using a processor, a water vapour content of the test subject at a time point after the start of exhalation with a control water vapour content in an exhalation of a person who does not have a respiratory system lesion measured at the same time point after the start of exhalation; anddetermining, using said processor, whether said humidity profile of exhaled air of said test subject exhibits an irregularity indicative of such a lesion based on said comparison, wherein said irregularity equates to a lower water vapour content in exhaled air of said test subject as compared to the control water vapour content at the same time point after the start of exhalation. 2. A method as claimed in claim 1, wherein the method is used for pre-selecting a test subject for further investigation of any of lung cancer, tuberculosis and lung pathology. 3. A method as claimed in claim 1, wherein said humidity profile is obtained using a humidity sensor for sensing water vapour in exhaled air, the sensor comprising: a sensing element disposed to be exposed to the exhaled air, the sensing element comprising a working electrode, a counter electrode and a layer of ion exchange material extending between the working electrode and the counter electrode, wherein the ion exchange layer is configured to form an electrical contact between the working and counter electrodes when exposed to water vapour in the exhaled air; andwherein said sensor is configured to generate an output representative of the change in concentration of water vapour over time in the exhaled air which is received by said processor. 4. A method as claimed in claim 3 wherein said sensor further comprises: a conduit through which the exhaled air is channelled to impinge upon said sensing element, the conduit being arranged to allow turbulent flow in the air stream. 5. A method as claimed in claim 4, wherein the conduit has a bore diameter in a range selected from any of between 10 and 20 mm and between 15 and 18 mm. 6. A method as claimed in to claim 3, wherein the ion exchange material comprises a sulphonated tetrafluomethylene copolymer. 7. A method as claimed in claim 3 wherein the sensor comprises means for drying the sensing element. 8. A method as claimed in claim 7, wherein the means for drying the sensing element comprises any of a side hole adjacent to the sensing element such that during inhalation dry air is passed over the sensing element, a source of infrared radiation, a source of microwave radiation and a source of a dry reference gas. | Anaxsys Technology Limited | A61B005/08
US08423118 | B2 | 2013-04-16 | Model-based differential diagnosis of dementia and interactive setting of level of significance | 2008-05-27 | When detecting and classifying hypo-metabolic regions in the brain to facilitate dementia diagnosis, a patient's brain scan image, generated using an FDG-PET scan, is compared to a plurality of hypo-metabolic region patterns in brain scan images associated with a plurality of types of dementia. In a fully automated mode, the patient's scan is compared to all scans stored in a knowledge base, and a type of dementia associated with a most likely match is output to a user along with a highlighted image of the patient' s brain. In a semi-automated mode, a user specifies two or more types of dementia, and the patient's scan is compared to scans typical of the specified types. Diagnosis information including respective likelihoods for each type is then output to the user. Additionally, the user can adjust a threshold significance level to increase or decrease a number of voxels that are included in hypo-metabolic regions highlighted in the patient' brain scan image. | 1. A system for automated differential diagnosis of dementia, including: a knowledge base that comprises a plurality of brain scan images exhibiting patterns of a plurality of types and degrees of dementia and one or more healthy brain scan images;a processor configured to: receive information related to a patient's brain scan image having at least one hypometabolic region;generate feature vectors for a statistical map of the patient's brain scan image, the statistical map showing one or more statistically significant hypo-metabolic regions;weight the feature vectors to indicate a relative ability of individual vectors to differentiate between types of dementia;compare the statistical map of the patient's brain scan image to the brain scan images in the knowledge base; andidentify a brain scan image in the knowledge base having a hypo-metabolic region pattern similar to the statistical map of the patient's brain scan image; anda user interface to which dementia diagnosis information is output for user review;wherein the diagnosis information includes an image of the patient's brain scan image with highlighted hypo-metabolic regions;wherein the highlighting is color-coded to indicate a type of dementia;wherein different colors correspond to different types of dementia. 2. The system according to claim 1, further including a scanner that scans the patient and generates the brain scan image. 3. The system according to claim 2, wherein the scanner is one of: a positron emission tomography (PET) scanner, and the brain scan image is generated using a 18F-2-fluoro-deoxy-D-glucose (F18-FDG) tracer; anda functional magnetic resonance imaging (fMRI) scanner. 4. The system according to claim 1, wherein the dementia diagnosis information is determined at least in part as a function of a correlation between locations of hypo-metabolic regions in the statistical map of the patient's brain scan image to locations of hypo-metabolic regions in the brain scan images in the knowledge base. 5. The system according to claim 1, wherein the processor automatically compares a hypo-metabolic region pattern in the statistical map of the patient's brain scan image to hypo-metabolic region patterns in brain scan images for types of dementia represented by brain scan images in the knowledge base, and outputs a diagnosis comprising a most likely type of dementia causing the hypo-metabolic region pattern in the statistical map of the patient's brain scan image. 6. The system according to claim 1, wherein the processor compares a hypo-metabolic region pattern in the statistical map of the patient's brain scan image to hypo-metabolic region patterns in brain scan images for two user-specified types of dementia represented by brain scan images in the knowledge base, and outputs dementia diagnosis information comprising a relative likelihood that each user-specified type of dementia is causing the hypo-metabolic region pattern in the statistical map of the patient's brain sca... | Koninklijke Philips Electronics N.V. | A61B005/00
US08403844 | B2 | 2013-03-26 | Methods for interventions | 2006-03-16 | Methods and systems for monitoring interventions and/or a subject, such as a human patient. One exemplary embodiment of a method includes measuring at least one biological parameter of a subject, determining a biological state from the measuring, administering (after the measuring) an intervention which includes a caloric restriction (CR) mimetic to the subject and measuring, after the administering, the at least one biological parameter and determining a later biological state from the measuring after the administering. | 1. A method for monitoring interventions, the method comprising: measuring at least one biological parameter of a subject;determining a biological state from the measuring;administering, after the measuring, an intervention which includes a Caloric Restriction (CR) mimetic to the subject;measuring, after the administering, the at least one biological parameter and determining a later biological state from the measuring after the administering; andmodifying the administering of the intervention, after determining the later biological state, based on the later biological state. 2. A method as in claim 1 wherein the at least one biological parameter is a gene expression parameter representative of a level of expression of a gene. 3. A method as in claim 1 wherein the at least one biological parameter is one of a metabolite measurement or a peptide measurement. 4. A method as in claim 1 further comprising: predicting whether the subject is a good candidate for an intervention with a CR mimetic. 5. A method as in claim 1 further comprising: determining, through a plurality of gene expression measurements of the subject, whether the subject's gene expression state mimics a CR state of gene expression. 6. A method as in claim 1 wherein the determining the biological state comprises comparing gene expression measurements obtained from the measuring of the subject to known gene expression measurements for genes known to be affected by CR. 7. A method as in claim 1 wherein the administering, after the measuring, is in response to determining that the subject is not in a CR state of gene expression, and wherein the CR mimetic has been determined to be a mimetic of CR through a screening procedure. 8. A method as in claim 1 wherein if the later biological state does not mimic a CR state then discontinuing the administering of the intervention. 9. A method for monitoring a subject, the method comprising: determining whether the subject is in a Caloric Restriction (CR) state;determining, if the subject is not in a caloric restriction state, if the subject is susceptible to an intervention which includes a CR mimetic by comparing gene expression data from the subject to gene expression data of subjects known to respond positively to a CR mimetic prior to administering the intervention which includes the CR mimetic. 10. A method as in claim 9 wherein the determining whether the subject is in a CR state comprises comparing gene expression measurements obtained from the subject to known gene expression measurements for genes known to be affected by CR. 11. The method of claim 9 further comprising: administering the intervention which includes the CR mimetic to a subject determined to be susceptible to the intervention. | BioMarker Pharmaceuticals, Inc. | A61B005/00
US08409115 | B2 | 2013-04-02 | Body composition measuring apparatus | 2008-07-17 | A CPU (134) of a body composition measuring apparatus (100) drives a navel position indicator (118) so that it emits light. The height of a frame (114) is adjusted so that a beam of light from navel position indicator (118) irradiates the navel of a human subject. Plural sensors (106) are mounted on the frame (114), and each sensor measures a distance from the sensor to a position to be measured, whereby the abdominal width (X) of the human subject is determined. Subsequently, CPU (134) obtains measured values of weight (W) and bioelectrical impedance (Z). CPU (134) then reads an equation for calculating the visceral fat area and estimates the visceral fat area (Y) based on the measured abdominal width (X), weight (W), bioelectrical impedance (Z), and the equation. | 1. A body composition measuring apparatus, for estimating a body composition index including visceral fat area, comprising: a bioelectrical impedance measurer that measures foot-to-foot bioelectrical impedance by applying at least one electrode to the sole of each foot of a human subject;an abdominal width measurer that measures an abdominal width of the human subject that uses a reflection-type contactless distance measuring sensor to measure the abdominal width, the contactless distance measuring sensor measuring a gap distance between a position of the sensor and a position of a point to be measured, with a distance measuring axis of the contactless distance measuring sensor being in parallel with a lateral direction of the abdomen;a frame including a navel position indicator that indicates the position of a navel of the human subject,wherein the frame is brought to rest at a position at which the navel of the human subject is indicated by the navel position indicator,wherein the abdominal width measurer measures the abdominal width at the position at which the navel position of the human subject is indicated;a weigher that measures a body weight of the human subject; anda calculator having memory with a computer program stored thereon, said calculator: determining body fat ratio based on bioelectrical impedance and weight; determining a body composition index including visceral fat area by performing certain calculations using the measured abdominal width, weight, bioelectrical impedance, and body fat ratio derived from the bioelectrical impedance and weight; and displaying the visceral fat area of the subject. 2. A body composition measuring apparatus according to claim 1, further comprising a height inputter that receives input of the height of the human subject, wherein the calculator uses the height received by the height inputter in addition to the abdominal width, the weight, and the foot-to-foot bioelectrical impedance to estimate the body composition index. 3. A body composition apparatus according to claim 2, wherein the calculator further uses height in calculating the body fat ratio. 4. A body composition measuring apparatus according to claim 1, further comprising an age inputter that receives input of the age of the human subject, wherein the calculator concurrently serves as a body density estimator that estimates body density based on the abdominal width, the weight, and the foot-to-foot bioelectrical impedance, and the calculator calculates the body composition index based on the abdominal width, the body density, and the age input by the age inputter. 5. A body composition measuring apparatus according to claim 1, wherein the abdominal width measurer comprises:at least a pair of contactless distance measuring sensors, each sensor including a light emitter and a light receiver; andthe at least pair of contactless distance measuring sensors being arranged on the frame so that the pair of sensors are facing each other and ar... | Tanita Corporation | A61B005/103 A61B005/117 A61B005/05
US08410926 | B1 | 2013-04-02 | Alarm for security tag | 2010-05-07 | A security system can include a tag unit adapted to be secured to an infant via band. The first tag unit can include a temperature sensor, and a capacitance sensor. A temperature alarm can be provided in response to a negative slope of a temperature curve associated with temperature data from the temperature sensor. A capacitance alarm can be provided in response to a comparison to capacitance data from the capacitance sensor to a baseline when the tag unit is not secured to the infant. A resistance alarm can be provided in response to resistance data indicating a spike in resistance followed by a relatively flat line response. | 1. An infant security system, comprising: a tag unit adapted to be secured to an infant via a band, the tag unit including a temperature sensor, and a capacitance sensor,wherein a temperature alarm is provided in response to a negative slope of a temperature curve associated with temperature data from the temperature sensor, a capacitance alarm is provided in response to a comparison of capacitance data from the capacitance sensor to a baseline when the tag unit is not secured to the infant, and a resistance alarm is provided in response to resistance data indicating a spike in resistance followed by a relatively flat line response. 2. The infant security system of claim 1, wherein the temperature sensor is located entirely within the tag unit and does not sense temperature at a skin portion of the infant. 3. The infant security system of claim 1, wherein the resistance alarm, the temperature alarm, and the capacitance alarm are determined by a control circuit within the tag unit. 4. The infant security system of claim 1, wherein the resistance alarm is provided when the resistance data indicates an open circuit. 5. The infant security system of claim 4, wherein the capacitance sensor includes two plates located on an inside surface of a plastic enclosure of the tag unit closest to the infant's skin. 6. The infant security system of claim 1, wherein the negative slope is a relatively consistent slope for at least 30 seconds. 7. The infant security system of claim 1, wherein the negative slope includes an at least 8 degree temperature decline. 8. The infant security system of claim 1, wherein the resistance alarm, the temperature alarm, and the capacitance alarm are determined by a central computer communicating with the tag unit via an RF link. 9. The infant security system of claim 1, wherein the tag unit performs initialization when secured to the infant, the initialization comprising of initialization of capacitance, temperature, and battery state machines. 10. A tag for securing to a person via a band, the tag comprising: control circuitry receiving a temperature signal from a temperature sensitive component, a capacitance signal from a capacitive element and a resistance signal associated with the band,wherein the control circuitry provides at least one of a temperature alarm in response to a negative slope of a temperature curve associated with the temperature signal, a capacitance alarm in response to a comparison of the capacitance signal associated with the capacitive element to a baseline, and a resistance alarm in response to the resistance signal having a spike followed by a relatively flat line response. 11. The tag of claim 10 further comprising: an RF transmitter for providing a message including at least one of the resistance alarm, the temperature alarm, and the capacitance alarm to a central computer. 12. A method of determining a security alarm indication that a tag has been removed form a person, the tag being secur... | RF Technologies, Inc. | G08B001/08 G08B023/00 A61B005/00 A44C005/00
US08425434 | B2 | 2013-04-23 | Method and apparatus for monitoring animal condition | 2009-07-27 | A method and system for monitoring the condition of animals provides for current height and weight measurements taken from an animal in order to automatically derive a height-to-weight ratio. The height-to-weight ratio thus obtained may be used to determine whether or not an animal's overall physical condition lies inside tolerance limits in relation to its predetermined expected development. An apparatus for implementing the method of the invention may include a control system configured to determine the height-to-weight ratio and may within a control system of an animal installation. The supply of feed to an animal may be adjusted in response to a deviation of its measured height weight ratio from a target or benchmark value. | 1. A method for automatically determining a condition of an animal, the method comprising the steps of: moving an animal to be measured adjacent a height gauge, the height gauge configured for measuring a height of the animal located on a level reference surface, the height gauge comprising a control device (10), comprise memory storing an algorithm, and a processor, and animal files relating to individual animals;automatically determining a identity of the animal using the height gauge, the height gauge further comprising a transponder receiver (14), by the transponder receiver co-operating with a transponder (20) worn by the animals;automatically determining a current height of the animal using the height gauge, the height gauge further comprising five receivers (7) positioned vertically spaced from each other at a regular interval (a) along a length direction axis (29) of the height gauge, the receivers measuring one of a signal emitted from the animal and a reflected signal reflected from at least one of a reflector panel and animal, based on signals received by the receivers and using the algorithm in the memory of the control device, making a determination of the height of the animal;automatically storing the determined current height in the control device;automatically determining a current weight of the animal and storing the determined current weight in the control device;automatically deriving, using the processor, a height-to-weight ratio of the animal from the stored current height and stored current weight;automatically storing the derived height-to-weight ratio in the control device;automatically comparing the derived height-to-weight ratio value with a predetermined expected height-to-weight ratio to obtain a result;automatically storing the result in the control device; andautomatically using the stored result to determine a condition of the animal, wherein,in the moving step, the animal is moved between the height gauge and the reflector,in the determining a current height step, the receivers measure a reflected signal reflected from the reflector panel and plural reflected signals reflected from the animal, andthe method comprises the further step of using the height gauge to emit signals, which are reflected off the reflector panel and off the animal, by plural emitters emitting the signals toward the animal and the reflector panel, the emitters positioned vertically spaced from each other at the regular interval (a) along the length direction axis (29) of the height gauge. 2. The method of claim 1, wherein the emitters emit laser radiation and the receivers measures reflected laser radiation. 3. A method for automatically determining a condition of an animal, the method comprising the steps of: moving an animal to be measured between a height gauge and a reflector panel, the height gauge configured for measuring a height of the animal located on a level reference surface, the height gauge comprising a control device (10), co... | DeLaval Holding AB | A61B005/103 A61B001/00 A01K001/10
US08412309 | B2 | 2013-04-02 | Medical device guiding system, medical device guiding method, and method for creating look-up table to be used in medical device guiding system | 2010-02-02 | The accurate position detection without being affected by an unnecessary second magnetic field can be realized by calculating the unnecessary second magnetic field induced and generated at positions of magnetic field sensors by a guiding coil arranged the position detection area of the medical device due to an action of a first magnetic field generated by a magnetic field generator, at the time of position detection, and the second magnetic field is subtracted from the first magnetic field detected by the magnetic field sensors to calculate corrected magnetic-field information. Further, LUTs that store beforehand numerical information having a correlation with the second magnetic field induced and generated at the positions of magnetic field sensors are used to calculate the second magnetic field, thereby enabling to reduce an amount of calculation performed each time and realize high speed processing. | 1. A medical device guiding system comprising: a medical device having a built-in magnet and introduced into a body cavity;a position detecting device having a magnetic field generator and a magnetic field detector, one of the magnetic field generator and the magnetic field detector being incorporated in the medical device, wherein the magnetic field generator generates a first magnetic field of a specific frequency and the magnetic field detector detects magnetic-field information including the first magnetic field of the specific frequency, to detect at least one of a position and an orientation of the medical device; anda magnetic guiding device having a guiding coil that generates a guiding magnetic field for changing at least one of the position and the orientation of the medical device by acting on the magnet, and a drive unit connected to the guiding coil to supply power for generating the guiding magnetic field, whereinthe position detecting device is arranged at a specific position detection area for estimating at least one of the position and the orientation of the medical device, and the position detecting device comprises:a look-up table that stores a plurality of pieces of numerical information having a correlation with a second magnetic field induced at a position of the magnetic field detector by at least one of the guiding coil and the magnetic field generator due to the action of the first magnetic field, when the medical device is arranged at a plurality of specific positions in a plurality of specific orientations;a magnetic field calculator that estimates, based on the position and the orientation of the medical device, the second magnetic field by referring to the look-up table;a magnetic-field extracting unit that calculates corrected magnetic-field information obtained by subtracting the second magnetic field estimated by the magnetic field calculator from the first magnetic field detected by the magnetic field detector; anda position calculator that estimates, based on the corrected magnetic-field information calculated by the magnetic field extracting unit, the position and the orientation of the medical device. 2. The medical device guiding system according to claim 1, wherein in the position detecting device, the magnetic field calculator estimates, based on at least one of the position and the orientation of the medical device estimated by the position calculator, the second magnetic field again by referring to the look-up table, the magnetic-field extracting unit calculates again the corrected magnetic-field information obtained by subtracting the second magnetic field estimated again from the magnetic-field information detected by the magnetic field detector, and the position calculator has a repetitive calculator that repetitively performs, based on the corrected magnetic-field information, calculation for estimating the position and the orientation of the medical device, andthe repetitive calculator repetitively p... | Olympus Medical Systems Corp. Siemens Aktiengesellschaft | A61B005/06
US08403864 | B2 | 2013-03-26 | Method and apparatus for penetrating tissue | 2006-05-01 | A tissue penetrating system has a housing member. A plurality of penetrating members are positioned in the housing member. A tissue stabilizing member is coupled to the housing. A penetrating member sensor is coupled to the plurality of penetrating members. The penetrating member sensor is configured to provide information relative to a depth of penetration of a penetrating member through a skin surface. | 1. A tissue penetrating system, comprising: a housing member;a plurality of penetrating members positioned in a disposable in the housing member, the disposable having a plurality of penetrating member module portions each with a penetrating member channel, each of a penetrating member channel being parallel to a longitudinal axis of the disposable each of a penetrating member being free to slide in a respective penetrating member channel of the disposable with a sharpened tip of the penetrating member being withdrawn into a penetrating member channel to protect the tip and allow rotational motion between the disposable relative to the housing, a radial center of each penetrating member channel being disposed in a fixed, known radial distance from a longitudinal axis of the disposable to provide that each of a penetrating member channel is repeatably aligned in a functional arrangement with penetrating member channels of the disposable, the disposable configured to rotate about a pivot;a plurality of analyte sensors, each of an analyte sensors being associated with a penetrating member,an electronic penetrating member driver for driving each of the plurality of penetrating members;a processor coupled to the electronic penetrating member driver, the processor including a user customizable velocity profile for setting penetration parameters of at least one of the plurality of penetrating members to successfully create the puncture wound with a desired degree of painlessness, success rate, and blood volume; wherein the processor causes the electronic penetrating member driver to advance and retract said at least one penetrating member of the plurality of penetrating members with predetermined force to achieve said user customizable velocity profile; anda penetrating member transport device for moving each of the plurality of penetrating members into a position for alignment with and to be driven by the penetrating member driver. 2. The system of claim 1, wherein a tissue stabilizing member is configured to enhance fluid flow from a target tissue. 3. The system of claim 1, wherein a tissue stabilizing member includes a plurality of protrusions. 4. The system of claim 1, wherein a tissue stabilizing member applies a vacuum to a target tissue. 5. The system of claim 1, wherein a tissue stabilizing member is configured to apply a force to a target tissue and cause the target tissue to press in an inward direction. 6. The system of claim 1, wherein a tissue stabilizing member applies a stimulation to a target tissue. 7. The system of claim 1, wherein a dwell time of the penetrating member in a target tissue below a skin surface is in the range of 500 milliseconds to 1.5 second. 8. The system of claim 1, wherein a dwell time of the penetrating member in a target tissue below a skin surface is in the range of 100 milliseconds to 1 second. 9. The system of claim 1, wherein the penetrating member sensor includes a capacitive incremental encoder. 10.... | Sanofi-Aventis Deutschland GmbH | A61B005/00
US08538524 | B2 | 2013-09-17 | Systems and methods for detecting far-field oversensing based on signals sensed by the proximal electrode of a multipolar LV lead | 2011-09-12 | A device senses cardioelectrical signals using a right atrial (RA) lead, which might include far-field R-waves as well as near-field P-waves. The device concurrently senses events using a proximal electrode of an LV lead, which can sense both P-waves and R-waves as substantially near-field events. Suitable templates are then applied to the signals sensed via the proximal LV electrode to identify the origin of the signals (e.g. atrial vs. ventricular) so as to properly classify the corresponding events sensed in the RA as near-field or far-field events. In this manner, far-field oversensing is conveniently detected. | 1. A method for use with an implantable medical device equipped with a set of leads including a left ventricular (LV) lead having at least one proximal electrode implanted at a location sufficient to sense both atrial and ventricular events as substantially near-field events, the method comprising: sensing cardioelectrical events along a primary sensing channel connected to one or more of a right atrial (RA) lead and a right ventricular (RV) lead, the events sensed using the primary sensing channel including near-field events and other events;sensing cardioelectrical events along a secondary sensing channel connected to the proximal electrode of the LV lead, the events sensed using the secondary sensing channel including both atrial events and ventricular events;discriminating near-field events from other events on the primary sensing channel based on the atrial and ventricular events sensed along the secondary sensing channel connected to the proximal electrode of the LV lead. 2. The method of claim 1 wherein the primary sensing channel is an RA channel connected to the RA lead and wherein the step of discriminating near-field events from other events on the primary RA sensing channel includes discriminating near-field atrial events on the RA channel from far-field ventricular events. 3. The method of claim 2 wherein discriminating near-field atrial events from far-field ventricular events on the RA channel includes discriminating among far-field ectopic ventricular events, far-field non-ectopic ventricular events and near-field atrial events. 4. The method of claim 2 wherein the events sensed on the primary RA channel and the events sensed on the secondary sensing channel are sensed substantially contemporaneously. 5. The method of claim 4 wherein discriminating near-field atrial events from far-field ventricular events on the RA channel includes comparing the events sensed contemporaneously on the secondary sensing channel with templates representative of known atrial and ventricular events to identify the origin of the events sensed on the RA channel. 6. The method of claim 5 wherein the events sensed on the secondary sensing channel are compared against atrial templates representative of events of atrial origin and against ventricular templates representative of events of ventricular origin. 7. The method of claim 6 wherein, if the events sensed on the secondary sensing channel do not substantially match either the atrial or ventricular templates, the contemporaneous events detected on the RA channel are identified as far-field ectopic ventricular events. 8. The method of claim 7 wherein, in response to detection of a far-field ectopic ventricular event, a premature ventricular contraction (PVC) counter is incremented. 9. The method of claim 6 wherein, if the events sensed on the secondary sensing channel substantially match the ventricular template, the contemporaneous events detected on the RA channel are identified as far-field no... | Pacesetter, Inc. | A61N001/368
US08428690 | B2 | 2013-04-23 | Intracardiac echocardiography image reconstruction in combination with position tracking system | 2008-04-01 | A system and method to display a four-dimensional (4D) model of an imaged anatomy is provided. The system comprises a controller, and an imaging system including an imaging probe in communication with the controller. The imaging probe can acquire generally real-time, 3D image data relative to a direction of image acquisition along an imaging plane. The system also includes a tracking system in communication with the controller. The tracking system includes at least one tracking element integrated with the imaging probe. The system is operable to process the generally real-time, 3D image data acquired by the imaging probe relative to generally real-time tracking information acquired by the tracking system so as to display the 4D model of the imaged anatomy. | 1. A tracking system comprising: an imaging probe configured to travel through an imaged anatomy, the imaging probe operable to acquire real-time, three-dimensional (3D), image data of an imaged anatomy, the imaging probe configured to provide the 3D image data to an imaging system;an input configured to receive, from the imaging system, a 3D model of a portion of the imaged anatomy, the 3D model being generated based on the 3D image data;a tracking module including an electromagnetic tracking element integrated with the imaging probe to obtain real-time tracking information representative of a position of the imaging probe, the tracking module configured to selectively track the imaging probe using the tracking information;an electrophysiologv (EP) input configured to receive electroanatomical information from an EP system; anda registration module configured to map the electroanatomical information onto the 3D model based on the tracking information to form a color-coded map of the portion of the imaged anatomy. 2. The system of claim 1, wherein the tracking module is further operable to automatically register and display newly acquired real-time, 3D image data, and real-time motion information on a 4D model. 3. The system of claim 1, wherein the EP system is operable to acquire a cardiac cycle and a respiratory cycle information in synchronization with a time of acquisition of the 3D image data, display the newly acquired, real-time, 3D image data superimposed onto a 4D model, the position of the imaging probe, and the cardiac and respiratory cycle information illustrated at a time of acquisition in synchronization relative to the time of acquisition of the newly acquired, real-time, 3D image data. 4. The system of claim 1, wherein the an electromagnetic tracking element comprises a receiver located at the imaged anatomy. 5. The system of claim 1, wherein a spatial relation and an orientation of the real-time 3D image data is defined by an image coordinate system referenced in a predetermined spatial relation and orientation relative to the imaging probe, wherein the spatial relation of the electromagnetic tracking element integrated with the imaging probe relative to a dynamic reference located at the imaged anatomy is defined by a tracking coordinate system. 6. The system of claim 1, wherein the 3D image data is acquired while rotating the imaging probe about a longitudinal axis that extends through a center of the imaging probe. 7. The system of claim 1, further comprising an ablation system having an ablation catheter in communication with the controller, the ablation catheter and the imaging probe both maneuvered by a steering system, wherein maneuvering of the imaging probe and the ablation catheter by the steering system is defined relative to a mechanical coordinate system registered in relation to an image coordinate system and a tracking coordinate system. 8. The system of claim 1, further comprising a controller configured to... | General Electric Company | A61B005/05
US09215982 | B2 | 2015-12-22 | Method for the non-invasive measurement of tissue function and metabolism by determination of steady-state fluorescence anisotropy | 2012-11-09 | A non-invasive measurement of biological tissue reveals information about the function of that tissue. Polarized light is directed onto the tissue, stimulating the emission of fluorescence, due to one or more endogenous fluorophors in the tissue. Fluorescence anisotropy is then calculated. Such measurements of fluorescence anisotropy are then used to assess the functional status of the tissue, and to identify the existence and severity of disease states. Such assessment can be made by comparing a fluorescence anisotropy profile with a known profile of a control. | 1. A method for non-destructively evaluating the functional capacity of a human tissue using a signal processing apparatus configured for non-invasive evaluation of the tissue in a clinical setting, the method comprising: irradiating the tissue in a resting state with polarized light so as to cause one or more endogenous fluorophores in the tissue to fluoresce, the one or more endogenous fluorophores comprising lipoamide dehydrogenase (LipDH);determining a resting steady-state fluorescence anisotropy of emitted fluorescence in tissue in the resting state;stimulating the tissue to change its metabolism from the resting state into a stimulated state;irradiating the tissue in the stimulated stated with polarized light so as to cause one or more endogenous fluorophores in the tissue to fluoresce;determining a stimulated steady-state fluorescence anisotropy of emitted fluorescence in the tissue in the stimulated state;constructing a resting fluorescence anisotropy map based on the resting steady-state fluorescence anisotropy and a stimulated fluorescence anisotropy map based on the stimulated steady-state fluorescence anisotropy;determining a the functional capacity of the tissue by subtracting point by point or pixel by pixel the resting fluorescence anisotropy map from the stimulated fluorescence anisotropy map over the entire maps or within an area of interest; andcomparing the functional capacity of the tissue to a functional capacity of a control tissue similarly evaluated to identify a tissue dysfunction. 2. The method of claim 1, wherein the step of stimulating the tissue to change its metabolism comprises administering oxygen to said tissue. 3. The method of claim 1, further comprising: measuring steady-state fluorescence anisotropy values for a plurality of locations at a plurality of depths in the tissue in resting and stimulated states;constructing a resting three-dimensional map of steady-state fluorescence anisotropy based on the steady-state fluorescence anisotropy values for the tissue in the resting state and a stimulated three-dimensional map of steady-state fluorescence anisotropy based on the steady-state fluorescence anisotropy values for the tissue in the stimulated state; anddetermining the functional capacity of the tissue by subtracting point by point or pixel by pixel the resting three-dimensional map from the stimulated three-dimensional map over the entire maps or within an area of interest. 4. The method of claim 1, wherein the tissue dysfunction comprises a presence and severity of a disease. 5. The method of claim 4, wherein the disease comprises cancer. 6. The method of claim 4, wherein the disease is selected from the group consisting of ocular posterior pathologies including diabetic retinopathy, age-related macular degeneration and primary open angle glaucoma, and other optic neuropathies. 7. The method of claim 1, wherein the stimulating comprises irradiating the tissue with light and the tissue is selected fro... |  | C12Q001/00 A61B005/00 A61B005/145 A61B005/1455 G01N021/64
US09107589 | B2 | 2015-08-18 | Magnetic resonance imaging apparatus and magnetic resonance imaging method | 2012-10-04 | A magnetic resonance imaging apparatus includes a collecting unit, a specifying unit, an acquiring unit and a calculating unit. The collecting unit collects a plurality of fluid images that are images of a fluid traveling though a subject. The specifying unit specifies a distance traveled by the fluid by using a difference image between a reference image that is one of the fluid images and each fluid image. The acquiring unit acquires an elapsed time corresponding to the traveled distance from pulse sequence information that is used to collect the fluid images. The calculating unit calculates a flow velocity of the fluid by dividing the traveled distance by the elapsed time. | 1. A magnetic resonance imaging (MRI) apparatus comprising MRI gantry components including static and gradient magnetic field generators, at least one radio frequency (RF) coil coupled to an imaging volume, at least one RF transmitter, at least one RF receiver and at least one control computer having a processor and memory configured to control said gantry components so as to effect operations including:collecting a plurality of fluid images that are MR images of a fluid traveling through a subject, each of said MR images having been acquired by execution of an MRI pulse sequence at a different cardiac phase;specifying a traveled distance of the fluid between different cardiac phases by using a difference image between a reference image that is one of the fluid images and each other fluid image;acquiring an elapsed time corresponding to the traveled distance of the fluid between different cardiac phases based on MRI pulse sequence information that was used to collect the fluid images at said different cardiac phases; andcalculating a flow velocity of the fluid for each said different cardiac phase by dividing the traveled distance by the elapsed time for each said different cardiac phase,wherein the elapsed time is an elapsed time in which MR signals with which the center part of a k space is filled are collected. 2. The magnetic resonance imaging apparatus according to claim 1, wherein the processor is configured to control said gantry components so as to effect further operations including displaying information including the specific flow velocities on a display concurrent with display of at least one of the fluid images and the reference image for which a difference process with respect to the fluid images has been performed. 3. The magnetic resonance imaging apparatus according to claim 1, wherein the traveled distance for each of said different cardiac phases is operator-specified by displaying a fluid image on a display and accepting an operator designation of a position in the displayed fluid image to which the fluid has reached. 4. The magnetic resonance imaging apparatus according to claim 1, wherein the traveled distances are operator specified by an operator analyzing a displayed fluid image and designating said different cardiac phases corresponding to specified points along a path which the fluid has traveled. 5. A magnetic resonance imaging (MRI) comprising MRI gantry components including static and gradient magnetic field generators, at least one radio frequency (RF) coil coupled to an imaging volume, at least one RF transmitter, at least one RF receiver and at least one control computer having a processor and memory configured to control said gantry components so as to effect operations including:collecting a plurality of fluid images that are images of a fluid traveling through a subject;specifying a traveled distance of the fluid by using a difference image between a reference image that is one of the fluid images and each ... | KABUSHIKI KAISHA TOSHIBA TOSHIBA MEDICAL SYSTEMS CORPORATION | A61B005/05 A61B005/026 A61B005/055 A61B005/00 A61B005/029 G01R033/563 G01R033/483 A61B005/024