## Sheet1
公告(開)號 | KindCode | 公告(開)日 | 名稱 | 申請日 | 摘要 | 申請範圍 | 專利權人 | IPC
US20140142397 | A1 | 2014-05-22 | METHOD AND SYSTEM FOR ENHANCING USER ENGAGEMENT DURING WELLNESS PROGRAM INTERACTION | 2013-11-07 | A method and system for enhancing user engagement during wellness program interaction are disclosed. | 1. A method for enhancing user engagement during wellness program interaction, comprising: gathering human emotion data and/or physiological data and/or direct inputs and/or indirect inputs from the user;comparing the gathered data to previously obtained data on human emotion and/or physiology and/or direct inputs and/or indirect inputs to determine user engagement; andmodifying the content of the wellness program interaction in response to the determined user engagement. 2. A system for enhancing user engagement during wellness program interaction, comprising: a controller comprising a processor and a storage medium for digital data;an input device suitable for receiving input from a user;an output device for displaying content in a human readable medium; andexecutable software stored on a storage medium for digital data and executable on demand, the executable software operative with the processor to cause the system to:present health related content to a user,collect emotional data; physiological data; direct inputs and/or indirect inputs;execute a first rules engine containing rules, wherein the first rules engine analyzes in real time one or more emotional data; physiological data; direct inputs and/or indirect inputs;whereby the first rules engine selects, based on the one or more emotional data;physiological data; direct inputs and/or indirect inputs, modified content; andwherein modified content is provided to the user via the output device. 3. The system of claim 2, wherein the input device is a camera to capture an image of the user, and wherein the processor analyzes the image to determine a level of engagement of the user. 4. The system of claim 3, wherein one or more psychophysiological responses of the user are analyzed. 5. The system of claim 4, wherein the one or more psychophysiological responses is facial expression, and wherein whether a brow is furrowed is determined to indicate an angry mood, an upset mood, or an intensity of a mood, whether the brow is unfurrowed is determined to indicate a neutral mood, a content mood, or a mood of lesser intensity, and a user's mouth features are analyzed to determine if the user is smiling, frowning, angry, experiencing an intense mood, or experiencing a neutral mood. 6. The system of claim 4, wherein the one or more psychophysiological responses is facial expression, and wherein analyzing the facial expression includes identifying a change in a location of a facial feature, and using the change in the location to determine user engagement. 7. The system of claim 6, wherein analyzing the change in the location of the facial feature includes determining that a brow, a wrinkle, a dimple, a hairline, an ear, a nose, a mouth, or a chin is located in a different location. 8. The system of claim 3, wherein analyzing the image to determine user engagement includes: comparing current information related to a current image with previous information related to a previous image; identifying a... | Wellness & Prevention, Inc. | A61B005/16
US20140132957 | A1 | 2014-05-15 | OPTICAL MEASUREMENT OF AN ANALYTE | 2011-07-11 | Methods, apparatus and/or systems are disclosed for collecting and processing of spectral data from an object to enable the determination of the presence and/or amount of a target analyte present in the object is disclosed. The object may be a portion of a person's body such as the forearm, palms, fingers, or eye. The target analyte may be ethanol. The method/apparatus/system for performing such spectral data collection may include one or more broadband emitters such as thermal emitters (aka “black-body” or “gray-body” emitters), incandescent sources, light emitting diodes, and the like. | 1. A method for detecting an analyte in a region of interest, the method comprising: (a) generating light from a broadband light source;(b) causing the light to be incident on the region of interest through a barrier to cause diffuse internal reflection of the light within the region of interest;(c) detecting the light that has been internally reflected within the region of interest, using a detector, to produce a detection signal; and(d) spectroscopically analyzing the detection signal to detect the analyte. 2. The method of claim 1, wherein the analyte is ethanol. 3. The method of claim 2, wherein the region of interest is a part of the human body. 4. The method of claim 2, wherein the region of interest is a secretion of the human body. 5. The method of claim 4, wherein the secretion is a lachrymal secretion. 6. The method of claim 1, wherein step (c) is performed while at least one optical filter is disposed in a path of the light between the region of interest and the detector. 7. A system for detecting an analyte in a region of interest, the system comprising: a broadband light source for generating light;a barrier disposed in a path of the light for causing the light to be incident on the region of interest through a barrier to cause diffuse internal reflection of the light within the region of interest;a detector disposed to detect the light that has been internally reflected within the region of interest to produce a detection signal; andan analysis subsystem, receiving the detection signal, for spectroscopically analyzing the detection signal to detect the analyte. 8. The system of claim 7, wherein the analysis subsystem is configured such that the analyte is ethanol. 9. The system of claim 7, further comprising an optical filter disposed to be in the path of the light between the region of interest and the detector. 10. A method for detecting an analyte in a region of interest, the method comprising: (a) generating light;(b) causing the light to be incident on the region of interest to cause diffuse internal reflection of the light within the region of interest;(c) detecting the light that has been internally reflected within the region of interest, using a detector, to produce a detection signal; and(d) spectroscopically analyzing the detection signal to detect the analyte;wherein the region of interest is a vapor given off by a living body. 11. The method of claim 10, wherein the analyte is ethanol. 12. The method of claim 11, wherein the vapor is vapor emitted by skin. 13. The method of claim 11, wherein the vapor is vapor emitted by a lachrymal secretion. 14. The method of claim 10, wherein step (c) is performed while at least one optical filter is disposed in a path of the light between the region of interest and the detector. | Methode Electronics, Inc. | G01J003/42 A61B005/1455 A61B005/145 G01N021/59
US08731644 | B2 | 2014-05-20 | ECG device with impulse and channel switching ADC noise filter and error corrector for derived leads | 2010-03-09 | The present invention provides a device and method for filtering impulsive noise and channel switching noise at ADC in an ECG device with multiplexed ESCs. The filtering is based on an implementation of Burst Sampling technique also a method for correcting errors in derived leads caused by time delays due to sequential sampling of different ECG signals is also provided. Real time digital FIR filters are used for removing other types of noise in ECG signals. The ECG device is compact and light weight and includes features of self calibration, clip detection and drawing of power from USB port of a PC, batteries or an external power source. The ECG monitoring device of the present invention measures real time ECG signals with automated data recording, data storage and retrieval, data transmission/transfer to an external system, along with parameter extraction for ECG analysis in an efficient manner for quick and reliable ECG measurement, in an extremely cost effective manner. | 1. An electrocardiograph (ECG) device, comprising: a) a plurality of ECG electrodes adapted to receive respective cardiac signals from the body of a subject;b) a plurality of electronic signal channels (ESCs) electrically connected to selected ones of the plurality of electrodes and adapted to provide ECG voltage signals corresponding to the cardiac signals;c) an analog-to-digital converter (ADC) operatively connected to the plurality of ESCs and adapted to: i) receive a selection of one of the ESCs;ii) capture a plurality of time-separated samples of the ECG voltage signal from the selected ESC; andiii) provide a plurality of digital values corresponding to the captured plurality of time-separated samples from the selected ESC;d) a firmware storing an algorithm for a burst sampling technique;e) a control unit responsive to the algorithm and adapted to: i) provide successive selections of the ESCs to the ADC, so that respective pluralities of digital values are provided for each ESC;ii) process the respective pluralities of digital values to provide a respective interpolated digital value for each ESC, wherein the respective interpolated digital value for each of the ESCs is interpolated to a common selected reference time; andiii) process each of the respective interpolated pluralities of digital values through a high order FIR filter using convolution techniques, so that noise is reduced;f) a power unit for providing electrical power to the control unit; andg) a user interface module coupled to the control unit. 2. The ECG device according to claim 1, further including: a calibration unit adapted to provide a calibration signal in a selected pass band of the ECG device; andan isolation buffer and a multiplexer electrically connecting the ECG electrodes to the respective ESCs, wherein the isolation buffer provides respective buffered cardiac signals corresponding to the cardiac signals and the multiplexer selectively provides to each of the ESCs either a signal derived from the respective buffered cardiac signal or the calibration signal;wherein the control unit is further adapted to:cause the multiplexer to provide the calibration signal to each of the ESCs;ii) provide successive selections of the ESCs to the ADC, so that respective pluralities of calibration digital values are provided for each ESC; andiii) store the respective pluralities of calibration digital values. 3. The ECG device according to claim 2, wherein the calibration unit provides a 1 mV AC signal at a frequency falling within the selected pass band. 4. The ECG device according to claim 2, wherein the multiplexer selectively provides to the ESCs either the respective buffered cardiac signal or the calibration signal. 5. The ECG device according to claim 1, wherein the cardiac signals include a left-arm (LA) cardiac signal, a right-arm (RA) cardiac signal, and a left-leg (LL) cardiac signal, the ECG device further including: an isolation buffer electrically connecting the EC... | Council of Scientific & Industrial Research | A61B005/0428
US20140128753 | A1 | 2014-05-08 | PIEZOELECTRIC HEART RATE SENSING FOR WEARABLE DEVICES OR MOBILE DEVICES | 2012-11-08 | Embodiments relate generally to electrical and electronic hardware, computer software, wired and wireless network communications, and wearable computing devices for sensing health and wellness-related information. More specifically, disclosed is a physiological sensor using, for example, acoustic signal energy to determine physiological characteristics, such as a heart rate, the physiological sensor being disposed in a wearable device (or carried device). In one embodiment, a physiological signal generator is disposed substantially in a wearable housing. At least a portion of a skin surface microphone (“SSM”) including a piezoelectric sensor is configured to receive acoustic signals. The wearable housing is configured to position the SSM to receive an acoustic signal originating from human tissue. The physiological signal generator is configured to receive a piezoelectric signal based on an acoustic signal, and to generate a physiological signal including data representing a heartbeat or heart rate. | 1. An apparatus comprising: a skin surface microphone (“SSM”) comprising: a piezoelectric sensor configured to receive acoustic signals and generate piezoelectric signals;a wearable housing including the SSM, the wearable housing configured to position the SSM to receive an acoustic signal originating from human tissue; anda physiological signal generator configured to receive a piezoelectric signal based on the acoustic signal, and the physiological signal generator being configured further to generate a physiological signal including data representing a heartbeat. 2. The apparatus of claim 1, wherein the physiological signal generator is further configured to generate the heart rate signal based on the heartbeat. 3. The apparatus of claim 2, wherein the acoustic signal is generated either by blood vessel pulsation or a human heart, or both. 4. The apparatus of claim 1, further comprising: a heart rate processor configured to determine the heart rate; andan anomaly detector configured to reduce anomalous portions of the acoustic signal that are anomalous to a range of acoustic characteristics associated with the heartbeat. 5. The apparatus of claim 1, wherein a portion of the wearable housing is configured to position a surface of the SSM adjacent the surface of the human tissue, a portion of the SSM being formed external to a surface of the wearable housing to contact human tissue. 6. The apparatus of claim 1, wherein a portion of the piezoelectric sensor is formed external to a surface of the wearable housing, the portion of the piezoelectric sensor being configured to contact the human tissue. 7. The apparatus of claim 1, wherein the SSM is encapsulated in the wearable housing. 8. The apparatus of claim 7, wherein the wearable housing further comprising: an encapsulant having an acoustic impedance value in a range of acoustic impedance values including a value of acoustic impedance for the human tissue. 9. The apparatus of claim 1, wherein the SSM further comprising: a coupler having an acoustic impedance equivalent to the human tissue, at least a first surface of the coupler being formed external to a surface of the wearable housing and second surface of the coupler being configured to communicate the acoustic signal from the first surface of the coupler to the piezoelectric sensor. 10. The apparatus of claim 1, further comprising: a piezoelectric signal characterizer configured characterize portions of the piezoelectric signal; andan anomalous signal filter to identify a subset of the portions of the piezoelectric signal anomalous to a range of acoustic characteristics associated with the heartbeat. 11. The apparatus of claim 10, wherein the anomalous signal filter is configured to deemphasize the subset of the portions of the piezoelectric signal based on context data. 12. The apparatus of claim 11, wherein the context data includes one or more of age data, location data, and motion data. 13. The apparatus of claim 10, further ... | AliphCom | A61B005/024 A61B005/00 A61B007/04
US08734348 | B2 | 2014-05-27 | Analyte monitoring device and methods of use | 2009-03-17 | An analyte monitor includes a sensor, a sensor control unit, and a display unit. The sensor has, for example, a substrate, a recessed channel formed in the substrate, and conductive material disposed in the recessed channel to form a working electrode. The sensor control unit typically has a housing adapted for placement on skin and is adapted to receive a portion of an electrochemical sensor. The sensor control unit also includes two or more conductive contacts disposed on the housing and configured for coupling to two or more contact pads on the sensor. A transmitter is disposed in the housing and coupled to the plurality of conductive contacts for transmitting data obtained using the sensor. The display unit has a receiver for receiving data transmitted by the transmitter of the sensor control unit and a display coupled to the receiver for displaying an indication of a level of an analyte. The analyte monitor may also be part of a drug delivery system to alter the level of the analyte based on the data obtained using the sensor. | 1. A method, comprising: receiving sensor data from a glucose sensor, the sensor data including one or more sensor data points;receiving reference data, the reference data including one or more reference data points; andcalibrating using processing circuitry the glucose sensor after determining that calibration of the glucose sensor is appropriate based at least in part by evaluating a change in a characteristic associated with the glucose sensor and determining if a rate of change of a glucose level is less than a threshold amount. 2. The method of claim 1, wherein calibrating the glucose sensor is only performed if it is determined that calibration of the glucose sensor is appropriate. 3. The method of claim 1, further including relating the reference data to the sensor data. 4. The method of claim 1, wherein receiving the reference data comprises receiving data obtained from a blood glucose test. 5. The method of claim 1, wherein the glucose sensor comprises a plurality of electrodes including a working electrode, wherein the working electrode comprises a glucose-responsive enzyme and a mediator, wherein at least one of the glucose-responsive enzyme and the mediator is bonded to a polymer disposed on the working electrode. 6. The method of claim 1, further including receiving temperature data associated with the glucose sensor. 7. A system, comprising: a sensor data module configured to receive sensor data from a glucose sensor, the sensor data including one or more sensor data points;a reference input module configured to receive one or more reference data points from a reference glucose monitor; anda processor module configured to calibrate the glucose sensor after determining that calibration of the glucose sensor is appropriate based at least in part by evaluating a change in a characteristic associated with the glucose sensor and determining if a rate of change of a glucose level is less than a threshold amount. 8. The system of claim 7, wherein the processor module is configured to calibrate the glucose sensor only after it is determined that calibration of the glucose sensor is appropriate. 9. The system of claim 7, wherein the one or more reference data points are obtained from a blood glucose test. 10. The system of claim 7, wherein the glucose sensor comprises a plurality of electrodes including a working electrode, wherein the working electrode comprises a glucose-responsive enzyme and a mediator, wherein at least one of the glucose-responsive enzyme and the mediator is bonded to a polymer disposed on the working electrode. 11. The system of claim 7, wherein the sensor data module is configured to receive temperature data associated with the glucose sensor. 12. A method, comprising: receiving one or more sensor data points from a glucose sensor; andcalibrating using processing circuitry the glucose sensor after determining that calibration of the glucose sensor is appropriate based at least in part by evaluating a change ... | Abbott Diabetes Care Inc. | A61B005/05
US08972001 | B2 | 2015-03-03 | Method and system for displaying data | 2014-01-16 | A method and system for displaying data is disclosed herein. A plurality of epochs are stitched together with an overlapping section in order to present a continuous EEG recording. Artifact reduction is performed on the epochs and then the epochs are combined together with overlapping sections of preferably two to four seconds. | 1. A method for generating a continuous EEG recording, the method comprising: generating an original EEG signal from a machine comprising a plurality of electrodes and a processor;partitioning the original EEG signal into a plurality of epochs, each of the plurality of epochs having an epoch duration length and an overlap increment;performing artifact reduction on the plurality of epochs to generate a plurality of artifact reduced epochs; andcombining the plurality of artifact reduced epochs to generate a continuous processed EEG recording, wherein each of the plurality of artifact reduced epochs has an epoch duration length of two seconds and an increment of one second, wherein each of the plurality of artifact reduced epochs overlaps an adjacent artifact reduced epoch to produce the continuous processed EEG recording without discontinuities in the continuous processed EEG recording, wherein each of the plurality of artifact reduced epochs and the adjacent artifact reduced epoch are combined using a weighted average wherein the weight is proportional to a ratio of distances to epoch centers wherein a value from each of the plurality of artifact reduced epochs is weighted higher for an overlapping portion nearer a center of each of the plurality of artifact reduced epochs and a value from the adjacent artifact reduced epoch is weighted higher for an overlapping portion nearer a center of the adjacent artifact reduced epoch. 2. The method according to claim 1 wherein the artifact reduction is for at least one of muscle artifact, eye movement artifact, electrical artifact, heartbeat artifact, tongue movement artifact, and chewing artifact. 3. The method according to claim 1 further comprising illustrating the continuous processed EEG recording on a display, the display in communication with the processor wherein an operator switches from illustrating the continuous processed EEG recording to illustrating the original EEG signal. 4. A system for generating a continuous EEG recording, the system comprising: a plurality of electrodes for generating a plurality of EEG signals;a processor connected to the plurality of electrodes to generate an EEG recording from the plurality of EEG signals; anda display connected to the processor for displaying an original EEG signal and a processed EEG recording;wherein the processor is configured to partition the original EEG signal into a plurality of epochs, each of the plurality of epochs having an epoch duration length and an overlap increment, the processor is configured to perform artifact reduction on the plurality of epochs to generate a plurality of artifact reduced epochs, the processor is configured to combine the plurality of artifact reduced epochs to generate a continuous processed EEG recording, wherein each of the plurality of artifact reduced epochs overlaps an adjacent artifact reduced epoch to produce the continuous processed EEG recording without discontinuities in the continuous processed EEG ... | Persyst Development Corporation | A61B005/04 A61B005/00 A61B005/0478 A61B005/0476
US10105085 | B2 | 2018-10-23 | Directing hub used with vascular blood sampling catheter | 2013-11-01 | A sampling hub directs a medical device towards a target area. The hub may have some of: a hub body; a lumen passing between openings at the front end and the rear end, the lumen allowing for passage of an elongate element through the entire lumen; the bottom of the hub body may be flat; the top of hub body preferably is sloped downwardly; the lumen is preferably sloped downwardly to enable guidance of the elongate body towards the target area; and an area surrounding the opening of the lumen at the rear end configured to receive a support for the elongate element, the support for the elongate element having a diameter in the support larger than a diameter of the elongate element. | 1. A system, comprising: a sampling hub for directing a medical device towards a target area, the hub comprising: a) a hub body having at least a front end, a rear end, a top, and a bottom configured to be facing downwards in respect to the target area;b) a lumen passing between proximal and distal openings at the front end or bottom and the rear end, the lumen allowing for passage of an elongate element through the entire lumen; andc) within the lumen, a proximal valve and a distal valve;wherein the rear end of the hub body is configured to allow the elongate element to enter the lumen, and the hub body at the front end or bottom of the hub body configured to allow the elongate element to exit the lumen;wherein the lumen enables guidance of the elongate element towards the target area;wherein the lumen contains an internal chamber, between the proximal valve and the distal valve, that tapers from a first diameter of the proximal valve on a proximal side of the internal chamber to a second diameter, smaller than the first diameter, of the distal valve on a distal side of the internal chamber; anda sampling device comprising (i) an outer body, (ii) a delivery catheter located within a body chamber of the outer body, and (iii) the elongate element located at least partially within a lumen of the delivery catheter and secured to the outer body, the delivery catheter being moveable over the elongate element by retraction or extension of the delivery catheter, and the elongate element having a length that is shorter than a combined length of the outer body and the delivery catheter;wherein the delivery catheter has an outer diameter greater than the second diameter, and the elongate element has an outer diameter smaller than the second diameter. 2. The system of claim 1 where a distal end of the lumen is configured to extend out of the hub, penetrate a patient's skin, and reside within or adjacent to the target area. 3. The system of claim 2 where the distal end of the lumen contains an additional valve or series of valves, the additional valve or series of valves being configured to prevent any material from an external environment or target area to enter the lumen. 4. The system of claim 3 where the distal valve is configured to be mechanically opened by the presence of the elongate element and returned to a closed position either by removal of the elongate element or by an elastic memory of the distal valve. 5. The system of claim 2 where the lumen collapses closed when the elongate element is not in the lumen, and thus prevents any material from an external environment or target area to enter the lumen. 6. The system of claim 1 wherein an area surrounding the proximal opening of the lumen at the rear end of the hub is configured to receive a support for the elongate element, the support for the elongate element having a diameter larger than a diameter of the elongate element. 7. The system of claim 1 where the lumen has an angle shift in ord... | - | A61B005/15 A61B005/153 A61B005/155 A61M005/158 A61M039/06
US10045697 | B2 | 2018-08-14 | System for transcutaneous monitoring of intracranial pressure | 2014-01-22 | A system for measuring and converting to an observer intelligible form an internal physiological parameter of a patient. The invention allows transcutaneous telemetry of intracranial pressure via a system which includes a patient implanted sensor module and an external processing module, optically coupled to the sensor module via an external coupling module. A sensor within the sensor module transduces the measured pressure and a near infrared emitter transmits the telemetry when interrogated by the external coupling module. A set of tuned inductor-crystal circuits comprised in part of a cylindrical crystal oscillator whose resonant frequency is sensed by a dipper circuit arrangement is provided. Power for the sensor module is derived inductively through rectification of a transcutaneously-applied high-frequency alternating electromagnetic field generated within the external coupling module. A computer within the processing module calculates the physiological parameter from the telemetry signal and represents this data in numerical, graphical, or analog format. | 1. A method of collecting data from a device implanted in an organism, the method executed by an electronic circuit of the implanted device, the method comprising the steps of: activating, with an inductively coupled power source, the implanted device;generating, with an electrically activated variable oscillator, a data signal in response to a physical parameter of the organism;comparing, with a transistor, the data signal to a reference signal to produce an intermediate signal;encoding, with a diode, the intermediate signal into a first near infrared signal that is transmitted from the implanted device; and,transmitting, with the diode, the first near infrared signal through a transducer crystal connected to the electrically activated variable oscillator. 2. The method of claim 1 wherein the step of activating comprises the further steps of; generating an electromagnetic power signal by an extracorporeal device; and,receiving the electromagnetic power signal by the implanted device. 3. The method of claim 1 wherein the step of generating comprises the further steps of: altering a parameter of an electrical semiconductor device; and,deriving the data signal from the altered parameter. 4. The method of claim 1 wherein the step of encoding comprises the further step of creating a pulse width modulated signal. 5. The method of claim 1 wherein the step of encoding comprises the further step of creating a frequency modulated signal. 6. The method of claim 1 further comprising: generating, with an electrically activated reference oscillator, the reference signal. 7. The method of claim 6 further comprising: generating, with a heterodyne amplifier, the intermediate signal. 8. The method of claim 7 further comprising: generating, with a low pass filter and level detector, a digital signal from the intermediate signal that is based on a beat frequency between the data signal and the reference signal. 9. The method of claim 8 further comprising: generating, with a monostable multivibrator, a pulse that is based on the digital signal. 10. The method of claim 9 further comprising: modulating, with a driver, a near infrared (NIR) emitter diode based on the pulse to generate the near infrared signal. 11. The method of claim 1, further comprising: transmitting the first near infrared signal through the transducer crystal and a silastic dome. 12. The method of claim 11, further comprising: providing the silastic dome on a first side of the transducer crystal. 13. A method of collecting data from a device implanted in an organism, the method executed by an electronic circuit of the implanted device, the method comprising the steps of: activating, with an inductively coupled power source, the implanted device;generating with an electrically activated variable oscillator, a data signal in response to a physical parameter of the organism;comparing, with a transistor, the data signal to a reference signal to produce an intermediate signal;encoding, with ... | - | A61B005/00 A61B005/03
US09241635 | B2 | 2016-01-26 | Portable monitoring devices for processing applications and processing analysis of physiological conditions of a user associated with the portable monitoring device | 2014-01-15 | An activity monitoring device and associated methods for using and interfacing with the activity monitoring device are provided. In one example, the activity monitoring device includes a housing configured for attachment to a body part of a user. Also included ins a display screen attached to the housing and a sensor for capturing physiological conditions of the user. The sensor is disposed along a surface of the housing so that the sensor is proximate to the body part, the body part having at least some exposed skin. The activity monitoring device also includes memory for storing the captured physiological conditions, and a processor for examining the captured physiological conditions. At a particular time, the processor automatically selects an application to execute from a plurality of applications based on characteristics of the captured physiological conditions. | 1. An activity monitoring device, comprising, a housing configured for attachment to a body part of a user;a display screen attached to the housing;a sensor for capturing physiological conditions of the user, the sensor being disposed along a surface of the housing so that the sensor is proximate to the body part, the body part having at least some exposed skin;memory for storing the captured physiological conditions; anda processor for examining the captured physiological conditions, and at a particular time, automatically selecting an application to execute from a plurality of applications based on characteristics of the captured physiological conditions;wherein the plurality of applications are stored in memory of the activity monitoring device and the processor executes instructions for the automatic selection of the application,wherein the processor selects one of a plurality of applications including a watch function, or a pedometer function, or a communication function, or a biometric analysis function, or a sleep tracking function, or a calendar function, or an environmental analysis function, or a geo-location function, or a mapping function, or a heart rate analysis function, or a sedentary tracking function, or a motion data analysis function, or a combination of two or more thereof. 2. The activity monitoring device of claim 1, wherein the sensor includes a plurality of light emitting devices and at least one detector. 3. The activity monitoring device of claim 1, wherein the captured physiological conditions include a heart rate of the user. 4. The activity monitoring device of claim 1, wherein the sensor includes a plurality of light emitting devices (LEDs) and at least one detector, wherein the LEDs are directed toward the exposed skin of the user. 5. The activity monitoring device of claim 1, wherein the housing includes a band for enabling the attachment to the body part of the user. 6. The activity monitoring device of claim 1, wherein the housing includes a wrist band and the body part of the user includes a wrist of the user, and the surface of the housing is configured to be proximate to the skin of the user. 7. The activity monitoring device of claim 1, further comprising, an environmental sensor for capturing environment data, the processor configured to execute the automatic selection additionally based on based on the environment data. 8. The activity monitoring device of claim 1, wherein automatically selecting the application to execute causes data to be processed and stored in the memory and/or data to be displayed on the display screen. 9. The activity monitoring device of claim 1, wherein automatically selecting the application to execute includes launching a specific functionality provided by the selected application. 10. The activity monitoring device of claim 1, wherein the processor is further configured to automatically close the application in response to examining the physiological conditions and envi... | Fitbit, Inc. | G06F019/00 A61B005/00 A61B005/11 A61B005/01 A61B005/024 A61B005/0205 A61B005/021 A61B005/22 G01C022/00
US09554880 | B2 | 2017-01-31 | Reference member for determining a position of an implant analog | 2013-10-24 | A reference member for determining a position of an implant analog can comprise a trapezoidal body including a first side and a substantially parallel second side. The first side can define a first dimension and the second side can define a second dimension that is greater than the first dimension. | 1. A reference member for determining a position of an implant analog in a working model, comprising: a trapezoidal body including a first side and a substantially parallel second side, the first side defining a first dimension and the second side defining a second dimension greater than the first dimension;an apical surface, including an apical orifice, disposed on an apical end of the trapezoidal body;a post extending from the apical surface of the trapezoidal body, the post including a bore in communication with the apical orifice, the post coupling the reference member to the implant analog by receiving the implant analog within the bore, and the implant analog inserted into a dental cavity of the working model; anda coronal surface, including at least a first reference code and a second reference code, disposed on a coronal end of the trapezoidal body, wherein a surface area of the coronal surface is greater than about 25 mm2 as a result of the trapezoidal body. 2. The reference member of claim 1, wherein the apical surface and the coronal surface are integral with the trapezoidal body. 3. The reference member of claim 1, wherein the apical surface and the coronal surface are formed as separate components that are coupled to the trapezoidal body. 4. The reference member of claim 1, wherein the first reference code is different than the second reference code. 5. The reference member of claim 1, wherein the first reference code is positioned between the first side and a center of the coronal surface. 6. The reference member of claim 5, wherein the second reference code is positioned between the second side and the center of the coronal surface. 7. The reference member of claim 1, wherein at least one of the first and second reference codes includes 12-bit encoding, 32-bit encoding, or 64-bit encoding. 8. The reference member of claim 1, wherein the first reference code and the second reference code are configured to provide an orientation of the reference member, when the reference codes are scanned. 9. The reference member of claim 1, wherein the first and second reference codes are configured to identify a predetermined implant analog, when the reference codes are scanned. 10. The reference member of claim 1, wherein the first and second reference codes are configured to identify a position of a predetermined implant analog, when the reference codes are scanned. 11. The reference member of claim 1, wherein the post is configured for snap-fit or press-fit engagement with the implant analog. 12. The reference member of claim 1, wherein the implant analog is accessible through a coronal orifice formed in the coronal surface of the reference member. 13. The reference member of claim 1, wherein the reference member is extraoral. 14. A method for determining a position of an implant analog in a working model, comprising: providing or obtaining a reference member, the reference member including: a trapezoidal body including a first sid... | Zfx GmbH | A61C009/00 A61C008/00
US09402583 | B2 | 2016-08-02 | Orthopedic screw for measuring a parameter of the muscular-skeletal system | 2014-02-04 | A dual-mode closed-loop measurement system for capturing a transit time, phase, or frequency of energy waves propagating through a medium is disclosed. A first module comprises an inductor drive circuit, an inductor, a transducer, and a filter. A second module housed in a screw comprises an inductor and a transducer. The screw is bio-compatible and allows an accurate delivery of the circuit into the muscular-skeletal system. The inductor can be attached and interconnected on a flexible substrate that fits into a cavity in the screw. The first and second modules are operatively coupled together. The first module provides energy to power the second module. The second module emits an energy wave into the medium that propagates to the first module. The transit time of energy waves is measured and correlated to the parameter by known relationship. | 1. An orthopedic screw and system comprising: a first circuit in a module wherein the module is configured to be placed at first location; anda second circuit in a cavity of a screw wherein the screw is configured to fasten to a muscular-skeletal system at a second location, wherein the second circuit comprises a passive circuit, wherein the module and screw are configured to form a closed loop to repeatably propagate a signal through the first and second circuit and wherein the signal corresponds to a parameter being measured. 2. The orthopedic screw and system of claim 1 where the passive circuit couples to the screw. 3. The orthopedic screw and system of claim 2 where the passive circuit emits an energy wave to the muscular-skeletal system through the screw. 4. The orthopedic screw and system of claim 1 where the first circuit and the second circuit is configured to support measurement of a parameter related to the muscular-skeletal system. 5. The orthopedic screw and system of claim 1 where the second circuit comprises: an inductor; anda transducer operatively coupled to the inductor. 6. The orthopedic screw and system of claim 5 further including a substrate where the inductor and transducer are coupled to the substrate and where the substrate includes interconnect for coupling the inductor to the transducer. 7. The orthopedic screw and system of claim 6 where die of the inductor and transducer is stacked. 8. The orthopedic screw and system of claim 1 wherein the signal is inductively coupled from the module to the screw. 9. The orthopedic screw and system of claim 8 wherein the signal received by the module from the screw is acoustic. 10. The orthopedic screw and system of claim 9 wherein the signal comprises an electrical signal, an ultrasonic signal, or an electromagnetic signal in the closed loop. 11. The orthopedic screw and system of claim 10 wherein the transit time, frequency, or phase of the signal is measured. 12. An orthopedic screw and system comprising: a screw including a cavity configured to fasten to a muscular-skeletal system; anda circuit in the cavity where the circuit consists of a passive circuit configured to transmit an energy wave to the muscular-skeletal system wherein a transducer and an inductor couple to a substrate, wherein the substrate includes interconnect coupling the transducer to the inductor, and wherein die of the inductor and the transducer is stacked. 13. The orthopedic screw of claim 12 further including a module configured to be in closed-loop feedback with the inductor and the transducer of the orthopedic screw. 14. The orthopedic screw and system of claim 13 wherein the module is configured to be in closed-loop feedback with the inductor and the transducer of the orthopedic screw. 15. The orthopedic screw and system of claim 14 where the module is configured to be coupled in a first path to the inductor of the orthopedic screw electromagnetically. 16. The orthopedic screw and system o... | ORTHOSENSOR INC. | A61B005/00 A61B008/15
US09392944 | B2 | 2016-07-19 | Laser source unit, control method thereof, photoacoustic image generation apparatus and photoacoustic image generation method | 2014-01-29 | A pulse laser beam is emitted in a desired wavelength sequence using a laser light source unit. A Q switch and a birefringent filter are inserted into an optical resonator including a pair of mirrors and facing each other with a laser rod interposed therebetween. The birefringent filter changes an oscillation wavelength of the optical resonator in association with rotational displacement. The rotation control unit rotates the birefringent filter at a predetermined rotation speed depending on the number of wavelengths included in the wavelength sequence of the pulse laser beam to be emitted. An emission control unit irradiates the laser rod with excitation light, and then turns on the Q switch at a timing when a rotational-displacement-position of the birefringent filter is set to a position corresponding to the wavelength of the pulse laser beam to be emitted, to cause the pulse laser beam to be emitted. | 1. A laser source unit that sequentially emits a plurality of pulse laser beams in a predetermined wavelength sequence including at least two different wavelengths, the laser source unit comprising: a laser rod;an excitation light source that irradiates the laser rod with excitation light;an optical resonator including a pair of mirrors facing each other with the laser rod interposed therebetween;a Q switch which is inserted into the optical resonator;a birefringent filter which is inserted into the optical resonator and changes an oscillation wavelength of the optical resonator in association with rotational displacement of the birefringent filter;a rotation control unit that rotates the birefringent filter at a predetermined rotation speed depending on the number of wavelengths included in the wavelength sequence; andan emission control unit that irradiates the laser rod with excitation light from the excitation light source and then turns on the Q switch, at a timing when a rotational displacement angle of the birefringent filter is set to a position where the optical resonator oscillates at the wavelength of the pulse laser beam to be emitted, to cause the pulse laser beam to be emitted, whereinthe rotation control unit sets the predetermined rotation speed of the birefringent filter, whereinthe laser source unit emits the pulse laser beam in one free spectral range based on the predetermined rotation speed set by the rotation control unit,the predetermined rotation speed is determined on the basis of changes in an oscillation wavelength for the rotational displacement angle of the birefringent filter, the number of wavelengths included in the wavelength sequence, and the number of times of emission of the pulse laser beam per unit time, andthe free spectral range is repeated a number of times during a single rotation. 2. The laser source unit according to claim 1, wherein when the number of times that the free spectral range is repeated during one rotation is set to k{times/rotation}, the number of wavelengths included in the wavelength sequence is set to n{pieces}, and the number of times of emission of the pulse laser beam per unit time is set to ni{times/second}, the predetermined rotation speed of the birefringent filter is determined as a value calculated by a relation of v=m/(k×n){rotations/second}. 3. The laser source unit according to claim 2, wherein the rotation control unit continuously sends a signal for rotating the birefringent filter in a predetermined direction at the predetermined rotation speed. 4. The laser source unit according to claim 2, further comprising: a servo motor that rotates the birefringent filter; anda rotary encoder that detects the rotational displacement of the birefringent filter,wherein the rotation control unit controls the servo motor so that the amount of rotational displacement of the birefringent filter detected by the rotary encoder for a predetermined period of time is set to an amount dependin... | FUJIFILM Corporation | A61B005/00 H01S003/106 H01S003/11 G01N029/24 A61B005/145 G01N021/17 H01S003/08 A61B005/1455 H01S003/092 H01S003/06
US20140142398 | A1 | 2014-05-22 | MULTIFUNCTIONAL GUIDEWIRE ASSEMBLIES AND SYSTEM FOR ANALYZING ANATOMICAL AND FUNCTIONAL PARAMETERS | 2013-11-12 | Multifunctional guidewire assemblies and system for analyzing anatomical and functional parameters are described. Using a single guidewire assembly, functional and anatomical measurements and identification of lesions may be made. Functional measurements such as pressure may be obtained with a pressure sensor on the guidewire while anatomical measurements such as luminal dimensions may be obtained by utilizing an electrode assembly along the guidewire. The vascular network and stenosed lesions may be modeled into an equivalent electrical network and solved based on the measured parameters to obtain unknown parameters of the electrical network. Several treatment plan options may be constructed where each plan may correspond to the treatment of a subset of particular lesions. The anatomical outcome for each of the treatment plans may be estimated and the equivalent modified electrical parameters may be determined. Then, each of the electrical networks for each plan may be solved to determine the functional outcome for each treatment plan and the outcomes for all treatment plans may be presented to a physician. | 1. A guidewire device configured to assess one or more vascular bodily lumens, comprising: an elongate guidewire body;a pressure sensor positioned near or at a distal end of the guidewire body; and,a plurality of excitation elements and a plurality of sensing elements disposed on the guidewire body in proximity to the pressure sensor. 2. The device of claim 1 wherein a first of the plurality of sensing elements is not equally spaced from second and third sensing elements. 3. The device of claim 1 further comprising a processor secured within or along the guidewire body and in electrical communication with the pressure sensor. 4. The device of claim 3 wherein the processor comprises an ASIC component formed along the substrate and in electrical communication with the diaphragm. 5. The device of claim 3 wherein the processor comprises a switch that is in communication with the pressure sensor and the plurality of electrodes. 6. The device of claim 1 wherein the guidewire body comprises a structure having at least a distal coil. 7. The device of claim 1 wherein the pressure sensor comprises a housing which defines a slot therealong. 8. The device of claim 7 further comprising a substrate secured within the housing, the substrate having a diaphragm exposed through the slot defined by the housing. 9. The device of claim 3 wherein the processor is positioned within the guidewire body proximal to the pressure sensor. 10. The device of claim 3 wherein the processor is in electrical communication with the guidewire body. 11. The device of claim 10 wherein the pressure sensor is in electrical communication with the guidewire body. 12. The device of claim 1 wherein the plurality of excitation elements and sensing elements are positioned proximal to the pressure sensor along the guidewire body 13. The device of claim 1 wherein the plurality of excitation elements and sensing elements are coupled to a processor configured to sense a luminal diameter. 14. The device of claim 3 wherein the processor is configured for wireless transmission of information. 15. The device of claim 1 wherein a first sensing element is disposed axially between the second and third sensing elements on the guidewire body. 16. The device of claim 15 wherein the second and third sensing elements are also first and second excitation elements. 17. The device of claim 1 wherein the excitation elements and sensing elements are electrodes. 18. The device of claim 1 further comprising an external power source in wireless communication with the processor and/or pressure sensor. 19. The device of claim 1 wherein the plurality of excitation elements are in communication with a processor which is programmed to generate a multiple-frequency electrical signal at a plurality of frequencies through the excitation elements. 20. The device of claim 19 wherein the processor is further programmed to measure an electrical signal from the plurality of sensing elements from at least two o... | Angiometrix Corporation | A61B005/0215 A61B005/053
US20140128715 | A1 | 2014-05-08 | SYSTEM FOR ELECTROPHYSIOLOGY THAT INCLUDES SOFTWARE MODULE AND BODY-WORN MONITOR | 2013-11-06 | The invention also provides an integrated system that combines an ablation system used in the electrophysiology (EP) lab with a novel, body-worn monitor and data-management software system. The body-worn monitor differs from conventional monitors in that it measures stroke volume (SV) and cardiac output (CO) in addition to heart rate (HR) and ECG waveforms. The combined system collects numerical and waveform data from patients before, during, and after an EP procedure, thereby providing a robust data set that can be used for a variety of analytics and reporting purposes. The body-worn monitor can be applied to the patient immediately after the EP procedure, e.g. while they are recovering in a hospital. Once applied, the body-worn monitor measures data in real-time, and transmits them to both an EMR and a software application running on a mobile device, such as a smartphone, tablet, or personal digital assistant. | 1. A system for evaluating an electrophysiology (EP) procedure, comprising: an EP software system configured to generate EP information describing the patient's response to an EP procedure;a body-worn monitor configured to measure the following values from the patient and transmit them to the database comprised by the computer system: heart rate (HR), stroke volume (SV), cardiac output (CO), and ECG waveforms; andan Internet-based software system configured to receive and collectively analyze the EP information describing the patient's response to an EP procedure and the values of HR, SV, CO, and ECG waveforms to evaluate the EP procedure. 2. The system of claim 1, wherein the Internet-based software system processes the EP information to determine HR and HR variability during the EP procedure, and the values of HR to determine HR and HR variability after the EP procedure to evaluate the EP procedure. 3. The system of claim 1, wherein the Internet-based software system processes the EP information to determine HR and HR variability during the EP procedure, and the values of SV and SV variability after the EP procedure to evaluate the EP procedure. 4. The system of claim 1, wherein the Internet-based software system processes the EP information to determine HR and HR variability during the EP procedure, and the values of CO and CO variability after the EP procedure to evaluate the EP procedure. 5. The system of claim 1, wherein the Internet-based software system processes the EP information to determine an ECG waveform during the EP procedure, and the ECG waveform measured by the body-worn monitor to evaluate the EP procedure. 6. The system of claim 1, wherein the body-worn monitor is configured to be worn on the patient's chest. 7. The system of claim 6, wherein the body-worn monitor is configured to attach to the patient's chest with a collection of electrode patches. 8. The system of claim 7, wherein the collection of electrode patches consists of two separate electrode patches. 9. The system of claim 8, wherein each electrode patch comprises two electrodes. 10. The system of claim 9, wherein each electrode patch comprises two electrodes connected to a common adhesive backing. 11. The system of claim 6, wherein the body-worn monitor comprises two separate modules, each comprising an electronics circuit and configured to be worn in the patient's chest. 12. The system of claim 11, wherein the body-worn monitor comprises a first module that houses an ECG circuit for measuring analog ECG waveforms used to calculate HR from the patient, and a second module that houses a TBI circuit for measuring analog TBI waveforms used to calculate CO and SV from the patient. 13. The system of claim 12, wherein the first and second modules are connected to each other with a cable. 14. The system of claim 12, wherein the body-worn monitor comprises a single analog-to-digital converter that converts the analog ECG waveforms into digital ECG waveforms, a... | Perminova Inc. | A61B005/02 A61B005/0408
US20140128716 | A1 | 2014-05-08 | METHOD AND SYSTEM FOR SENSING RADIO WAVE IN DIAGNOSTIC IMAGING OF BREAST CANCER | 2013-06-07 | Provided is a method of sensing a radio wave in diagnostic imaging of breast cancer, including arranging a plurality of transmitting and receiving antennas along a periphery of a breast, transmitting a radio wave signal from at least one first antenna among the plurality of transmitting and receiving antennas, receiving a scattered wave signal for the radio wave signal from the remaining antennas, other than the first antenna, among the plurality of transmitting and receiving antennas, and rotating the plurality of transmitting and receiving antennas by a predetermined angle. | 1. A method of sensing a radio wave in diagnostic imaging of breast cancer, the method comprising: arranging a plurality of transmitting and receiving antennas along a periphery of a breast;transmitting a radio wave signal from at least one first antenna among the plurality of transmitting and receiving antennas;receiving a scattered wave signal for the radio wave signal from the remaining antennas, other than the first antenna, among the plurality of transmitting and receiving antennas; androtating the plurality of transmitting and receiving antennas by a predetermined angle. 2. The method of claim 1, wherein the rotating of the plurality of transmitting and receiving antennas comprises re-arranging the plurality of transmitting and receiving antennas by rotating the plurality of transmitting and receiving antennas by the predetermined angle along the periphery of the breast. 3. The method of claim 1, further comprising: moving the plurality of transmitting and receiving antennas by a predetermined distance in a depthwise direction of the breast after rotating the plurality of transmitting and receiving antennas. 4. The method of claim 1, further comprising: setting at least one new first antenna among the remaining antennas, other than the first antenna transmitting the radio wave signal, after receiving the scattered wave signal. 5. The method of claim 1, wherein the receiving of the scattered wave signal for the radio wave signal comprises obtaining radio wave signal amplitude and phase information from the received radio wave signal. 6. A method of sensing a radio wave in diagnostic imaging of breast cancer, the method comprising: arranging a plurality of transmitting and receiving antennas along a periphery of the breast in a plurality of layers in a depthwise direction of a breast;transmitting a radio wave signal from at least one first antenna among the plurality of transmitting and receiving antennas for the plurality of layers;receiving a scattered wave signal for the radio wave signal from the remaining antennas, other than the first antenna, among the plurality of transmitting and receiving antennas for the plurality of layers; andmoving the plurality of transmitting and receiving antennas for the plurality of layers by a predetermined distance in the depthwise direction of the breast. 7. The method of claim 6, wherein the arranging of the plurality of transmitting and receiving antennas in the plurality of layers comprises arranging the plurality of transmitting and receiving antennas in the plurality of layers in a staggered manner, relative to the transmitting and receiving antennas of adjacent layers. 8. The method of claim 6, further comprising: setting at least one new first antenna among the remaining antennas, other than the first antenna transmitting the radio wave signal, after receiving the scattered wave signal in the plurality of layers. 9. The method of claim 6, further comprising: transmitting the radio wave sig... | - | A61B005/05 A61B005/00
US20140142427 | A1 | 2014-05-22 | Automated Fluid Delivery Catheter and System | 2013-03-11 | In part, the invention relates to catheters, methods, and blood clearing technologies suitable for use in an optical coherence tomography system. The optical coherence tomography system includes a control system, a probe including a catheter defining a lumen and a rotatable optical fiber located within the lumen, a fluid cartridge holder in communication with the lumen of the probe, a pump to move fluid from the fluid cartridge to the lumen of the probe; and a motor configured to rotate and pull the optical fiber through the lumen of a blood vessel. The pump and the motor are controlled by the control system. The catheter can include a wall that bounds the lumen of the probe, which defines a flush port and includes a valve in fluid communication with the flush port, the valve configured to permit fluid from the lumen to pass through the wall. | 1. An optical coherence tomography system comprising: a data collection probe comprising a catheter defining a lumen; anda rotatable optical fiber located within the lumen;a fluid cartridge holder in fluid communication with the lumen of the catheter;a pump positioned to be in mechanical communication with a fluid cartridge when the fluid cartridge is disposed in the fluid cartridge holder, the pump configured to move fluid from the fluid cartridge into the lumen of the cathetera motor configured to pullback the optical fiber during data collection; anda control system configured to control one or both of the pump and motor. 2. The optical coherence tomography system of claim 1 wherein the catheter has a wall that bounds the lumen, the wall defining a flush port and further comprising a valve in fluid communication with the flush port, the valve configured to permit fluid from the lumen to pass through the wall. 3. The optical coherence tomography system of claim 2 wherein the valve is an expandable tube valve. 4. The optical coherence tomography system of claim 3 wherein the valve opens in response to a pressure level of between about 50 psi and about 200 psi. 5. The optical coherence tomography system of claim 1 wherein the wall defines a purge port configured to permit fluid from the lumen to displace air from the lumen. 6. The optical coherence tomography system of claim 1 wherein the data collection probe is at least one of an OCT probe, an ultrasound probe, or a pressure probe. 7. The optical coherence tomography system of claim 1, wherein the control system is configured to signal the pump to stop pumping if insufficient fluid from the fluid cartridge has been delivered to permit data collection within a predetermined amount of time. 8. The optical coherence tomography system of claim 1 wherein the control system is configured to signal the pump to stop pumping upon completion of OCT data collection. 9. The optical coherence tomography system of claim 1 further comprising: the fluid cartridge wherein the fluid cartridge comprises: a cartridge wall,a reservoir at least partially defined by the cartridge wall,a fluid disposed in the reservoir, anda fluid delivery port in fluid communication with the lumen, whereby in response to fluid pressure, fluid moves from the reservoir through the fluid delivery port and into the lumen, wherein the fluid pressure is triggered by the control system. 10. A catheter configured to clear blood in a vessel comprising: a catheter wall defining a first lumen;a probe located within the first lumen;a flush port defined by the catheter wall;a valve in fluid communication with the first lumen, the valve configured to permit fluid from the first lumen to pass through the catheter wall; anda purge port defined by the catheter wall and in fluid communication with the first lumen, the purge port configured to permit fluid from the first lumen to purge air from the first lumen. 11. The catheter of claim 10 wh... | LIGHTLAB IMAGING, INC. | A61M025/00 A61B005/00
US08738109 | B2 | 2014-05-27 | Analyte monitoring device and methods of use | 2009-03-03 | An analyte monitor includes a sensor, a sensor control unit, and a display unit. The sensor has, for example, a substrate, a recessed channel formed in the substrate, and conductive material disposed in the recessed channel to form a working electrode. The sensor control unit typically has a housing adapted for placement on skin and is adapted to receive a portion of an electrochemical sensor. The sensor control unit also includes two or more conductive contacts disposed on the housing and configured for coupling to two or more contact pads on the sensor. A transmitter is disposed in the housing and coupled to the plurality of conductive contacts for transmitting data obtained using the sensor. The display unit has a receiver for receiving data transmitted by the transmitter of the sensor control unit and a display coupled to the receiver for displaying an indication of a level of an analyte. The analyte monitor may also be part of a drug delivery system to alter the level of the analyte based on the data obtained using the sensor. | 1. A transcutaneous sensor, comprising: an insulating layer having a first side and a second side, the first side and the second side opposing each other;a first conducting layer having at least a portion disposed on the first side of the insulating layer and including a first contact pad to provide electrical coupling on the first side of the insulating layer; anda second conducting layer having at least a portion disposed on the second side of the insulating layer, the second conducting layer electrically coupled to a second contact pad to provide electrical coupling on the first side of the insulating layer; wherein the sensor is configured to generate one or more signals for communication to a signal receiving device using the electrical coupling of the first contact pad and the second contact pad; and furtherwherein a first portion of the insulating layer is configured for retention within a housing and a second portion of the insulating layer is configured to protrude from a sensor port disposed on a base of the housing. 2. The sensor of claim 1, wherein the first conducting layer and the second conducting layer are substantially co-planar. 3. The sensor of claim 1, wherein the insulating layer includes a substrate of the sensor. 4. The sensor of claim 1, wherein at least one of the first conducting layer and the second conducting layer includes a working electrode. 5. The sensor of claim 1, further comprising an analyte responsive enzyme. 6. The sensor of claim 5, wherein the analyte responsive enzyme is disposed on the sensor. 7. The sensor of claim 1, further comprising a membrane. 8. The sensor of claim 7, wherein the membrane is formed in situ. 9. The sensor of claim 1, wherein at least a part of the first conducting layer on the insulating layer is configured for fluid contact with interstitial fluid. 10. The sensor of claim 1, wherein the insulating layer includes a via provided between the first side and the second side, the via including an electrically conductive material. 11. The sensor of claim 10, wherein the second conducting layer is connected to the via including the electrically conductive material to electrically couple to the second contact pad on the first side of the insulating material, such that the first contact pad and the second contact pad are provided on the same side of the insulating material. 12. The sensor of claim 4, wherein the working electrode comprises an analyte responsive enzyme and a mediator, wherein at least one of the analyte responsive enzyme and the mediator is chemically bonded to a polymer disposed on the working electrode, and wherein at least one of the analyte responsive enzyme and the mediator is crosslinked with the polymer. 13. The sensor of claim 1, further including a temperature probe configured to obtain one or more temperature related signals. 14. An apparatus, comprising: an analyte sensor, including: an insulating layer having a first side and a second side, the first ... | Abbott Diabetes Care Inc. | A61B005/04
US08718734 | B2 | 2014-05-06 | Non-invasive polarimetric apparatus and method for analyte sensing in birefringent media | 2008-11-07 | A noninvasive polarimetric apparatus used to measure levels of a substance in a sample in the presence of dynamically changing sample birefringence is provided. A polarization system generates multiple states of polarized light which interact with the sample. An analyzer system receives a signal from the sample and generates a secondary signal. This signal is detected and then processed to measure levels of a substance in a sample that may be have time varying birefringent components. | 1. A noninvasive polarimetric apparatus used to measure levels of a substance in a sample, in which the sample may exhibit dynamically changing birefringence comprising: a polarization system configured to generate multiple states of polarized light which interact with a given sample that exhibits dynamically changing birefringence, wherein the polarized light oscillates between left and right circularly polarized light, with elliptically polarized light between the left and right circularly polarized light; and,an analyzer system configured to receive the resulting signal and generate a secondary signal which can be further processed to measure levels of a substance in the sample,wherein the measured levels provide a measurement of optical activity in relation to analyte concentration. 2. The apparatus of claim 1, wherein one or more of the polarization system and the analyzer system are configured to generate an oscillating birefringence. 3. The apparatus of claim 1, wherein one or more of the polarization system, and the analyzer system comprise a variable retarder. 4. The apparatus of claim 1, wherein one or more of the polarization system and the analyzer system comprise one or more variable retardance modulator systems. 5. The apparatus of claim 1, wherein the light generated exhibits retardation modulation and has a peak retardation modulation depth that corresponds to a quarter of the wavelength of the light being used. 6. The apparatus of claim 1, wherein the frequency of retardation modulation is at a given modulator frequency (ωj). 7. The apparatus of claim 1, wherein the magnitude and direction of the induced birefringence determine the polarization state of the light exiting the polarization apparatus. 8. The apparatus of claim 1, wherein the polarization system is configured to continuously change the retardance of the polarized light, thus producing continuously changing polarization states. 9. The apparatus of claim 1, wherein the polarimetric apparatus is configured to apply a partial least square (PLS) analysis to the signal. 10. The apparatus of claim 1, wherein the analyzer system is configured to generate a secondary signal that provides predictive information about the sample. 11. The apparatus of claim 1, wherein the analyzer system is configured to receive the signal from the sample in an at least partially transmissive mode. 12. The apparatus of claim 1, wherein the analyzer system is configured to receive the signal from the sample in an at least partially reflectance mode. 13. The apparatus of claim 1, wherein the analyzer system is configured to receive the signal from the sample in an at least partially absorptive mode. 14. The apparatus of claim 1, wherein the substance in a dynamically varying birefringent sample is an optically active substance. 15. The apparatus of claim 1, wherein the substance in the sample causes a refractive index to be measured in the substance. 16. The apparatus of claim 1, wh... | The University of Toledo | A61B005/00 A61B005/1455 A61B005/145
US08721557 | B2 | 2014-05-13 | Pattern of cuff inflation and deflation for non-invasive blood pressure measurement | 2011-02-18 | Embodiments of the present disclosure relate to a system and method for determining a physiologic parameter of a patient. Specifically, embodiments provided herein include methods and systems for non-invasive determination of blood pressure. Information from a photoplethysmography sensor may be used to determine a systolic pressure, which in turn may be used to control a deflation pattern of a blood pressure cuff. | 1. A method of monitoring blood pressure in a subject comprising: using a monitor to:receive a signal from a photoplethysmography sensor positioned proximate to an inflatable blood pressure cuff;receive a signal from a pressure transducer associated with the inflatable blood pressure cuff;determine a systolic blood pressure of the subject based on a pressure in the inflatable blood pressure cuff at a first appearance of a plethysmographic waveform in the signal from the photoplethysmography sensor during a linear deflation of the inflatable blood pressure cuff from an oversystolic pressure; andprovide instructions to switch from the linear deflation of the inflatable blood pressure cuff to a stepwise deflation of the inflatable blood pressure cuff after the first appearance of the plethysmographic waveform. 2. The method of claim 1, comprising using the monitor to determine a mean arterial pressure based on a peak pressure amplitude during the stepwise deflation. 3. The method of claim 2, comprising using the monitor to provide instructions to stop the stepwise deflation after the mean arterial pressure is determined. 4. The method of claim 2, comprising using the monitor to determine a diastolic pressure of the subject based on the systolic pressure and the mean arterial pressure. 5. The method of claim 1, wherein each step of the stepwise deflation comprises at least two pressure oscillations. 6. The method of claim 1, wherein a step of the stepwise deflation is about 8 mm Hg or less than a previous step. 7. The method of claim 1, wherein the first appearance of the plethysmographic waveform is determined using a pulse qualification of the plethysmographic waveform. 8. The method of claim 7, wherein the pulse qualification comprises an assessment of a degree of arrhythmia. 9. A monitor, comprising: an input circuit configured to receive a photoplethysmographic signal and a pressure transducer signal from a pressure transducer associated with an inflatable blood pressure cuff;a memory storing an algorithm configured to calculate a systolic pressure based at least in part on an intracuff pressure at which the photoplethysmographic signal is first detected during a linear deflation of the inflatable blood pressure cuff from an oversystolic pressure and configured to calculate a diastolic pressure based at least in part on a mean arterial pressure determined from a peak pressure amplitude during a stepwise deflation; anda processor configured to execute the algorithm and provide instructions to control deflation of the inflatable blood pressure cuff, wherein a switch between the linear deflation and the stepwise deflation of the inflatable blood pressure cuff is based on a determination of the systolic pressure. 10. The monitor of claim 9, wherein the algorithm comprises a pulse identification step. 11. The monitor of claim 10, wherein the pulse identification step comprises amplitude matching. 12. The monitor of claim 10, wherein the pu... | Covidien LP | A61B005/02
US08727998 | B2 | 2014-05-20 | Portal vein pressure measurement using elastography | 2008-05-15 | The shear stiffness of a subject's spleen is measured using elastography techniques such as ultrasound elastography or a magnetic resonance elastography (MRE) acquisition with an MRI system. A relationship between splenic shear stiffness and portal venous blood pressure is modeled and is used to calculate portal venous blood pressure non-invasively from the measured splenic shear stiffness. | 1. A method for measuring portal venous blood pressure in a subject, the method comprising the steps of: a) applying a mechanical excitation to spleen of the subject;b) acquiring displacement data relating to tissue displacement in the spleen in response to this applied force with a medical imaging system;c) calculating a splenic shear stiffness value from the acquired displacement data;d) developing a mathematic model between splenic shear stiffness and portal venous blood pressure; ande) calculating the portal venous blood pressure using the calculated splenic shear stiffness value and the mathematic model between splenic shear stiffness and portal venous blood pressure. 2. The method as recited in claim 1 wherein step a) further includes applying the mechanical excitation to the spleen with an active or passive acoustic driver. 3. The method as recited in claim 1 wherein step a) further includes applying mechanical excitation to the spleen with an electromechanical driver. 4. The method as recited in claim 1 wherein step a) further includes applying mechanical excitation to the spleen with a piezoelectric driver. 5. The method as recited in claim 1 wherein step a) further includes applying mechanical excitation to the spleen with focused ultrasound. 6. The method as recited in claim 1 wherein step a) further includes applying one of a harmonic and a combination of harmonic mechanical excitations to the spleen. 7. The method as recited in claim 1 wherein step a) further includes applying transient mechanical excitation to the spleen. 8. The method as recited in claim 1 wherein step a) further includes applying one of static and quasi-static mechanical excitation to the spleen. 9. The method as recited in claim 1 wherein step b) includes performing an ultrasound imaging process to acquire the displacement data from the spleen. 10. The method as recited in claim 1 wherein step b) includes performing a magnetic resonance (MR) imaging process to acquire the displacement data from the spleen. 11. The method as recited in claim 10 wherein step b) includes performing phase contrast magnetic resonance techniques to encode the displacement in the subject's spleen as changes in the phase of an MR signal. 12. The method as recited in claim 11 wherein step b) includes performing a gradient recalled echo pulse sequence to acquire the displacement data from the spleen. 13. The method as recited in claim 11 wherein step b) includes performing a spin echo pulse sequence to acquire the displacement data from the spleen. 14. The method as recited in claim 11 wherein step b) includes performing an echo planar imaging pulse sequence to acquire the displacement data from the spleen. 15. The method as recited in claim 11 wherein step b) includes performing a steady state free precession pulse sequence to acquire the displacement data from the spleen. 16. The method as recited in claim 11 wherein step b) includes acquiring data in at least one 2D imagi... | MAYO Foundation for Medical Education and Research | A61B005/02
US08734762 | B2 | 2014-05-27 | Perfluorocarbon nano-emulsion containing quantum dot nanoparticles and method for preparing the same | 2008-08-20 | The present invention relates to a perfluorocarbon nanoemulsion containing quantum dot nanoparticles and a method for preparing the same, more specifically, relates to a method for preparing a multifunctional perfluorocarbon nanoemulsion which simultaneously shows the fluorine-based magnetic resonance properties of perfluorocarbon and the optical properties of quantum dot nanoparticles, the method comprising dispersing quantum dot nanoparticles, modified with a fluorine end group, in perfluorocarbon, and then adding an aqueous emulsifier solution containing lipid to the dispersion. The disclosed perfluorocarbon nanoemulsion containing quantum dot nanoparticles has excellent biocompatibility and simultaneously shows optical properties and magnetic resonance properties, and thus can be used as a contrast agent for multi-mode molecular imaging. Accordingly, the nanoemulsion can be used to study cell and small-animal molecular imaging in various fields, including biological and medical fields. | 1. A method for preparing a perfluorocarbon nanoemulsion containing quantum dot nanoparticles, the method comprising the steps of: (a) modifying the surface of quantum dot nanoparticles with a first perfluorocarbon to form a modified quantum dot nanoparticle, wherein the quantum dot nanoparticles are coated with hydrocarbons, wherein the first perfluorocarbon is selected from perfluorohydrocarbons or amphiphilic fluorinated hydrocarbons, which have thiol, phosphine or phosphine oxide end groups, and wherein the modified quantum dot nanoparticles have a fluorine end group;(b) preparing a dispersion by dispersing the modified quantum dot nanoparticles having a fluorine end group in a second perfluorocarbon; and(c) preparing an nanoemulsion containing quantum dot nanoparticles by adding an aqueous emulsifier solution containing lipid to the dispersion, and then mixing it. 2. The method for preparing a perfluorocarbon nanoemulsion according to claim 1, wherein said quantum dot nanoparticle is made of group II-IV or group III-V compound. 3. The method for preparing a perfluorocarbon nanoemulsion according to claim 1, wherein said quantum dot nanoparticle is made of a material selected from the group consisting of CdSe, CdSe/ZnS, CdTe/CdS, CdTe, ZnSe/ZnS, ZnTe/ZnSe, PbSe, PbS InAs, InP, InGaP, InGaP/ZnS and HgTe. 4. The method for preparing a perfluorocarbon nanoemulsion according to claim 1, wherein said quantum dot nanoparticle has a single-core or core/shell structure. 5. The method for preparing a perfluorocarbon nanoemulsion according to claim 1, wherein the second perfluorocarbon is selected from compounds containing at least one fluorine (F) group in the main chain. 6. The method for preparing a perfluorocarbon nanoemulsion according to claim 5, wherein the second perfluorocarbon is selected from the group consisting of perfluorotributylamine (FC47), perfluorodecalin (PP5), perfluoromethyldecalin (PP9), perfluorooctylbromide, (perfluorotetrahydrofuran (FC80), perfluoro butanediol diisopropylether (PBDI), (CF3)2CFOCF2(CF2)2CF2OCF(CF3)2, perfluoro octanediol diisopropylether (PODI), (CF3)2CFOCF2(CF2)6CF2OCF(CF3)2, perfluoroetherpolymer, Fomblin Y/01, perfluorododecane, perfluorobicyclo[4.3.0]nonane, perfluorotritrimethylbicyclohexane, perfluorotripropylamine, perfluoroisopropylcyclohexane, perfluoroendotetrahydrodicyclopentadiene, perfluoroadamantane, perfluoroexotetrahydrodicyclopentadiene, perfluorobicyclo[5.3.0]decane, perfluorotetramethylcyclohexane, perfluoro-1-methyl-4-isopropylcyclohexane, perfluoro-n-butylcyclohexane, perfluorodimethylbicyclo[3.3.1]nonane, perfluoro-1-methyl adamantane, perfluoro-1-methyl-4-t-butylcyclohexane, perfluorodecahydroacenapthane, perfluorotrimethybicyclo[3.3.1]nonane, perfluoro-1-methyl admanatane, perfluoro-1-methyl-4-t-butylcyclohexane, perfluorodecahydroacenaphthene, perfluorotrimethybicyclo[3.3.1]nonane, perfluoro-nundecane, perfluorotetradecahydrophenanthrene, perfluoro-1,3,5,7-tetramethyladamantane, p... | Korea Research Institute of Bioscience and Biotechnology | A61B005/00 A61B008/00 A61K009/66
US09198588 | B2 | 2015-12-01 | Frequency-adaptive notch filter | 2012-10-31 | One apparatus includes a notch filter that has a state observer unit and a parameter adaptation unit. The state observer unit is configured to receive a sampled noisy electrical signal and a sampled filtered electrical signal, the state observer unit having an estimated noise signal output, the estimated noise signal output carrying an estimated noise signal to be subtracted from the sampled noisy electrical signal, resulting in the filtered electrical signal. The parameter adaptation unit is configured to receive the estimated noise signal and an error signal from the state observer unit. The parameter adaptation unit is also configured to determine, based on the estimated noise signal and the error signal, an updated estimated noise frequency, thereby causing the state observer unit to generate an updated estimated noise signal to be provided on the estimated noise signal output. | 1. A notch filter comprising: a state observer unit configured to receive a sampled noisy electrical signal having a periodic noise component and a filtered electrical signal component, the state observer unit having an estimated periodic noise signal output, the estimated periodic noise signal output carrying an estimated periodic noise signal to be subtracted from the sampled noisy electrical signal, resulting in the filtered electrical signal component;a parameter adaptation unit configured to receive the estimated periodic noise signal and an error signal from the state observer unit, the parameter adaptation unit configured to determine, based on the estimated periodic noise signal and the error signal, an updated estimated noise frequency, thereby causing the state observer unit to generate an updated estimated periodic noise signal to be provided on the estimated periodic noise signal output. 2. The notch filter of claim 1, further comprising a robustness enhancer unit having a switching output connected to the parameter adaptation unit. 3. The notch filter of claim 2, wherein the robustness enhancer unit is configured to selectively enable the parameter adaptation unit to adapt to a frequency of an estimated periodic noise signal received as part of the sampled noisy electrical signal. 4. The notch filter of claim 3, wherein the robustness enhancer unit includes a linear criterion unit and a wide angle unit. 5. The notch filter of claim 1, wherein the parameter adaptation unit receives a value defining a rate of adaptation to a frequency of the estimated periodic noise signal. 6. The notch filter of claim 1, wherein the sampled noisy electrical signal comprises an ECG signal. 7. The notch filter of claim 1, wherein the state observer unit and the parameter adaptation unit are implemented in a microcontroller of an ECG machine. 8. The notch filter of claim 1, wherein the periodic noise component of the noisy electrical signal has a frequency of about 45 Hz to about 66 Hz. 9. The notch filter of claim 1, wherein the noisy electrical signal has a sampling frequency greater than a frequency of the periodic noise component. | Welch Allyn, Inc. | G06F017/10 A61B005/0402 H03H021/00 A61B005/00
US08727996 | B2 | 2014-05-20 | Delivery system for implantable medical device | 2011-04-20 | A delivery device for implanting a medical device that includes an expandable fixation member adapted to fix the position of the medical device within a lumen of a human body. The delivery device has an inner shaft rotatably disposed in a tubular outer shaft. A retention member is secured to and rotatable with the inner shaft and has a free end and a retainer portion adapted to protrude outwardly through an exit aperture in the outer shaft to extend circumferentially about the exterior of the outer shaft. The fixation member of the medical device may be retained on the tubular shaft in a low profile configuration by the outwardly protruding retainer portion and may be released to expand upon retraction of the retainer portion in response to rotation of the inner shaft. | 1. A delivery device for implanting a medical device that includes at least one fixation member adapted to fix the position of the medical device within a lumen of a human body, the fixation member being expandable from a low profile configuration in which it can be passed into the lumen to an expanded configuration in which it engages a wall of the lumen to maintain the medical device in place, the delivery device comprising: a tubular outer shaft;an inner shaft rotatably disposed in the outer shaft; andat least one retention member having a free end, the retention member being secured to and rotatable with the inner shaft, each retention member being associated with an exit aperture formed in the outer shaft to enable a retainer portion of the retention member, that includes its free end, to protrude outwardly through its associated exit aperture, the retainer portion of the retention member being adapted to extend circumferentially about at least part of the exterior of the outer shaft, the retainer portion of the retention member being retractable into the outer shaft in response to rotation of the inner shaft;whereby the fixation member of the medical device may be retained on the tubular shaft in its low profile configuration by the outwardly protruding retainer portion and may be released to expand to its expanded configuration upon retraction of the retainer portion in response to rotation of the inner shaft. 2. The delivery device of claim 1 wherein the retention member comprises a helical coil disposed about the inner shaft and secured to the inner shaft at a location longitudinally spaced from the free end of the coil. 3. The delivery device of claim 2 wherein the retention member is bonded to the inner shaft. 4. The deliver device of claim 1 further comprising: the outer shaft having a reentry aperture associated with each exit aperture, the reentry aperture being circumferentially spaced from its associated exit aperture and being positioned to receive the free end of its associated retention member to retain the free end of the retention member upon reentry into the outer shaft. 5. The delivery device of claim 1 wherein the delivery device has at least two retention members at spaced locations along its length and an exit aperture associated with each of the retention members whereby the retention members may engage different portions of the fixation member. 6. The delivery device of claim 5 wherein the outer shaft has a reentry aperture associated with each of the exit apertures, each reentry aperture being circumferentially spaced from its associated exit aperture and being positioned to receive the free end of its associated retention member to reenter the outer shaft and retain the free end of the retention member. 7. The delivery device of claim 5 wherein the exit apertures are arranged in sufficiently circumferentially spaced positions on the outer shaft to cause the different portions of the fixation member to be releas... | Medtronic Vascular, Inc. | A61B005/02 A61B018/18 A61M029/00 A61F002/06 A61N001/00
US08725225 | B2 | 2014-05-13 | Intraoperative imaging of renal cortical tumors and cysts | 2007-08-09 | The invention provides methods for visualizing renal tumors and for staging cysts during an operation by use of a fluorescent dye. | 1. A method of detecting the presence or absence of a tumor in an area of a kidney in a subject during a surgical operation, comprising: a) intravenously administering to said subject indocyanine green (ICG) which fluoresces at a near infrared emission wavelength when said dye is contacted with a near infrared excitation wavelength;b) illuminating said kidney during said operation with said near infrared excitation wavelength such that the ICG in said kidney fluoresces; and,c) detecting the presence or absence of fluorescence of the ICG in said kidney during said operation, using a video camera with optical filtering to block ambient and laser light, wherein detecting absence of fluorescence in said area indicates the presence of a tumor in said area, and detecting the presence of fluorescence in said area indicates the absence of a tumor in said area. 2. A method of claim 1, wherein there are a plurality of tumors in said kidney. 3. A method of claim 1, wherein said dye is administered locally into the renal artery, the superior segmental artery, anterior superior segmental artery, anterior inferior segmental artery, inferior segmental artery, an arcuate artery, or an interlobular artery. 4. A method of claim 1, wherein said tumor is visualized on an image display. 5. A method of claim 1, wherein said exposing of said kidney to said illumination comprising said excitation wavelength is by a laproscopic instrument. 6. A method of claim 1, wherein the subject is a human. 7. A method of claim 1, wherein said dye is administered during said surgical operation. 8. A method of claim 1, wherein said dye is administered within 1 hour before said surgical operation. 9. A method of claim 8, wherein said dye is administered within about ½ hour before said surgical operation. 10. A method of claim 8, wherein said dye is administered within about ½ hour before said surgical operation. 11. A method of visualizing a tumor in a kidney in a subject during a surgical operation, comprising: a) intravenously administering to said subject indocyanine green (ICG) which fluoresces at a near infrared emission wavelength when said dye is contacted with a near infrared excitation wavelength;b) illuminating said kidney during said operation with said near infrared excitation wavelength such that the ICG in said kidney fluoresces; and,c) visualizing the presence or absence of fluorescence of the ICG in said kidney during said operation, using a video camera with optical filtering to block ambient and laser light, wherein visualizing an area of said kidney in which fluorescence is absent is a visualization of said tumor. 12. A method of claim 11, wherein there are a plurality of tumors in said kidney. 13. A method of claim 11, wherein said dye is administered locally into the renal artery, the superior segmental artery, anterior superior segmental artery, anterior inferior segmental artery, inferior segmental artery, an arcuate artery, or an interlobular artery.... | University of Rochester | A61B005/00
US08718739 | B2 | 2014-05-06 | Analyte sensor calibration management | 2012-12-28 | Methods and devices to detect analyte in body fluid are provided. Embodiments include positioning an analyte sensor in fluid contact with an analyte, detecting an attenuation in a signal from an analyte sensor after positioning during a predetermined time period, categorizing the detected attenuation in the analyte sensor signal based, at least in part, on one or more characteristics of the signal, performing signal processing to generate a reportable data associated with the detected analyte sensor signal during the predetermined time period, managing if and when to request additional reference signal measurements, and managing if and when to temporarily not display results. | 1. A method, comprising: programming a processor of an in vivo glucose monitoring system to:monitor a signal received from a glucose sensor positioned in fluid contact with interstitial fluid to determine if a level of the signal is below a predetermined threshold during a predefined period of time following sensor positioning;detect an attenuation in the signal when it is determined that the level of the signal is below the predetermined threshold during the predefined period of time following sensor positioning;categorize the detected attenuation in the signal based, at least in part, on one or more characteristics of the signal; andreport information related to the signal when the level of the signal is not determined to be below the predetermined threshold during the predefined period of time following sensor positioning; wherein the detected attenuation in the signal is associated with an early signal attenuation condition. 2. The method of claim 1, wherein the predefined time period is within one day of sensor positioning. 3. The method of claim 2, wherein the predefined time period is within one hour of sensor positioning. 4. The method of claim 1, further comprising programming the processor to request a reference measurement when it is determined that the level of the signal is below the predetermined threshold during the predefined period of time following sensor positioning. 5. The method of claim 1, wherein the predetermined threshold is related to a predefined signal attenuation level. 6. The method of claim 1, further comprising programming the processor not to report information related to the received glucose signal when it is determined that the level of the signal is below the predetermined threshold during the predefined period of time following sensor positioning. 7. The method of claim 1, wherein the glucose sensor comprises a plurality of electrodes including a working electrode, wherein the working electrode comprises a glucose-responsive enzyme and a mediator, wherein at least one of the glucose-responsive enzyme and the mediator is chemically bonded to a polymer disposed on the working electrode, and wherein at least one of the glucose-responsive enzyme and the mediator is crosslinked with the polymer. 8. An in vivo glucose monitoring system, comprising: an in vivo glucose sensor configured for in vivo positioning such that at least a portion of the sensor is positioned in fluid contact with interstitial fluid; anda processor programmed to receive a signal from the in vivo glucose sensor, monitor the signal to determine if a level of the signal is below a predetermined threshold during a predefined period of time following sensor positioning, detect an attenuation in the signal when it is determined that the level of the signal is below the predetermined threshold during the predefined period of time following sensor positioning, categorize the detected attenuation in the signal based, at least in part, on one or m... | Abbott Diabetes Care Inc. | A61B005/05 A61B005/00
US10194869 | B2 | 2019-02-05 | Apparatus and method for measuring biosignals | 2013-10-09 | An apparatus and method for measuring a biosignal that include generating a control signal for processing the biosignal based on an obtained replication signal or a sensed motion of the subject. | 1. An apparatus for measuring a biosignal, the apparatus comprising: a biosignal interface configured to measure the biosignal;a dummy interface configured to detect a dummy signal;a processor configured to obtain a replication signal from the biosignal using the biosignal interface and the dummy interface,wherein the replication signal is proportional to a motion artifact in the biosignal;determine, based on the replication signal, an artifact degree of the motion artifact;compare the artifact degree to a threshold to generate a comparison result;generate, based on the comparison result, a control signal for controlling adaptive filtering of the biosignal to reduce the motion artifact; andprocess the biosignal based on the control signal. 2. The apparatus of claim 1, wherein the processor is configured to obtain the replication signal from the biosignal by measuring a change in a half cell potential between the biosignal interface and the dummy interface. 3. The apparatus of claim 1, wherein the processor is configured to determine the artifact degree by indexing the replication signal during a time period. 4. The apparatus of claim 3, wherein the processor is configured to index the replication signal by indexing a distribution of the replication signal, a root mean square of the replication signal, or an average magnitude of the replication signal during the time period. 5. The apparatus of claim 1, wherein the processor is configured to generate the control signal by: if the comparison result indicates that the artifact degree exceeds the threshold, generating the control signal to indicate that the adaptive filtering is to be performed; andif the comparison result indicates that the artifact degree does not exceed the threshold, generating the control signal to indicate that the adaptive filtering is not to be performed. 6. The apparatus of claim 5, wherein the processor is further configured to; if the control signal indicates that the adaptive filtering is to be performed, process the biosignal by performing the adaptive filtering on the biosignal to reduce the motion artifact, andif the control signal indicates that the adaptive filtering is not to be performed, omit the adaptive filtering of the biosignal when processing the biosignal. 7. An apparatus for measuring a biosignal, the apparatus comprising: a first electrode configured to measure the biosignal;a second elctrode configured to detect the biosignal;at least one processor configured to obtain a replication signal from the biosignal using the first electrode and the second electrode,wherein the replication signal is proportional to a motion artifact in the biosignal;determine, based on the replication signal, an artifact degree of the motion artifact;compare the artifact degree to a threshold to generate a comparison result;generate, based on the comparison result, a control signal controlling adaptive filtering of the biosignal to reduce the motion artifact in the biosigna... | Samsung Electronics Co., Ltd. | A61B005/00 A61B005/0428 A61B005/0452 A61B005/04 A61B005/11
US09380944 | B2 | 2016-07-05 | Photoacoustic image generation apparatus and acoustic wave unit | 2014-01-29 | A pulse laser beam is emitted in a desired wavelength sequence using a laser source unit. A Q switch and a birefringent filter are inserted into an optical resonator including a pair of mirrors and facing each other with a laser rod interposed therebetween. The birefringent filter changes an oscillation wavelength of the optical resonator in association with rotational displacement. A trigger control circuit rotates the birefringent filter at a predetermined rotation speed depending on the number of wavelengths included in the wavelength sequence of the pulse laser beam to be emitted. In addition, the trigger control circuit irradiates the laser rod with excitation light, and turns on the Q switch at a timing when a rotational displacement position of the birefringent filter is set to a position corresponding to the wavelength of the pulse laser beam to be emitted, to cause the pulse laser beam to be emitted. | 1. A photoacoustic image generation apparatus comprising: a laser source unit that sequentially emits a plurality of pulse laser beams in a predetermined wavelength sequence having at least two different wavelengths, the laser source unit including a laser rod, an excitation light source that irradiates the laser rod with excitation light, an optical resonator that has a pair of mirrors facing each other with the laser rod interposed therebetween, a Q switch which is inserted into the optical resonator, and a birefringent filter which is inserted into the optical resonator and changes an oscillation wavelength of the optical resonator in association with rotational displacement of the birefringent filter; andan acoustic wave unit that generates a photoacoustic image, the acoustic wave unit including a detection unit that detects a photoacoustic signal generated within an object when the object is irradiated with the pulse laser beam having each wavelength included in the predetermined wavelength sequence and generates pieces of photoacoustic data corresponding to the respective wavelengths, an intensity ratio extraction unit that extracts a magnitude relation between relative signal intensities of the pieces of photoacoustic data corresponding to the respective wavelengths, a photoacoustic image construction unit that generates the photoacoustic image on the basis of the extracted magnitude relation, and a trigger control circuit that causes the laser rod to be irradiated with excitation light from the excitation light source while rotating the birefringent filter at a predetermined rotation speed depending on the number of wavelengths included in the wavelength sequence, and after the irradiation with the excitation light, turns on the Q switch at a timing when a rotational displacement angle of the birefringent filter is set to a position where the optical resonator oscillates at the wavelength of the pulse laser beam to be emitted to cause the pulse laser beam to be emitted, whereinthe acoustic wave unit sets the predetermined rotation speed of the birefringent filter,the laser source unit emits the pulse laser beam in one free spectral range based on the predetermined rotation speed set by the acoustic wave unit,the predetermined rotation speed is determined on the basis of changes in an oscillation wavelength for the rotational displacement angle of the birefringent filter, the number of wavelengths included in the wavelength sequence, and the number of times of emission of the pulse laser beam per unit time, andthe free spectral range is repeated a number of times during a single rotation. 2. The photoacoustic image generation apparatus according to claim 1, wherein when the number of times that the free spectral range is repeated during one rotation is set to k{times/rotation}, the number of wavelengths included in the wavelength sequence is set to n{pieces}, and the number of times of emission of the pulse laser beam per unit time is set... | FUJIFILM Corporation | A61B005/00 A61B005/145 H01S003/092 H01S003/106 H01S003/11 H01S003/16 H01S003/102
US09603563 | B2 | 2017-03-28 | Skin penetration device | 2012-04-04 | A lancing device includes a housing (10, 12) and a lancet holder movably mounted within the housing. The lancet holder has a forward portion defining a socket (30) for partially surrounding and retaining in use the rear portion of a lancet. A lancet release element (40, 42) can be moved forward to cooperate with lugs on the socket to expand it to allow insertion and/or removal of the lancet with minimal insertion or withdrawal force. | 1. A lancing device having: a housing comprising a main body portion, anda forward nose portion that is removably attached to the main body portion to allow loading and unloading of a lancet in use;a lancet holder movably mounted in said housing and having a forward portion for receiving a lancet in use; anda lancet release element movable among an intermediate rest position,a rearward position in which the lancet release element cocks the lancing device in a ready-to-fire position prior to use, anda forward release position to release the lancet from the lancet holder,said lancet release element comprising an elongate extension that is exterior to an outer periphery of said lancet holder, wherein forward movement of the elongate extension is prevented by said forward nose portion when said forward nose portion is connected to said main body portion so that forward movement of said lancet release element from the intermediate rest position to the forward release position is prevented by said forward nose portion when the nose portion is connected to said main body, andwherein said lancet release element is movable from the intermediate rest position to said forward release position only after said forward nose portion is removed from said main body portion, andwherein said lancet release element is movable longitudinally and wherein a forward end of said elongate extension directly contacts said forward nose portion to prevent the forward movement of said lancet release element when the forward nose portion is connected to said main body portion. 2. The lancing device according to claim 1, further comprising the lancet, wherein said lancet comprises a movable insertion element disposed in said housing and having a sharp tip and adapted to be inserted into skin of a recipient; and wherein said forward nose portion comprises a depth penetration arrangement comprising, a first, relatively fixed portion forming part of or secured to said housing, anda skin contacting portion being mounted for angular movement about an axis on said relatively fixed portion;wherein one of the relatively fixed portion and the skin contacting portion has an interrupted cam surface, and the other of said relatively fixed portion and said skin contacting portion has a cam follower adapted to cooperate with said interrupted cam surface,whereby rotation of said skin contacting portion relative to said fixed portion varies the relative axial position of said skin contacting portion and said fixed portion. 3. The skin penetration device according to claim 2, wherein said relatively fixed portion and said skin contacting portion include respective detent elements to prevent a detent action at spaced angular positions. 4. The skin penetration device according to claim 2, wherein a stop surface is associated with said interrupted cam surface to limit rotation of said skin contacting portion relative to said fixed portion. 5. The skin penetration device according to claim 2, w... | OWEN MUMFORD LIMITED | A61B017/14 A61B017/32 A61B005/151 A61B005/15
US20140117256 | A1 | 2014-05-01 | APPRATUS FOR OPTICAL ANALYSIS OF AN ASSOCIATED TISSUE SAMPLE | 2012-06-21 | In order to improve fluorescence measurements, there is provided an apparatus and, a method and a computer program for optical analysis of an associated tissue sample, the apparatus comprising a spectrometer comprising an optical detector, a light source, a first light emitter 219 arranged for emitting photons into the associated tissue sample, a first light collector 221 arranged for receiving photons from the associated tissue sample, a second light emitter 223, a second light collector 225, wherein a reflectance spectrum is obtained via the first light emitter 219 and collector 221 and a fluorescence spectrum is obtained via the second light emitter 223 and collector 225, and where a first distance d1 between the first light emitter and collector is larger than a second distance d2 between the second light emitter and collector. By combining the data thus obtained, an intrinsic fluorescence spectrum may be obtained. | 1. An apparatus for optical analysis of an associated tissue sample, the apparatus comprising: a spectrometer comprising an optical detector,a light source,a first light emitter arranged for emitting photons into the associated tissue sample,a first light collector arranged for receiving photons from the associated tissue sample,a second light emitter arranged for emitting photons into the associated tissue sample,a second light collector arranged for receiving photons from the associated tissue sample, andwhere the spectrometer, the light source, the first light emitter and the first light collector are arranged for obtaining a first set of data representative of a spectrum chosen from the group comprising: a reflectance spectrum, a transmission spectrum and an absorption spectrum of the associated tissue sample, and where the spectrometer, the light source, the second light emitter and the second light collector are arranged for obtaining a second set of data representative of a fluorescence spectrum of the associated tissue sample, and the apparatus further comprising a processor arranged for:receiving the first set of data, and to determine a wavelength-dependent set of scattering and/or absorption coefficients from the first set of data, and to determine a distortion parameter accordingly,receiving the second set of data, anddetermining a third set of data representative of an intrinsic fluorescence spectrum of the associated tissue sample based on the second set of data and the distortion parameter,wherein a first distance between the first light emitter and the first light collector is substantially larger than a second distance between the second light emitter and the second light collector, and wherein a first volume of the associated tissue sample which is probed during the measuring the first set of data substantially overlaps a second volume of the associated tissue sample which is probed during the measuring of the second set of data. 2. An apparatus according to claim 1, the apparatus further comprising: a database comprising a predetermined table of correction factors which enables determination of a third set of data being based on the first set of measured data and the second set of measured data,and the processor further being arranged for: accessing the database, andwherein the determining the third set of data representative of an intrinsic fluorescence spectrum of the associated tissue is furthermore based on the predetermined table of correction factors. 3. An apparatus according to claim 1, wherein each one of the first light emitter, the first light collector, the second light emitter and the second light collector may be a distal end of a light guide. 4. An apparatus according to claim 1, wherein the first light emitter, the first light collector, the second light emitter and the second light collector are comprised within an interventional device. 5. An apparatus according to claim 1, wherein the first distance betwe... | KONINKLIJKE PHILIPS N.V. | A61B005/00
US20140135639 | A1 | 2014-05-15 | Adaptive Acoustic Signal Filtering for Respiration Monitoring System | 2012-11-13 | An adaptive acoustic signal filter for a respiration monitoring system includes a filter stage and a cutoff frequency adapter. The filter stage applies a cutoff frequency to an input acoustic signal waveform containing respiration and heart sound components in a filtering operation to produce a filtered acoustic signal waveform from which heart sound components have been removed. The adapter then performs cutoff frequency optimization tests on the filtered signal waveform and determines from the tests whether adjustment of the cutoff frequency is indicated. These tests assess whether the filtering operation struck a proper balance between removing heart sound components and preserving respiration sound components in the filtered signal waveform. If adjustment of the cutoff frequency is indicated, the adapter adjusts the cutoff frequency and the adjusted cutoff frequency is provided to the filter stage for application in a next filtering operation performed on the input signal waveform. | 1. An adaptive acoustic signal filter for a respiration monitoring system, comprising: a filter stage configured to apply a cutoff frequency to an input acoustic signal waveform containing respiration and heart sounds in a filtering operation to produce a filtered acoustic signal waveform from which heart sounds have been removed; anda cutoff frequency adapter operatively coupled with the filter stage and configured to perform one or more cutoff frequency optimization tests on the filtered signal, determine from the tests whether adjustment of the cutoff frequency is indicated and selectively adjust the cutoff frequency and provide the adjusted cutoff frequency to the filter stage for application in a next filtering operation performed on the input signal waveform depending on whether adjustment of the cutoff frequency is indicated. 2. The filter of claim 1, wherein the cutoff frequency optimization tests assess whether the filtering operation struck a proper balance between removing heart sounds and preserving respiration sounds in the filtered signal waveform. 3. The filter of claim 1, wherein the cutoff frequency optimization tests comprise a test of residual heart sound presence in the filtered signal waveform. 4. The filter of claim 3, wherein the residual heart sound presence test determines whether actual times between peaks in the filtered signal waveform fall within a range of expected times between heartbeats. 5. The filter of claim 1, wherein the cutoff frequency optimization tests comprise a test of slopes of peaks in the filtered signal waveform. 6. The filter of claim 1, wherein the cutoff frequency optimization tests comprise a test of smoothness of the filtered signal waveform. 7. The filter of claim 1, wherein the cutoff frequency is adjusted using a monotonously decreasing function. 8. The filter of claim 1, wherein the filter is a lowpass filter. 9. The filter of claim 1, wherein the input signal waveform comprises an energy envelope computed from a raw acoustic signal. 10. The filter of claim 1, wherein the filter stage and the cutoff frequency adapter comprise software instructions executed by a processor. 11. An adaptive acoustic signal filtering method for a respiration monitoring system, comprising the steps of: applying by the system to an input acoustic signal waveform containing respiration and heart sounds in a filtering operation a cutoff frequency to produce a filtered acoustic signal waveform from which heart sounds have been removed;performing by the system one or more cutoff frequency optimization tests on the filtered signal waveform;determining by the system from the tests whether adjustment of the cutoff frequency is indicated; andselectively adjusting by the system the cutoff frequency and providing by the system the adjusted cutoff frequency to the filter for application in a next filtering operation performed on the input signal waveform depending on whether adjustment of the cutoff frequency is in... | - | A61B005/08
US20140128692 | A1 | 2014-05-08 | FLEXIBLE SPIRALLY-ROLLED POLYMER TUBE FOR MONITORING AND TREATMENT OF BRAIN INJURIES | 2014-01-10 | A flexible spirally-rolled polymer microtube for in vivo monitoring and treatment of brain injuries; the tube integrally comprising one or more microsensors and one or more microchannels, wherein the microsensors monitor one or more parameters and the microchannels are capable of delivering substances to the brain, removing substances from the brain, or both. | 1. A flexible spirally-rolled polymer microtube for in vivo monitoring and treatment of brain injuries, the tube integrally comprising one or more microsensors, wherein the microsensors monitor one or more parameters and the microtube is capable of delivering substances to the brain, removing substances from the brain, or both. 2. The microtube according to claim 1, wherein the microtube comprises one or more polymers selected from the group consisting of polyimide, poly(p-xylylene), and polyvinylidene fluoride trifluoroethylene (PDVF-TrFE). 3. The microtube according to claim 1, wherein the microsensors comprise one or more pressure sensors, pH sensors, temperature sensors, glucose sensors, oxygen sensors, lactate sensors, pyruvate sensors, glutamate sensors, or carbon dioxide sensors. 4. The microtube according to claim 1, wherein one or more of the microsensors comprise amperometric, hot anenometric, voltammetric, or potentiometric sensors. 5. The microtube according to claim 1, wherein one of more of the microsensors comprise pressure sensors selected from the group consisting of piezoelectric, piezoresistive, and capacitive pressure sensors. 6. The microtube according to claim 1, wherein one or more of the microsensors comprise temperature sensors selected from the group consisting of resistance temperature detectors and temperature sensitive resistors. 7. The microtube according to claim 1, wherein one or more of the microsensors are fabricated on the exterior surface of the microtube. 8. The microtube according to claim 1, wherein one or more of the microsensors are fabricated on the interior surface of the microtube. 9. The microtube according to claim 1, wherein one or more of the microsensors are fabricated on the interior surface and one or more of the microsensors are fabricated on the exterior surface of the microtube. 10. The microtube according to claim 1, wherein one or more of the microsensors are operatively coupled to a signal conditioning device, a data acquisition device, or both. 11. The microtube according to claim 1, wherein one or more of the microsensors are operatively coupled to a data acquisition device operating multimodality monitoring software. 12. The microtube according to claim 1, wherein the data obtained by the microsensors is monitored in real time, continuously, or both. 13-18. (canceled) 19. The microtube according to claim 1, wherein the microtube is located or attached at or near the end of a stylet, needle, endoscope, or catheter. 20. The microtube according to claim 1, wherein the substances delivered to the brain or removed from the brain are selected from the group consisting of drugs, chemicals, genes, cells, and calibrated buffer solution. 21. The microtube according to claim 1, wherein the substances delivered to the brain or removed from the brain are minute volumes of liquids or gases. | The Feinstein Institute For Medical Research | A61B005/03 A61M037/00 A61M027/00
US20140148706 | A1 | 2014-05-29 | METHOD AND DEVICE FOR DETECTING THERMAL COMFORT | 2012-06-14 | A device and corresponding method for detecting thermal comfort includes an infrared sensor to generate a thermographic image by detecting the temperature at a plurality of points to detect the surface temperature of at least one person; an image evaluation unit to receive the data of the infrared sensor to correlate the measured surface temperatures with a segmented physiological model of the person. The image evaluation unit determines a position in space and/or a gesture and/or anthropometric and/or morphological data of the at least one person, and a correlation unit receiving the data of the image evaluation unit to generate, on the basis of the position in space and/or the gesture and/or the anthropometric and/or morphological data of the at least one person, at least one variable representing thermal comfort. | 1. An apparatus for detecting thermal comfort, comprising: an infrared sensor being adapted to produce a thermographic image by detecting the temperature at a plurality of points in order to determine the surface temperature of at least one person,an image evaluation device being adapted to receive the data from the infrared sensor and that is adapted to correlate the measured surface temperatures to a segmented physiological model of the person, wherein the image evaluation device is adapted to determine a position in the room and/or a gesticulation and/or anthropometric and/or morphological data for the at least one person,a correlation device being adapted to receive the data from the image evaluation device, and being adapted to provide at least one variable that represents thermal comfort from the position in the room and/or the gesticulation and/or the anthropometric and/or the morphological data for the at least one person. 2. The apparatus according to claim 1, comprising further at least one image capture device for detecting the gesticulation and/or the facial expression and/or the motion of at least one person in the room. 3. The apparatus according to claim 1, wherein the image evaluation device and/or the infrared sensor is/are adapted to determine anthropometric data and/or gesticulation and/or positions for a plurality of persons. 4. The apparatus according to claim 1, wherein the image capture device and/or the infrared sensor is/are adapted to capture images of at least one person continuously, as a result of which the image evaluation device can be used to determine the time profile of a position in the room and/or the time profile of the gesticulation and/or the time profile of the facial expression of the at least one person. 5. The apparatus according to claim 1, wherein the image capture device forms an integral part of the infrared sensor. 6. The apparatus according to claim 1, comprising further a computation device being adapted to determine the surface temperature of at least one surface element that is not arranged in the detection range of the image capture device and/or of the infrared sensor. 7. The apparatus according to claim 1, also containing comprising further an air conditioning system comprising at least one control loop to which the at least one variable representing thermal comfort can be supplied as a setpoint value or actual value. 8. The apparatus according to claim 2, comprising further an estimation device that is adapted to determine the clothing insulation value for the person, and to which at least weather data and/or location data and/or data from the infrared sensor can be supplied, wherein the data from the estimation device can be supplied to the correlation device. 9. The apparatus according to claim 8, wherein the estimation device stores a thermophysiological model. 10. The apparatus according to claim 1, wherein the image evaluation device is adapted to determine the level of activit... | - | A61B005/01 A61F007/00 A61B005/00
US20140148711 | A1 | 2014-05-29 | Recursive Least Squares Adaptive Acoustic Signal Filtering for Physiological Monitoring System | 2012-11-26 | Recursive least squares (RLS) adaptive acoustic signal filtering for a physiological monitoring system reduces residual heart sound in a primary signal remaining after application of a respiration sound bandpass filter to a first instance of a mixed signal containing respiration sound and heart sound. Residual heart sound in the primary signal is reduced by minimizing a component in the primary signal that correlates with a reference signal containing heart sound but almost no residual respiration sound after application of a heart sound bandpass filter to a second instance of the mixed signal. The correlative component in the primary signal is minimized by applying an adaptive filter to the reference signal and subtracting the filtered reference signal from the primary signal to produce a residue signal, wherein the coefficients for the adaptive filter are selected to minimize the least square error of the residue signal. | 1. A recursive least squares (RLS) adaptive acoustic physiological signal filtering method, comprising the steps of: capturing by a physiological monitoring system a mixed acoustic physiological signal containing respiration sound and heart sound;producing by the system a primary signal at least in part by applying a respiration sound bandpass filter to a first instance of the mixed signal;producing by the system a reference signal at least in part by applying a heart sound bandpass filter to a second instance of the mixed signal;producing by the system a filtered reference signal at least in part by applying an adaptive filter to the reference signal;producing by the system a residue signal at least in part by subtracting the filtered reference signal from the primary signal;computing by the system one or more values for one or more respiration parameters using the residue signal;outputting by the system respiration information based at least in part on the respiration parameter values;computing by the system one or more values for one or more coefficients for the adaptive filter in accordance with an RLS algorithm using the residue signal; andupdating by the system the adaptive filter with the coefficient values. 2. The method of claim 1, wherein the primary signal is further produced by computing an energy envelope of the first instance of the mixed signal. 3. The method of claim 1, wherein the primary signal is further produced by downsampling the first instance of the mixed signal. 4. The method of claim 1, wherein the reference signal is further produced by computing an energy envelope of the second instance of the mixed signal. 5. The method of claim 1, wherein the reference signal is further produced by downsampling the second instance of the mixed signal. 6. The method of claim 1, wherein the respiration sound bandpass filter and the heart sound bandpass filter have respective passbands that partially overlap. 7. The method of claim 1, wherein the respiration sound bandpass filter has a passband from 80 Hz plus or minus ten percent to 300 Hz plus or minus ten percent. 8. The method of claim 1, wherein the heart sound bandpass filter has a high cutoff frequency from 10 Hz plus or minus ten percent to 100 Hz plus or minus ten percent. 9. The method of claim 1, further comprising the step of splitting by the system the mixed signal into the first instance and the second instance. 10. The method of claim 1, further comprising the step of amplifying by the system the mixed signal. 11. The method of claim 1, further comprising the step of applying by the system a lowpass filter to the mixed signal. 12. The method of claim 1, wherein the respiration parameters include respiration rate. 13. The method of claim 1, wherein the system is an ambulatory monitoring system. 14. A physiological monitoring system, comprising: a sound capture system configured to capture a mixed acoustic physiological signal containing respiration sound and h... | - | A61B005/0205 A61B005/00 A61B007/00
US08724878 | B2 | 2014-05-13 | Ultrasound image segmentation | 2012-01-12 | An apparatus for segmenting ultrasound image data including an ultrasound imaging system configured to generate imaging data of a patient. The ultrasound imaging system includes a transducer, a processing unit and a display. The processing unit is operably coupled to the transducer to receive the generated imaging data. The processing unit is configured to analyze the received imaging data and identify an anatomical element. The processing unit includes instructions to segment the anatomical element utilizing as an initial seed segmentation data for the same anatomical element obtained from a different imaging system. | 1. An apparatus for segmenting ultrasound image data, comprising: an ultrasound imaging system configured to generate imaging data of a patient, the ultrasound imaging system having a transducer probe, a processing unit and a display;the processing unit being operably coupled to the transducer probe to receive the generated imaging data, the processing unit configured to: analyze the received imaging data;identify an anatomical element from the imaging data;the processing unit including instructions to segment the anatomical element obtained from the ultrasound imaging system utilizing as an initial seed a segmentation data scan for the same anatomical element obtained from a different imaging system. 2. The system of claim 1, wherein the different imaging system is a computed tomography system. 3. The system of claim 2, wherein the initial seed is a contour map of the segmented anatomical element, in part or in whole, registered to a previously acquired data scan of the anatomical element. 4. The system of claim 3, further including an input device including one of a mouse, keyboard and touch screen configured to identify the anatomical element of interest on the display. 5. The system of claim 4, further including a sensor operatively connected to transducer probe tracking the movement and location of the transducer. 6. The system of claim 5, wherein the processing unit is configured to display the generated imaging data of the anatomical element from the ultrasound transducer on the display and simultaneously display an image of a corresponding anatomical element of the patient from the computed tomography system data. 7. The system of claim 6, wherein the processing unit is configured to calculate the area or volume of the segmented anatomical element on the ultrasound imaging data and compare with the area or volume of the corresponding anatomical element from the computed tomography system data. 8. The system of claim 7, where in the processing unit is configured to communicate the location of a segmented anatomical element, in whole or in part, from the computed tomography system data and display a marker on the ultrasound display illustrating the direction and distance to move the transducer probe to visualize the location corresponding to the segmented anatomical element on the ultrasound imaging system. 9. A system for segmenting ultrasound image data, comprising: a non-transient computer-readable medium containing computer-readable code to direct a processor to:receive a generated imaging data from an ultrasound transducer;display the imaging data on a display;segment an anatomical element of the imaging data from an ultrasound imaging system utilizing as an initial seed segmentation data, in part or in whole, from a scan containing the same anatomical element obtained from a different imaging system. 10. The system of claim 9, wherein the processor is further configured to compare a data set from the different imaging system ... | General Electric Company | G06K009/00 A61B005/05
US08718752 | B2 | 2014-05-06 | Heart failure decompensation prediction based on cardiac rhythm | 2009-03-11 | Systems and methods of detecting an impending cardiac decompensation of a patient measure an electrocardiogram signal of the patient. An incidence of cardiac arrhythmias is determined from the electrocardiogram signal. A risk of impending decompensation is determined in response to the incidence of cardiac arrhythmias. In many embodiments, the impending decompensation can be detected early enough to avoid, or at least delay, the impending decompensation, such that patient trauma and/or expensive ICU care can be avoided. Although embodiments make specific reference to monitoring electrocardiogram and other physiological signals with an adherent patch, the system methods and devices are applicable to many applications in which physiological monitoring is used, for example wireless physiological monitoring with implanted sensors for extended periods. | 1. A method of detecting an impending cardiac decompensation of a patient, the method comprising: measuring an electrocardiogram signal of the patient;determining an incidence of cardiac arrhythmias from the electrocardiogram signal;measuring a bioimpedance of the patient;determining from the measured bioimpedance a measure of a tissue hydration of the patient; anddetermining a risk of impending decompensation in response to a combination of the measured tissue hydration and the incidence of cardiac arrhythmias. 2. The method of claim 1 wherein the electrocardiogram signal is measured for at least one week and the risk of impending decompensation is determined in response to the incidence of cardiac arrhythmias measured for the at least one week. 3. The method of claim 1 wherein the incidence of cardiac arrhythmias is compared to an earlier baseline incidence of cardiac arrhythmias for the patient to determine the risk of impending decompensation. 4. The method of claim 1 wherein the incidence of cardiac arrhythmias is compared to an earlier baseline incidence of cardiac arrhythmias for a patient population to determine the risk of impending decompensation. 5. The method of claim 1 wherein the electrocardiogram signal comprises at least one of a derived signal, a time averaged signal, a filtered signal or a raw signal. 6. The method of claim 1 wherein the measured tissue hydration and the incidence of cardiac arrhythmias are combined with at least one of a heart rate, a heart rate variability, an activity or a respiration of the patient to determine the risk of impending decompensation. 7. The method of claim 6 wherein at least one of a weighted combination, a tiered combination or a logic gated combination, a time weighted combination or a rate of change is used to combine the measured tissue hydration and the incidence of cardiac arrhythmias with the at least one of the heart rate, the heart rate variability, the activity or the respiration of the patient. 8. The method of claim 1 wherein the incidence of cardiac arrhythmias is determined with an atrial arrhythmia comprising at least one of a bradycardia, an atrial fibrillation, an atrial tachycardia, or an atrial flutter. 9. The method of claim 1 wherein the incidence of cardiac arrhythmias is determined with a ventricular arrhythmia comprising at least one of a bradycardia, a sustained ventricular tachycardia, a non-sustained ventricular tachycardia or a premature ventricular contraction. 10. The method of claim 1 wherein the electrocardiogram signal is measured with an adherent patch comprising electrodes, the patch continuously adhered to the patient for at least one week. 11. The method of claim 1 wherein the electrocardiogram signal is measured with electrodes injected and/or implanted into the patient. 12. The method of claim 1 further comprising delivering a therapy to the patient in response to the risk of impending decompensation. 13. The method of claim 12 wherein the the... | Corventis, Inc. | A61B005/04 A61B005/05
US08731645 | B2 | 2014-05-20 | Identification device | 2012-01-19 | An identification device measures a potential difference signal between two contact electrodes contacted by a driver out of a plurality of electrodes installed in a handling unit or a potential difference signal between one contact electrode installed in the handling unit and a contact electrode different from the electrodes installed in the handling unit. The device identifies a contact electrode contacted by driver's hand out of the plurality of electrodes installed in the handling unit. The device determines whether the driver's hand in contact with the identified contact electrode is the right hand or the left hand on the basis of a rotational state of the handling unit and a position of the contact electrode in the handling unit. The device identifies the heart beat from the potential difference signal amplified by an amplification factor determined on the basis of a result of determination. | 1. An identification device comprising: a measuring unit configured to measure a potential difference signal between two contact electrodes which are contacted by a driver, one electrode of the two electrodes is from among a plurality of electrodes installed in a handling unit of a vehicle, and the other electrode is from among the plurality of electrodes or an electrode which is different from the plurality of electrodes installed in the handling unit;an electrode identifying unit configured to identify an electrode which is contacted by the driver from among the plurality of electrodes installed in the handling unit;a determining unit configured to acquire a rotational state of the handling unit from a control device of the vehicle, and determine whether a driver's hand, which is in contact with the electrode identified, is the right hand or the left hand on the basis of the rotational state of the handling unit and a position of the electrode identified in the handling unit; anda beat identifying unit configured to identify a heart beat from the potential difference signal which is amplified by an amplification factor, the amplification factor being determined on the basis of a result of determination by the determining unit. 2. The identification device according to claim 1, further comprising a determination-result storage unit configured to store therein a result of determination by the determining unit and identification information identifying an electrode which is contacted by the driver in an associated manner, wherein the electrode identifying unit includes identifying whether the plurality of electrodes installed in the handling unit is contacted by driver's both hands or one hand, andwhen the electrode identifying unit identifies that an electrode is contacted by driver's one hand, the determining unit includes reading out a previous result from the determination-result storage unit, the result associated with identification information identifying the electrode identified by the electrode identifying unit, andwhen the read previous result indicates that the electrode is contacted by the right hand, the determining unit includes determining that the electrode is contacted by the right hand,when the read previous result indicates that the electrode is contacted by the left hand, the determining unit includes determining that the electrode is contacted by the left hand. 3. The identification device according to claim 1, wherein when a handling-unit potential difference signal, which is a potential difference signal between two electrodes which are contacted by the driver, each electrode is from among the plurality of electrodes installed in the handling unit, is measured by the measuring unit, the beat identifying unit includes identifying the heart rate signal using the handling unit potential difference signal, andwhen no handling unit potential difference signal is measured by the measuring unit, the beat identifying unit includes... | Fujitsu Limited | A61B005/04
US08718736 | B2 | 2014-05-06 | Physiological sensor with offset adhesive layer | 2010-07-23 | An exemplary sensor includes a sensor pad defining a perimeter, a light source, a light detector, and an adhesive layer. The light source is configured to generate near-infrared light and transmit the near-infrared light through part of a patient's body. The light detector is configured to receive the near-infrared light generated by the light source after it has traveled through part of the patient's body. The light received by the light detector indicates an amount of oxygen in the part of the patient's body through which the near-infrared light traveled. The adhesive layer is offset relative to the sensor pad to, for example, allow a clinician to easily remove the sensor from the patient. | 1. A sensor comprising: a sensor pad defining a perimeter and having a patient surface configured to be applied adjacent to a patient's skin, said patient surface being substantially free of adhesive;a light source disposed on the sensor pad and configured to generate near-infrared light and transmit the near-infrared light through part of a patient's body;a light detector disposed on the sensor pad and configured to receive near-infrared light generated by the light source after it has traveled through part of the patient's body, wherein the light received by the light detector indicates an amount of oxygen in the part of the patient's body through which the near-infrared light traveled;a cable extending from the perimeter of the sensor pad; andan adhesive layer disposed on the sensor pad, wherein one part of the adhesive layer extends beyond the perimeter of the sensor pad and another part of the adhesive layer at a location spaced from the cable does not extend beyond the perimeter of the sensor pad. 2. A sensor as set forth in claim 1, wherein part of the adhesive layer extends beyond the perimeter of the sensor pad and part of the sensor pad extends beyond an edge of the adhesive layer. 3. A sensor as set forth in claim 1, wherein the sensor pad includes a flexible material. 4. A sensor as set forth in claim 1, wherein the adhesive layer includes a flexible material. 5. A sensor as set forth in claim 1, wherein the adhesive layer includes a pressure sensitive adhesive. 6. A sensor as set forth in claim 1, wherein the adhesive layer includes a hydrocolloid adhesive. 7. A sensor as set forth in claim 1, wherein the light source includes at least one of a light emitting diode and a laser diode. 8. A sensor as set forth in claim 1, wherein the light detector includes a photodiode. 9. A sensor as set forth in claim 1, further comprising a liner disposed on the adhesive layer. 10. A sensor as set forth in claim 1, wherein the sensor pad includes a top layer and a bottom layer, and wherein the light source and the light detector are disposed between the top and bottom layers. 11. A sensor as set forth in claim 10, wherein the top and bottom layers each include a flexible material. 12. A sensor as set forth in claim 10, wherein the adhesive layer is disposed on the bottom layer of the sensor pad and wherein the adhesive layer is offset relative to the bottom layer. 13. A sensor as set forth in claim 12, wherein the perimeter of the sensor pad is at least partially defined by the bottom layer and wherein one part of the adhesive layer extends beyond the perimeter defined by the bottom layer and wherein another part of the adhesive layer is substantially flush with the perimeter defined by the bottom layer. 14. A sensor as set forth in claim 12, wherein part of the adhesive layer extends beyond the perimeter defined by the bottom layer and part bottom layer extends beyond an edge of the adhesive layer. 15. A sensor as set forth in claim ... | Covidien LP | A61B005/00
US08715201 | B2 | 2014-05-06 | Detection of body sounds | 2006-10-25 | Disclosed is a method for detecting and monitoring body sounds in humans and animals, in which bioacoustic sensors and analyzers that are mounted downstream are used for the stationary or mobile long-term monitoring of intensive care patients' respiration, for example. The patients' lung sounds are detected and stored along with measured data which are available right away especially for the early detection of diseases and acute disturbances. Adequately monitoring intestinal sounds makes it possible to evaluate peristalsis and detect mechanical/paralytic ileus early on. An early warning system for the clinical sector immediately generates signals allowing doctors and nurses to take rapid action in case of an emergency. The inventive apparatus requires a maximum of only three bioacoustic sensors (12), each of which can be fixed to a point of an object body (K) facing the object, a maximum of one sensor (14) for recording surrounding noises, a maximum of four separable channels (11) for recording and transmitting sound signals or sound data detected by the sensors (12), and devices for supplying power and forwarding, converting, storing, and displaying sequences of signals or data on or in a recorder or a computer unit (20). | 1. A method for detecting and monitoring body sounds in humans and animals, in which bioacoustics sensors and analyzers that are mounted downstream are used, wherein, the bioacoustics sensors are fixed to a maximum of three points of an object body,a maximum of one additional bioacoustics sensor is provided for recording surrounding noises,the bioacoustics sensors continuously detect sound signals and/or sound data, within a selectable time segment,sequences of the sound signals and/or sound data are digitized, stored, and converted into a plurality of frequency-dependent spectral curves,a plurality of node-defined matching lines are continuously allocated to each corresponding frequency-dependent spectral curve, andeach node-defined matching line is compared with the corresponding frequency-dependent spectral curve for analyzable and signalizable identification of specific sound symptoms. 2. The method according to claim 1, wherein a conversion time window with resolutions of approximately 0.1 s is selected for converting the digitized sequences of the sound signals and/or sound data into the plurality of frequency-dependent spectral curves. 3. The method according to claim 1, wherein a Fourier transform or a fast Fourier transform of the data is affected in a spectral range, one spectral curve per conversion time window originating, with which amplitudes are represented over a frequency, transmitted and recorded. 4. The method according to claim 1, wherein from each spectral curve, at least two frequency ranges are selected and median values are determined, which correspond to nodes of the sequences of the sound signals and/or sound data, and that the allocated matching lines are developed on a basis of the nodes. 5. The method according to claim 1, wherein, when viewing the frequency-dependent spectral curves and the node-defined matching lines in an X, Y-coordinate axis system, each node value of the node-defined matching lines is an Y-amount at a frequency point X and that an analysis by comparing Y-values of the corresponding frequency-dependent spectral curve and of the corresponding node-defined matching line is effected by means of threshold values. 6. The method according to claim 1, wherein, for the frequency-dependent spectral curves, two partial frequency ranges are selected from a band of 150 Hz to 1,600 Hz, whose scope is determined by a multiple of an admissible signal peak width, which for humans lies in the range of 5 times to 0.5 times the admissible signal width. 7. The method according to claim 6, wherein the multiple of the admissible signal peak width corresponds to approximately 100 Hz to 200 Hz. 8. The method according to claim 1, wherein a control sensor for the oxygen content of the blood is fixed on the object body. 9. The method according to claim 1, wherein a detection of wheezing events from the frequency-dependent spectral curves is by an application of plausibility criteria based on secured measuring resul... | Heinen + Lowenstein GmbH & Co. KG | A61B005/08
US08721565 | B2 | 2014-05-13 | Device for forming an effective sensor-to-tissue contact | 2005-08-04 | A device for tissue characterization, comprises a structure; a first mechanism, associated with the structure, configured for exerting a first force on a tissue, for fixing the tissue to the structure, so as to substantially immobilize the tissue; and a second mechanism, associated with the structure, configured for pressing a sensor against an external surface of the immobilized tissue, thereby exerting a second force on the immobilized tissue, wherein at least a component of the first force is in opposition to at least a component of the second force, forcing the immobilized tissue against the sensor, and forcing the sensor against the immobilized tissue, bringing about an effective contact between the sensor and the immobilized tissue. | 1. A device for providing effective contact between a sensor and tissue, comprising: a structure;a duct system, associated with said structure, said duct system comprising two or more orifices at the proximal end of the structure; a suction source operatively connected to said duct system; said duct system and said suction source configured to exert a first force on a tissue at said orifices and to fix the tissue to said structure, so as to immobilize the tissue;a mechanism, associated with said structure, said mechanism comprising a piston, a spring, and a sensor; said sensor is on the proximal end of said piston; said mechanism configured to press the sensor against an external surface of the immobilized tissue and to thereby exert a second force on the immobilized tissue;at least one connection between the mechanism and the duct system; andsaid spring positioned between a portion of the piston and a portion of the structure, such that said spring is configured to regulate the second force when compressed, wherein said piston and structure are configured to cause the spring to be compressed via vacuum from the suction source when vacuum is applied to duct system;wherein said mechanism is configured to exert the second force in a direction opposite to said first force and to force the immobilized tissue against the sensor while the duct system and suction source immobilizes the tissue;wherein said structure, duct system, suction source, and mechanism combined are configured to bring about an effective contact between said sensor and the immobilized tissue by simultaneously immobilizing the tissue, pressing the sensor against the external surface of the immobilized tissue, and regulating the force applied by the sensor with compression of the spring controlled by the vacuum. 2. The device of claim 1, wherein said effective contact is a contact level of at least 95%. 3. The device of claim 1, wherein said effective contact is a contact level of at least 99%. 4. The device of claim 1, wherein said effective contact is a contact level of at least 99.8%. 5. The device of claim 1, wherein said sensor is configured to operate at a wavelength λ, and said sensor is configured for placement with an average distance t1, between the external surface of the tissue and said sensor being such that t1&lt;λ/3. 6. The device of claim 1, wherein said sensor is configured to operate at a wavelength λ, and said sensor is configured for placement with an average distance t1, between the external surface of the tissue and said sensor being such that t1&lt;λ/10. 7. The device of claim 1, wherein said sensor is configured to operate at a wavelength λ, and said sensor is configured for placement with an average distance t1, between the external surface of the tissue and said sensor being such that t1&lt;λ/100. 8. The device of claim 1, wherein said sensor is configured for placement such that an average distance t1, between the external surface of the tissue and s... | Dune Medical Devices Ltd. | A61B005/00
US08716677 | B2 | 2014-05-06 | Wavefront correction of light beam | 2012-01-18 | An apparatus includes a transverse scanning optical system in the path of a first light beam traveling along a first optic axis; a wavefront correction system in the path of a second light beam traveling along a second optic axis, the wavefront correction system including a wavefront correction device having a spatial phase profile on its surface; a beam combiner that receives the first light beam and the second light beam and outputs an interference beam having a beat frequency equal to a difference frequency between the first light beam and second light beam; and a detection system placed relative to a random scattering medium, which is in the path of the interference beam. The detection system detects measurement light produced by the random scattering medium while the interference beam strikes the random scattering medium. | 1. A method comprising: combining a first light beam traveling along a first optic axis and a second light beam traveling along a second optic axis, the first light beam and the second light beam being separated from each other by a difference frequency, into an interference beam;directing the interference beam onto a random scattering medium;scanning the first light beam transversely to the first optic axis to visit a set of N distinct modes in a spatial frequency domain;detecting measurement light from the random scattering medium during the scanning;analyzing a difference frequency signal of the detected measurement light at each of the N distinct modes to determine phase and amplitude information in the spatial frequency domain of the detected measurement light;transforming the phase and amplitude information from the spatial frequency domain into a spatial domain; anddetermining a spatial phase compensation profile to apply to the second light beam. 2. The method of claim 1, further comprising, after determining the phase compensation profile to apply to the second light beam, applying the spatial phase compensation profile to the second light beam. 3. The method of claim 2, further comprising, after applying the phase compensation profile to the second light beam, blocking the first light beam so that only the second light beam is directed onto the random scattering medium. 4. The method of claim 3, further comprising, after blocking the first light beam, performing imaging on the random scattering medium using the second light beam. 5. The method of claim 4, wherein performing imaging on the random scatting medium includes detecting imaging light from the random scattering medium produced by the second light beam. 6. The method of claim 5, wherein detecting imaging light from the random scattering medium includes detecting fluorescence produced by the random scattering medium. 7. The method of claim 1, wherein detecting measurement light from the random scattering medium includes detecting fluorescence produced by the random scattering medium during scanning. 8. The method of claim 1, further comprising, prior to directing the interference beam onto the random scattering medium, calibrating a scanning optical system that performs scanning of the first light beam relative to a wavefront correction system that applies the spatial phase compensation profile to the second light beam. 9. The method of claim 1, wherein scanning the first light beam transversely to the first optic axis includes scanning the first light beam across a first transverse direction and across a second transverse direction. 10. The method of claim 1, wherein generating the first light beam and generating the second light beam comprises generating the first light beam and the second light beam from a laser by diffracting the laser output into at least two beams that are shifted in frequency relative to each other. 11. The method of claim 1, further comprising: ... | Howard Hughes Medical Institute | G01J001/58 G01B009/02 G02B027/00 A61B005/00 G01J003/45
US08954139 | B2 | 2015-02-10 | Acute ischemia detection based on parameter value range analysis | 2014-02-03 | A heart monitor is disclosed. The monitor computes ST segment deviations and stores the results in heart rate based histograms. Periodically, the monitor analyzes the histogram data to determine a normal range of ST deviation for a particular heart rate range. The monitor computes heart rate dependent ischemia detection thresholds based on the upper and lower boundaries of the normal range. | 1. A cardiac monitor for detecting a cardiac event, the monitor comprising: (a) a sensor for sensing an analog signal from a human heart;(b) a device coupled to the sensor, the device having an analog-to-digital circuit system contained therein for digitizing the analog signal to produce a digitized waveform; and(c) a processor electrically coupled to the analog-to-digital circuit system, said processor configured to: (i) compute a plurality of values of a heart signal parameter from the digitized waveform;(ii) compute a plurality of heart rate values associated with the plurality of values of the heart signal parameter;(iii) store data pertaining to the plurality of values of the heart signal parameter and the plurality of heart rate values;(iv) select a plurality of heart rate boundaries defining a plurality of heart rate bins, thereby grouping the data pertaining to the plurality of values of the heart signal parameter according to heart rate, wherein the heart rate boundaries are based on a target number of entries in the plurality of heart rate bins;(v) set a plurality of detection thresholds corresponding to the plurality of heart rate bins;(vi) determine a first major positive threshold and a first major negative threshold for said heart values in each of said bins;(vii) determine a number of data entries of said heart values which exist between said first positive and said first negative major thresholds for each bin defining sub-threshold entries;(viii) sum the number of heart value entries within said first major positive and first major negative thresholds for all of said bins defining a total number of sub-threshold entries;(ix) set the first major positive and first major negative thresholds to a predetermined set of values if said total number of sub-threshold entries is less than predetermined number of entries needed for ischemia detection, or calculate a minor negative threshold and a minor positive threshold for a selected bin as a function of the sub-threshold entries; and(x) apply a test to detect a cardiac event, wherein the test is based on at least one of the detection thresholds. 2. The cardiac monitor as recited in claim 1 where processor is further configured to: (i) compute a median of said heart rate values in a selected bin; data entry deviations as a function of the sub-threshold entries for each bin; and(ii) calculate a second major positive and negative threshold for a selected bin as a function of the median of said heart rate values and a positive and negative dispersion of heart rate values in said selected bin. 3. The cardiac monitor as recited in claim 2 where the processor is further configured to: (i) calculate an average positive and negative interval as a function of the second major positive and negative thresholds and said median for a selected bin where the sub-threshold entries are greater than a function of the total number of sub-threshold entries over all bins; and(ii) calculate a further minor ne... | Angel Medical Systems, Inc. | A61B005/0456 A61B005/02 A61B005/00 A61B005/0452 A61B005/024 A61B005/04
US09538952 | B2 | 2017-01-10 | Controller for measuring prostate volume | 2012-10-30 | Systems and methods are provided herein that generally involve measuring a prostate or other object. In some embodiments, a membrane can be sealed over a digit extension to form a closed volume. The closed volume can be inflated via an inflation tube, and a reference pattern can be disposed within the closed volume along with a measurement assembly. In use, a user can put on the glove, position the membrane in proximity to a rectal wall overlying a prostate, and inflate the membrane. As the user slides their finger across the rectal wall, optical fibers in the measurement assembly can move relative to a reference pattern, and a controller can sense light reflected through the fibers from the reference pattern. The controller can calculate or estimate various attributes of the prostate based on the reflected light, such as the palpable surface width or volume. | 1. A system for estimating the volume of a prostate, comprising: a transmitting fiber;a light source that produces light to be transmitted through the transmitting fiber;first and second receiver fibers;a first detector circuit that receives light transmitted through the first receiver fiber after being transmitted through the transmitting fiber and reflected back from a reference pattern of a measurement assembly;a second detector circuit that receives light transmitted through the second receiver fiber after being transmitted through the transmitting fiber and reflected back from the reference pattern of the measurement assembly;a processor programmed to provide:a sensor input module configured to receive a first signal from the first detector circuit indicative of light reflected from the reference pattern through the first receiver fiber and a second signal from the second detector circuit indicative of light reflected from the reference pattern through the second receiver fiber as at least a portion of the measurement assembly is moved across the reference pattern from a first prostate lateral margin to a second prostate lateral margin, the sensor module being configured to detect based on a timing at which light reflected from the reference pattern is detected through the first and second receiver fibers when a change in the direction in which the portion of the measurement assembly moves relative to the reference pattern occurs,a distance measuring module configured to convert the first and second signals into a measured prostate palpable surface width (PSW),a volume estimation module configured to estimate a volume (V) of the prostate based on the measured palpable surface width (PSW), andan error detection module configured to detect that a measurement error has occurred when the sensor module detects that the direction of movement changed and, in response to the error, at least one of (i) adjust the measured palpable surface width (PSW) to compensate for the change in direction and (ii) alert a user that a change in direction occurred. 2. The system of claim 1, wherein the volume estimation module estimates the volume (V) as V=PSW3×k, wherein k is a constant. 3. The system of claim 2, wherein k is between 0.35 and 0.45. 4. The system of claim 2, wherein k is 0.3926991. 5. The system of claim 1, wherein the processor is programmed to provide a display module configured to drive a display to display the estimated volume (V). 6. The system of claim 1, wherein the processor is programmed to provide an inflation control module configured to actuate a pump or a control valve to inflate a membrane disposed around a digit extension of a glove to a predetermined pressure or with a predetermined volume of air. 7. The system of claim 1, wherein the processor is programmed to provide an RFID interface module configured to receive information indicative of an RFID signature of a disposable unit and to determine whether the disposable unit is a... | MedicaMetrix, Inc. | A61B006/00 A61B005/00
US09839756 | B2 | 2017-12-12 | Methods and apparatus for ionization therapy | 2013-11-22 | Devices and systems provide methods of controlling breathable gas generation such as for a respiratory treatment and/or for controlling ionization of the gas. In an example, a controller of a respiratory treatment apparatus controls generation of a supply of ionized air. The apparatus may include a flow generator to generate a flow of pressurized breathable gas. The flow generator may be adapted for connection with a respiratory interface. The apparatus may also include an ionizer to ionize the flow of gas. The controller may be coupled with the ionizer and the flow generator and be configured to control the ionizer to programmatically change levels of ionization of the gas. Such ionized gas treatments may be suitable for helping users to sleep or improving respiratory oxygen absorption, and may be for patients with, for example, sleep disordered breathing or chronic obstructive pulmonary disease. | 1. A respiratory treatment apparatus for generating a controlled supply of ionized breathable gas comprising: a flow generator to generate a flow of breathable gas at a pressure above atmospheric pressure, the flow generator adapted for connection with a patient respiratory interface;an ionizer to ionize the flow of breathable gas at a level of ionization;a controller, including a processor, the controller coupled with the ionizer and the flow generator, the controller configured to control the ionizer to programmatically change the level of ionization of the pressurized flow of breathable gas to set the level to a plurality of different ionization levels; anda sensor coupled with the controller, the sensor configured to detect a physiological characteristic, wherein the controller is configured to change the level of ionization based on the detection of the physiological characteristic. 2. The apparatus of claim 1 wherein the controller is configured to decrease the level of ionization over a period of time. 3. The apparatus of claim 1 wherein the controller is configured to increase the level of ionization over a period of time. 4. The apparatus of claim 1 wherein the controller is further configured to pulse the level of ionization over a period of time. 5. The apparatus of claim 1 wherein the controller is configured to decrease the level of ionization after expiration of a wake period. 6. The apparatus of claim 1 wherein the physiological characteristic comprises detected sleep. 7. The apparatus of claim 1 wherein the controller is configured to adjust the level of ionization based on the detection of a sleep state. 8. The apparatus of claim 7 wherein the level of ionization is reduced based on the detection of a deep sleep state and/or a rapid eye movement (REM) sleep state. 9. The apparatus of claim 1 wherein the physiological characteristic comprises a detected respiratory event. 10. The apparatus of claim 9 wherein the detected respiratory event comprises a detected inspiratory cycle. 11. The apparatus of claim 1 wherein the controller is further configured to turn on and turn off the ionizer while continuing to control the flow generator to generate the flow of breathable gas. 12. The apparatus of claim 1 further comprising a filter to attract charged contaminants from the ionized flow of breathable gas. 13. The apparatus of claim 12 wherein the filter is an electret filter. 14. The apparatus of claim 1 wherein the ionizer is located proximate to the flow generator and the apparatus further comprising a secondary ionizer, the secondary ionizer located proximate to the patient respiratory interface, whereby the ionizer may promote cleaning of the breathable gas and secondary ionizer may promote inhalation of ionized gas. 15. The apparatus of claim 1 further comprising a humidifier, the humidifier having a gas flow input in gas flow communication to a gas flow output of the ionizer. 16. The apparatus of claim 1 wherein the ... | ResMed Limited | A61M016/00 A61B005/08 A61M016/10 A61B005/00 A61M016/06 A61M016/08 A61M015/02 A61M016/16 A61B005/0205 A61B005/087
US09498128 | B2 | 2016-11-22 | Wearable architecture and methods for performance monitoring, analysis, and feedback | 2013-11-13 | The present application relates generally to computer software, mobile electronics, wireless communication links, and wearable monitoring systems. More specifically, techniques, fabrics, materials, systems, sensors, EMG sensors, circuitry, algorithms and methods for wearable monitoring devices and associated exercise apparatus are described. A garment borne sensor system may generate data on a user's performance during exercise, for example, and the data may be analyzed in real time and feedback may be provided to the user based on the analysis. A piece of exercise equipment may be instrumented and in communication with the sensor system or other system and may be controlled in real time to adjust its settings to affect the user during the exercise routine. Communication between the sensor system and other systems may be wireless. Conductive structures formed directly in a fabric of the garment may integrally include sensors, circuitry, controllers, conductive traces, and sensor electronics. | 1. An apparatus for monitoring, analyzing, and providing feedback on physical activity of a user, comprising: a controller;a garment configured to be worn on a portion of a body of the user, the garment including: a fabric including a set of electrode bases, each electrode base in the set of electrode bases made from a conductive resin material formed on the fabric, wherein the fabric is composed of a stretchable, compressive and form-fitting material configured to bias each of a set of electromyography sensors into contact with a plurality of muscles on the user when the user dons the garment, wherein the fabric comprises at least one of nylon, polyester, spandex, and synthetic fibers,the set of electromyography sensors coupled to the set of electrode bases and configured to acquire bio-potential signals indicative of muscle activation, anda set of conductive leads coupled with each electrode base in the set of electrode bases and configured to couple to the controller, each conductive lead in the set of conductive leads composed of a flexible and electrically conductive material that is positioned on the fabric; anda processing system including a first module configured to receive information characterizing a user profile of the user, a second module configured to receive signals derived from the set of electromyography sensors from the controller, and a third module configured to calibrate the set of electromyography sensors based upon the user profile, wherein the third module comprises a calibration circuit configured to receive an input signal derived from a pair of electrodes at a variable gain block of the calibration circuit, wherein the variable gain block is configured to scale the input signal by a gain factor having an initial preset value based on a body mass index parameter of the user determined from the user profile of the user. 2. The apparatus of claim 1, wherein the garment and the set of electromyography sensors comprise materials and structures configured to withstand a plurality of cycles of washing while maintaining proper function of the set of electromyography sensors, the set of electrode bases, and the set of conductive leads. 3. The apparatus of claim 1, wherein the set of electromyography sensors is configured to sense bio-potential signal differences associated with pairs of electrodes interfacing with a set of muscles of the user, and wherein the fabric is configured to position the set of electromyography sensors to be in contact with the set of muscles when the garment is donned by the user. 4. The apparatus of claim 3, wherein the fabric includes at least one of an alignment mark and a designed structure operative to aid the user in correct placement of the set of electromyography sensors relative to the set of muscles when the user dons the garment. 5. The apparatus of claim 1, wherein the controller further comprises: an equipment detector including a first wireless communication link configured to wireles... | Mad Apparel, Inc. | A61B005/00 A61B005/0488 A61B005/0402 A61B005/0492 A61B005/0205 A61B005/04
US09533156 | B2 | 2017-01-03 | Method for calculating an estimate of a time-varying physiological variable | 2012-10-31 | A medical device performs a method for computing an estimate of a physiological variable. The method includes sensing a physiological signal and measuring an event of the physiological signal. The device initializes a value of a long-term metric of the event measurement, wherein the long-term metric corresponds to a time interval correlated to a response time of the physiological variable to changes in the event. The estimate of the long-term metric is updated in a memory of the medical device using a previous long-term metric and a current measurement of the event. The device detects a need for computing the physiological variable and computes an estimate of the physiological variable using the updated long-term metric. | 1. A method for computing an estimate of a physiological variable in a medical device, the method comprising: enabling the medical device to sense a physiological signal;measuring an event of the physiological signal;initializing a value of a long-term metric of the event measurement, wherein the long-term metric corresponds to a time interval correlated to a response time of the physiological variable to changes in the event;updating the long-term metric in a memory of the medical device using a previous long-term metric of the event measurement and a current measurement of the event;detecting a need for computing the physiological variable;enabling a processor of the medical device to compute an estimate of the physiological variable using the updated long-term metric;computing a therapy control parameter using the physiological variable estimate; andcontrolling a therapy delivery unit to deliver the therapy using the computed therapy control parameter. 2. The method of claim 1, wherein the long-term metric is correlated to a centeredness measurement of the event over the response time. 3. The method of claim 1, further comprising establishing a first weighting factor corresponding to the previous long-term metric and a second weighting factor corresponding to the current event measurement, the first weighting factor established based on an expected number of event measurements during the response time of the variable to a change in the event; computing the estimate as a weighted combination of the previous long-term metric and the current measurement of the event. 4. The method of claim 3, wherein the first weighting factor corresponds to a maximum number of expected event measurements occurring during the response time. 5. The method of claim 1, further comprising: establishing a predetermined number of the event measurements for computing a medium-term metric of the event;computing the medium-term metric using the predetermined number of measurements of the event;wherein computing the physiological variable comprises computing a weighted combination of the updated long-term metric and the medium-term metric. 6. The method of claim 5, wherein establishing a predetermined number of the event measurements comprises selecting a predetermined number based on a minimum number of event measurements expected to occur in the response time of the physiological variable to a change in the event. 7. The method of claim 1, wherein computing the physiological variable estimate comprises approximating a non-linear response of the physiological variable as a function of the event by computing a weighted combination of the updated long-term metric, a medium term metric of the event computed from a predetermined number of recent event measurements, and a current measurement of the event. 8. The method of claim 1, wherein detecting the need for computing the physiological variable estimate comprises detecting a need for therapy delivery. 9. The method ... | Medtronic, Inc. | A61N001/36 A61N001/362 A61N001/365 A61B005/042 A61N001/39 A61N001/368 A61M005/172 A61B005/00 A61B005/0456 G06F019/00 A61M005/142
US20140148677 | A1 | 2014-05-29 | SYSTEM FOR PROVIDING AN ELECTRICAL ACTIVITY MAP USING OPTICAL SHAPE SENSING | 2012-02-14 | The invention relates to a system (1) for providing an electrical activity map of the heart by means of electrical signals acquired by a plurality of surface electrodes (9). A surface electrodes positions determination unit (4, 6, 13) determines positions of the plurality of surface electrodes by means of optical shape sensing localization. The optical shape sensing element may comprise a wand (4), or alternatively an optical shape sensing fiber embedded in the vest comprising the surface electrodes. The position of a cardiac structure may be determined using ultrasound. An electrical activity map determination unit (16) determines the electrical activity map at the cardiac structure based on the measured electrical signals, the determined positions of the plurality of electrodes and the position of the cardiac structure, in particular, of the epicardial surface. Since optical shape sensing is used for determining the positions of the plurality of surface electrodes and not, for instance, x-rays, the electrical activity map can be determined, without necessarily applying an x-ray radiation dose. | 1-13. (canceled) 14. A vest for being worn by a living being, the vest being adapted to be used for providing an electrical activity map, the vest comprising: a plurality of surface electrodes for being arranged on an outer surface of the living being, when the vest is worn by the living being, and for acquiring electrical signals from the heart of the living being,an optical shape sensing fiber for generating an optical shape sensing signal being indicative of the three-dimensional shape of the optical shape sensing fiber and for providing the optical shape sensing signal to a surface electrodes positions calculation unit. 15. A system for providing an electrical activity map of the heart of a living being by means of electrical signals from the heart acquired by a plurality of surface electrodes being arranged on an outer surface of the living being, wherein a vest as defined in claim 14 is worn by the living being and comprises the plurality of surface electrodes, the system comprising: a spatial relation providing unit for providing spatial relations between an optical shape sensing fiber of the vest and the surface electrodes,a surface electrodes positions calculation unit for calculating the positions of the surface electrodes depending on the three-dimensional shape of the optical shape sensing fiber as indicated by an optical shape sensing signal provided by the optical shape sensing fiber and the provided spatial relation,a cardiac structure position determination unit for determining a position of a cardiac structure of the living being, wherein the cardiac structure position determination unit comprises a cardiac structure position calculation unit for calculating the position of the cardiac structure based on a) an ultrasound signal received from an ultrasound unit equipped with an optical shape sensing sensor, wherein the ultrasound signal is indicative of the position of the cardiac structure, and b) an optical shape sensing signal received from the optical shape sensing sensor of the ultrasound unit, wherein the optical shape sensing signal is indicative of the position of the ultrasound unit,an electrical activity map determination unit for determining the electrical activity map at the cardiac structure based on the electrical signals measured on the outer surface of the living being, the determined positions of the plurality of electrodes and the determined position of the cardiac structure. 16. The system as defined in claim 14, wherein the cardiac structure position determination unit comprises the ultrasound unit for generating the ultrasound signal being indicative of the position of the cardiac structure, wherein the ultrasound unit is equipped with the optical shape sensing sensor for generating the optical shape sensing signal being indicative of the position of the ultrasound unit. 17. The system as defined in claim 14, wherein the ultrasound unit is a transthoracic echo probe or a transesophageal echo probe. 18. Th... | KONINKLIJKE PHILIPS N.V. | A61B005/00 A61B008/08 A61B008/12 A61B005/0408
US20140144439 | A1 | 2014-05-29 | DOSIMETRIC THERAPEUTIC GAS DELIVERY SYSTEM FOR RAPID DOSE MONITORING AND CONTROL | 2013-11-25 | The disclosure describes a technique for monitoring patient utilization of inhaled Nitric Oxide as well as waste exhaust of Nitric Oxide in gases exhaled from patient lungs. By monitoring the real dose provided to a patient, actual compliance with therapeutic target doses may be monitored to improve patient safety and therapeutic benefit from inhaled Nitric Oxide. Simultaneously, unnecessary waste of inhaled Nitric Oxide may be avoided thereby increasing the cost effectiveness of Nitric Oxide therapy. The minimization of Nitric Oxide waste has the further benefit of reducing environmental Nitric Oxide and Nitrogen Dioxide levels in e.g. a NICU environment thereby mitigating medical personnel's Nitric Oxide and Nitrogen Dioxide exposure. | 1. An apparatus for delivering precise dosing of a Nitric Oxide containing gas for delivery by patient inhalation, the apparatus comprising: a) a ventilation apparatus configured to deliver an oxygen containing gas to a patient interface for inhalation,b) a Nitric Oxide delivery apparatus configured to inject a Nitric Oxide containing gas into the oxygen containing gas prior to the patient interface,c) an exhaust line configured to receive an exhaled gas from a patient and to transport the exhaled gas to an exhaust vent,d) an exhaust sampling line in fluid communication with the exhaust line prior to the exhaust vent and configured to receive a portion of a gas in the exhaust line comprising any exhaled gas,e) a chemiluminescent NO detection sensor in fluid communication with the exhaust sampling line and configured to receive at least part of the portion of the gas in the exhaust line comprising any exhaled gas and further configured to measure the amount of NOx in the sampling portion of the gas in the exhaust line comprising any exhaled gas. 2. The apparatus for delivering precise dosing of a Nitric Oxide containing gas for delivery by patient inhalation of claim 1, wherein the apparatus is configured to form a bypass flow of oxygen containing gas into the exhaust line during a patient exhalation. 3. The apparatus for delivering precise dosing of a Nitric Oxide containing gas for delivery by patient inhalation of claim 1, further comprising a NO2 converter configured to receive an exhaust gas sample from the exhaust gas sampling line and configured to convert NO2 molecules to NO molecules on a one-to-one basis. 4. The apparatus for delivering precise dosing of a Nitric Oxide containing gas for delivery by patient inhalation of claim 1, further comprising a computer specifically programmed or a microprocessor specifically configured to execute the following functions: a) calculate a NO dose provided to a patient by the Nitric Oxide delivery apparatus,b) calculate an amount of NOx in the gas in the exhaust line comprising any exhaled gas,c) based on the values Calculated in a) and b), Calculate an amount of NO absorbed by a patient. 5. The apparatus for delivering precise dosing of a Nitric Oxide containing gas for delivery by patient inhalation of claim 4, wherein the computer specifically programmed or a microprocessor specifically configured to execute functions g) and h) based on the following calculations:m._NO,waste=∫tt′(CNO+CNO2)·ρNO·QEtTandUptakeNO=m._NO,del-m._NO,waste. 6. The apparatus for delivering precise dosing of a Nitric Oxide containing gas for delivery by patient inhalation of claim 1, further comprising a positive expiratory pressure system comprising an exhalation valve and an exhalation pressure sensor in the exhaust line. 7. The apparatus for delivering precise dosing of a Nitric Oxide containing gas for delivery by patient inhalation of claim 3, wherein the a NO2 converter configured to receive an exhaust gas samp... | Air Liquide Santé (International) American Air Liquide, Inc. | A61M016/00 A61M016/10 A61B005/08 A61B005/00 A61M016/12 A61M016/20
US20140142404 | A1 | 2014-05-22 | SINGLE-CELL LABEL-FREE PHOTOACOUSTIC FLOWOXIGRAPHY IN VIVO | 2014-01-24 | A single-RBC photoacoustic flowoxigraphy (FOG) device is described that delivers laser pulses of two different wavelengths separated by a pulse separation period of about 20 μs. This separation period is sufficiently brief to enable pulses of two different wavelengths to illuminate the same single moving RBC. The acoustic signals elicited by the single RBC in response to the laser pulses of two different wavelengths may be analyzed using pulse oximetry methods similar to those described herein above to simultaneously determine a variety of functional parameters. | 1. A device for real-time spectral imaging of single moving red blood cells in a subject in vivo, the device comprising: an isosbestic laser to deliver a series of isosbestic laser pulses at an isosbestic wavelength, an isosbestic pulse width of less than about 10 ns and an isosbestic pulse repetition rate of at least 2 kHz;a non-isosbestic laser to deliver a series of non-isosbestic laser pulses at a non-isosbestic wavelength, a non-isosbestic pulse width of less than about 10 ns and a non-isosbestic pulse repetition rate of at least 2 kHz;an optical fiber to direct the series of isosbestic laser pulses and the series of non-isosbestic laser pulses to an optical assembly;the optical assembly to focus the series of isosbestic laser pulses and the series of series of non-isosbestic laser pulses into a beam with a beam cross-sectional diameter of less than about 10 μm through an optical focus region; anda laser controller to trigger the delivery of each isosbestic laser pulse and each non-isosbestic laser pulse, wherein each isosbestic laser pulse is delivered at a pulse separation period of about 20 μs before or after each adjacent non-isosbestic laser pulse. 2. The device of claim 1, wherein: the isosbestic wavelength is a wavelength with a hemoglobin absorbance that is essentially equal to an oxyhemoglobin absorbance;the isosbestic wavelength is chosen from 532 nm, 548 nm, 568 nm, 587 nm, and 805 nm; andthe non-isosbestic wavelength is any wavelength with the hemoglobin absorbance that is not equal to the oxyhemoglobin absorbance. 3. The device of claim 2, wherein the isosbestic wavelength is about 532 nm and the non-isosbestic wavelength is about 560 nm. 4. The device of claim 1, wherein the optical assembly comprises a pair of optical lenses comprising two achromatic doublets with a numerical aperture in water of about 0.1. 5. The device of claim 1, further comprising a focused ultrasound transducer with an acoustic focus region that is aligned with the optical focus region and a central frequency of at least 10 MHz. 6. The device of claim 5, wherein the central frequency is about 50 MHz and the focused ultrasound transducer further comprises an axial spatial resolution of about 15 μm. 7. The device of claim 5, further comprising a linear scanner to move the optical assembly and the focused ultrasound transducer in a linear scanning pattern. 8. The device of claim 7, wherein the linear scanner is a voice-coil scanner with a scanning rate of at least 100 linear scans per second. 9. The device of claim 5, further comprising an acoustically transparent optical reflector to transmit acoustic signals from the acoustic focus region to the focused ultrasound transducer and to reflect the series of isosbestic and non-isosbestic laser pulses from the optical assembly to the optical focus region. 10. The device of claim 9, wherein the acoustically transparent optical reflector comprises a first prism and a second prism, wherein a first face of ... | The Washington University | A61B008/00 A61B005/145 A61B005/00
US20140148673 | A1 | 2014-05-29 | METHOD OF ANCHORING PULLWIRE DIRECTLY ARTICULATABLE REGION IN CATHETER | 2012-11-28 | A catheter comprises a flexible polymer catheter body including a proximal shaft section and a distal working section, a wire support structure embedded within the distal working section of the catheter body, a proximal adapter mounted to the proximal shaft section of the catheter body, and a wire disposed within the catheter body. The wire has a proximal end and a distal end. The proximal end of the wire being operably connected to the proximal adapter, and the distal end of the wire is anchored to the wire support structure. | 1. A catheter, comprising: a flexible polymer catheter body including a proximal shaft section and a distal working section;a wire support structure embedded within the distal working section of the catheter body;a proximal adapter mounted to the proximal shaft section of the catheter body; anda wire disposed within the catheter body, the wire having a proximal end operably connected to the proximal adapter, and a distal end anchored to the wire support structure. 2. The catheter of claim 1, wherein the wire support structure is a braided tubular structure. 3. The catheter of claim 1, wherein the wire support structure is a coiled structure. 4. The catheter of claim 1, wherein the wire support structure comprises a plurality of tubular layers, wherein the distal end of the wire is anchored between the tubular layers of the wire support structure. 5. The catheter of claim 1, further comprising a lumen disposed within the catheter body, wherein the wire is a pullwire extending through the lumen, the distal working section of the catheter body is a distal articulatable section, and the proximal adapter is a proximal steerable interface that is manipulatable to selectively tension the pullwire to bend the distal articulating section. 6. The catheter of claim 1, further comprising an electrode mounted to the distal working section of the catheter body, wherein the wire is an electrical wire, the distal end of which is electrically coupled to the electrode. 7. The catheter of claim 1, wherein the cross-sectional shape of the catheter body is either circular or rectangular. 8. The catheter of claim 1, further comprising a lumen extending through the catheter body. 9. A method of constructing a catheter, comprising: disposing a wire support structure over an inner polymer tube;disposing at least one outer polymer tube over the wire support structure and wire;applying heat to the melt the at least one outer polymer tube, thereby flowing the at least one melted outer polymer tube into the wire support structure;allowing the at least one melted outer polymer tube to solidify, thereby integrating the wire support structure, inner polymer tube, and at least one solidified outer polymer tube together into a catheter body;disposing a wire through the catheter body; andanchoring a distal end of the wire to the wire support structure at a distal end of the catheter body. 10. The method of claim 9, wherein the wire support structure is disposed on the inner polymer tube by braiding filament onto the inner polymer tube. 11. The method of claim 9, wherein the wire support structure comprises a plurality of tubular layers, wherein the distal end of the wire is anchored between the tubular layers of the wire support structure. 12. The method of claim 9, further comprising: mounting a proximal adapter to a proximal end of the catheter body; andoperatively coupling a proximal end of the wire to the proximal adapter. 13. The method of claim 9, further compris... | HANSEN MEDICAL, INC. | A61M025/00 A61B005/042 A61M025/01
US20140121555 | A1 | 2014-05-01 | NEUROMONITORING SYSTEMS AND METHODS | 2013-11-01 | Systems, devices, and methods are described for neuromonitoring. In certain embodiments, a signal includes components of a neuromuscular response detected by a sensor attached to a muscle in communication with a nerve being monitored in connection with a surgical procedure. A first component of the neuromuscular response corresponding to a first time period and a second component of the neuromuscular response corresponding to the first time period are extracted from the output signal, wherein the first and second components are different. A first display device and a second display device are configured to display the first component and the second component, respectively, in a substantially simultaneous fashion during the surgical procedure. | 1. A surgical monitoring system comprising: a first display device;a second display device; anda base unit in communication with the first display and the second display and having a processor configured to: receive a nerve detection signal that includes components of a neuromuscular response detected by a sensor disposed near a muscle innervated by a nerve being monitored;extract from the nerve detection signal a first component of the neuromuscular response corresponding to a first time period and a second component of the neuromuscular response corresponding to the first time period, wherein the first and second components are different; andtransmit the first component to the first display device and the second component to the second display device for substantially simultaneous display during a surgical procedure. 2. The surgical monitoring system of claim 1, wherein the first component comprises a waveform corresponding to the neuromuscular response and the second component does not include the waveform. 3. The surgical monitoring system of claim 2, wherein the second component comprises a numerical value of a current intensity level that elicited the neuromuscular response and the first component does not include the numerical value of the current intensity that elicited the neuromuscular response. 4. The surgical monitoring system of claim 1, wherein the first and second display devices display information using different respective graphical interfaces. 5. The surgical monitoring system of claim 4, wherein the second display device displays at least some, but not all, information that is simultaneously displayed by the first display device. 6. The surgical monitoring system of claim 5, wherein the first display has a number of windows, and the second display has fewer windows than the first display. 7. The surgical monitoring system of claim 4, wherein the first display has selectable items that configure the graphical interface in which information is displayed in the first display. 8. The surgical monitoring system of claim 1, wherein the first display device displays waveform responses for a plurality of muscles. 9. The surgical monitoring system of claim 8, wherein the first display device displays at least one of the approximate distance to and direction of the nearest nerve. 10. The surgical monitoring system of claim 8, wherein the second display device displays a virtual representation of at least one nerve and a direction from the probe to the nerve. 11. The surgical monitoring system of claim 8, wherein the second display device indicates the lowest threshold current for each of the plurality of muscles at a given point in time. 12. A method for monitoring a nerve during a surgical procedure, comprising: receiving a nerve detection signal that includes components of a neuromuscular response detected by a sensor disposed near a muscle innervated by a nerve being monitored;extracting from the nerve detection signal a f... | - | A61B005/04 A61B005/0488 A61B005/00
US20140142407 | A1 | 2014-05-22 | ELECTRODES AND METHODS OF USE | 2013-11-07 | Disclosed are methods and devices for simultaneous recordings of neuronal electrical activity and their immediate chemical environment on subsecond timescales. Due to its sub-300 micron size, the device can be used in chronic recordings in higher mammals (particularly primates) with minimal resulting tissue damage, allowing studies of the relationship between brain chemistry, neuronal activity and behavior in complex tasks as they evolve over time. | 1. A method of making a mounted electrode for recording, comprising: creating one or more circuits on a wafer;dicing the wafer to isolate an electrode; andcombining the electrode and a hypodermic tube or molded acrylic, thereby forming an electrode capable of simultaneously measuring electrophysiological activity and a electrochemical environment. 2. The method of claim 1, wherein the one or more circuits comprises at least two circuits, wherein the at least two circuits enable simultaneous electrophysiology and electrochemical recordings. 3. The method of claim 1, wherein the electrode and the hypodermic tube together are capable of piercing thickened dura of a primate brain and inserting the electrode into the primate brain. 4. The method of claim 3, wherein the hypodermic tube has an outer diameter less than or equal to 0.6 mm. 5. The method of claim 4, wherein the electrode has a width less than or equal to 0.4 mm. 6. The method of claim 3, wherein the electrode is compatible with guide systems used in primate recording. 7. The method of claim 3, wherein the electrode can be inserted to any depth within the primate brain. 8. The method of claim 3, wherein the hypodermic tube is at least 1 cm long. 9. An electrode, comprising: a first electrical circuit enabling electrophysiology recording; anda second electrical circuit enabling electrochemical recording,wherein the electrode is capable of piercing thickened primate dura and simultaneously measuring electrophysiological activity and a electrochemical environment within the primate dura. 10. The electrode of claim 9, wherein the electrode is mounted to a hypodermic tube. 11. The method of claim 10, wherein the hypodermic tube has an outer diameter of less than or equal to 0.6 mm. 12. The method of claim 10, wherein the electrode has a width of less than or equal to 0.4 mm. 13. The method of claim 9, wherein the electrode is compatible with guide systems used in primate recording. 14. The method of claim 9, wherein the electrode can be inserted to any depth within the primate brain. 15. The method of claim 10, wherein the hypodermic tube is at least 1 cm long. | - | A61B005/00
US20140124374 | A1 | 2014-05-08 | DEVICE FOR INDICATING THE POSITION AND ORIENTATION OF A DENTAL IMPLANT | 2013-10-31 | A position locator for use in dental restorative procedure is described. The position locator is inserted into a replica of a dental implant or into a replica of an abutment. The position and orientation of the implant replica is determined by scanning the model with the implant replica and the position locator. Alternatively, the position locator can be inserted into the dental implant and scanning is carried out in the mouth of the patient. The position locator is made of an optically opaque material, such as titanium, and has an outer surface detectable by an optical scanner, e.g. with a layer of porous titanium oxide applied through anodic oxidation. | 1. A method of manufacturing a position locator device for a system of planning and producing oral or maxillofacial restorative products, said device being of an optically opaque material, and having at least one outer surface detectable by an optical scanner apparatus for determining at least one of a position and orientation of said outer surface, which method comprises: providing a metal oxide layer, by anodic oxidation, onto said position locator device to form said outer surface of said position locator device. 2. (canceled) 3. The method according to claim 1, wherein said metal oxide layer has a substantially homogenous layer thickness. 4. The method according to claim 1, wherein said optically opaque material is a metal. 5. The method according to claim 4, wherein said metal is titanium. 6. The method according to claim 5, wherein said outer surface is a porous titanium oxide layer. 7. The method according to claim 1, wherein said outer surface is optically more diffusive reflective than specularly reflective. 8. (canceled) 9. (canceled) 10. (canceled) 11. (canceled) 12. (canceled) 13. (canceled) 14. (canceled) 15. (canceled) 16. (canceled) 17. (canceled) 18. The method according to claim 1, wherein said step of providing a metal oxide layer comprises providing a metal oxide layer having a thickness of up to 5 μm. 19. The method according to claim 1, further comprising the step of machining the position locator to a dimension which has a thickness of said metal oxide layer subtracted. | Nobel Biocare Services AG | A61C001/08 A61B005/00
US08731640 | B2 | 2014-05-20 | Fluid path system for dissolution and transport of a hyperpolarized material | 2012-01-13 | A fluid path system includes a vial containing a pharmaceutical product therein. A dissolution fluid path is also included in the fluid path system, the dissolution fluid path having an output end in fluid communication with the vial and an input end attached to a pressure vessel containing a dissolution medium. A delivery fluid path is also included in the system having a first end hermetically attached to the vial to transport therefrom a mixture of dissolved pharmaceutical product and dissolution medium and a second end connected to a receiving vessel to receive the mixture. A dissolution fluid path valve is positioned between the pressure vessel and the dissolution fluid path to control flow of the dissolution medium, and a delivery fluid path valve is also included in the fluid path system to control flow of the mixture from the delivery fluid path to the receiving vessel. | 1. A fluid path system comprising: a vial to contain a pharmaceutical product therein;the pharmaceutical product positioned within the vial wherein said pharmaceutical product comprises a material to enhance contrast in at least one of magnetic resonance (MR) imaging and nuclear magnetic resonance (NMR) spectroscopy;a dissolution fluid path having an output end in fluid communication with the vial and an input end attached to a pressure vessel to contain a dissolution medium used to dissolve said pharmaceutical product forming a mixture;a dissolution medium positioned within the pressure vessel wherein said dissolution medium comprises a base solution and a buffering agent;a delivery fluid path having a first end hermetically attached to the vial to transport therefrom a mixture of the dissolved pharmaceutical product and the dissolution medium;wherein the dissolution fluid path and the delivery fluid path are tubular structures and the dissolution fluid path is positioned internal to or parallel to the delivery fluid path;a receiving vessel connected to a second end of the delivery fluid path to receive the mixture;a dissolution fluid path valve positioned between the pressure vessel and the dissolution fluid path to control flow of the dissolution medium;a delivery fluid path valve to control flow of the mixture from the delivery fluid path to the receiving vessel;a filter cartridge integrated within the delivery fluid path to remove at least one of an electron paramagnetic agent (EPA) and a processing agent from the mixture before entering the receiving vessel; anda sliding seal unit positioned between the pressure vessel and the vial to seal a cryogenically cooled chamber containing the vial therein from an ambient environment without contacting contents of the vial, and wherein said sliding seal unit bisects the dissolution fluid path and the delivery fluid path and is capable of traversing the length of said fluid paths. 2. The fluid path system of claim 1 further comprising a nozzle attached to the output end of the dissolution fluid path to modify a fluid flow of the dissolution medium into the vial. 3. The fluid path system of claim 2 wherein the nozzle is comprised of a formable polymer material. 4. The fluid path system of claim 2 wherein the nozzle includes a nozzle diameter and a nozzle depth based on at least one of a composition of the dissolution medium to be added to the dissolution fluid path, a temperature of the dissolution medium to be added to the dissolution fluid path, a pressure of the dissolution medium to be added to the dissolution fluid path, and a quantity of the pharmaceutical product to be added to the vial. 5. The fluid path system of claim 1 wherein the pressure vessel is a syringe. 6. The fluid path system of claim 1 wherein the dissolution fluid path and the delivery fluid path are comprised of a material having a low thermal conductivity. 7. The fluid path system of claim 6 wherein the dissolution fluid ... | General Electric Company | A61B005/055
US08728009 | B2 | 2014-05-20 | Biosensor with finger-positioning function | 2012-03-23 | The present invention provides a biosensor with finger-positioning function, comprising: a bottom plate, a cover, and a test-strip socket; wherein the cover mounted on the bottom plate has a front end provided with a guiding plate for positioning a finger, and the guiding plate has a center line and a guiding surface, in which the center line passes through a center of the guiding surface; and the test-strip socket is formed at the front end of the cover. When using the biosensor, the user can rest his/her wrist and palm on the cover of the biosensor and rest the punctured finger on the guiding surface provided at the front end of the cover to align the test strip with the blood drop on the finger so as to simplify the measurement. | 1. A biosensor with finger-positioning alignment structure, comprising: a bottom plate,a cover, wherein the cover mounted on the bottom plate has a front end provided with a guiding plate having a guiding surface for positioning a finger, and the guiding plate has a center line, in which the center line passes through a center of the guiding surface; anda test-strip socket, which is formed at the front end of the cover below the guiding surface to aid in structural alignment of a finger on the test-strip socket;wherein a removable chassis is deposited below the test-strip socket. 2. The biosensor of claim 1, wherein the test-strip socket is formed on the center line of the guiding plate. 3. The biosensor of claim 1, wherein the guiding surface is inclined toward the test-strip socket. 4. The biosensor of claim 1, wherein the guiding plate at the front end of the cover has two opposite sides thereof formed as an aligning feature. 5. The biosensor of claim 4, wherein the aligning feature comprises two positioning blocks. 6. The biosensor of claim 5, wherein the positioning blocks comprises angled structures that are transversely symmetrical. 7. The biosensor of claim 1, wherein the cover further comprises a USB connecting port. 8. The biosensor of claim 1, wherein the guiding plate further comprises an audio output. 9. The biosensor of claim 1, wherein the guiding surface has a width ranging between 1 to 3 centimeters. 10. The biosensor of claim 9, wherein the guiding surface has a width of about 2 centimeters. 11. The biosensor of claim 10, wherein the guiding surface has a width of about 1.5 centimeters. | BroadMaster Biotech Corp. | A61B005/00
US08728439 | B2 | 2014-05-20 | System and method for indirectly measuring calcium ion efflux | 2009-03-27 | A system and method for indirectly measuring calcium ion efflux from a cell of a subject by using manganese ions as a surrogate marker for calcium is disclosed. Manganese ion efflux is measured with a MEMRI T1-mapping method while the calcium-sodium exchanger is inhibited. | 1. A method of measuring calcium ion efflux from cells comprising: a. obtaining one or more baseline T1-map(s) of the cells prior to contacting the cells with a plurality of manganese ions;b. contacting the cells with a plurality of manganese ions;c. obtaining one or more post-Mn2+ T1 map(s) of the cells after contacting the cells with a plurality of manganese ions;d. measuring the efflux of the manganese ions from the cells comprising measuring temporal ΔR1 values and fitting the values to an exponential decay plot, wherein each ΔR1 is calculated by the formula; ΔR1=(1/post-Mn2+T1 map)−(1/baseline T1 map)ande. correlating efflux of the manganese ions from the cells with the relative efflux of calcium ions from the cells. 2. The method of claim 1, wherein the cells comprises a cardiomyocyte or a cell undergoing calcium ion efflux. 3. The method of claim 1, wherein steps (a) and (c) comprise imaging the cells with an MRI machine. 4. The method of claim 1, wherein steps (a) and (c) comprise an MRI mapping technique, a Manganese-enhanced MRI (MEMRI) mapping technique, or a combination thereof. 5. The method of claim 1, wherein step (d) comprises measuring temporal ΔR1 values and fitting the values to a first order or multiple exponential decay plot. 6. The method of claim 1, wherein the cells are contacted with a sodium-calcium exchanger inhibitor prior to step (c). 7. The method of claim 6, wherein the sodium-calcium exchanger inhibitor comprises SEA 0400, KB-R7943, SN-6, or any combination thereof. 8. The method of claim 1, wherein the cells are contacted in vivo. 9. A method for measuring calcium ion efflux in a subject after an ischemic event, comprising: a. obtaining one or more baseline T1-map(s) of the subject prior to administering to the subject a manganese containing compound;b. administering to the subject a manganese containing compound;c. obtaining one or more post-Mn2+ T1 map(s) of the subject after administering the manganese containing compound to the subject;d. measuring efflux of the manganese ions dissociated from the manganese containing compound comprising measuring temporal ΔR1 values and fitting the values to an exponential decay plot, wherein each ΔR1 is calculated by the formula; ΔR1=(1/post-Mn2+T1 map)−(1/baseline T1 map);ande. correlating efflux of the manganese ions with the relative efflux of calcium ions. 10. A method of treating a human or animal subject after an ischemic event, comprising: a. obtaining one or more baseline T1-map(s) of the subject prior to administering to the subject a manganese containing compound;b. administering to the subject a manganese containing compound;c. obtaining one or more post-Mn2+ T1 map(s) of the subject after administering the manganese containing compound to the subject;d. measuring efflux of the manganese ions dissociated from the manganese containing compound comprising measuring temporal ΔR1 values and fitting the values to an exponential decay plot, wherein each ΔR1 is ... | Celtrast LLC | A61B005/055
US08721568 | B2 | 2014-05-13 | Method for performing an orthopaedic surgical procedure | 2009-03-31 | A method for performing an orthopaedic surgical procedure on a knee joint of a patient includes resecting a proximal end of a patient's tibia to create a resected surface of the patient's tibia and positioning a tibial paddle of a sensor module on the proximal end of the patient's tibia. The tibial paddle includes a sensor array generating sensor signals indicative of the joint force of the patient's knee joint. The method also includes performing a number of orthopaedic surgical steps while monitoring a display of the sensor module that provides a visual indication of the medial-lateral balance of the joint force of the patient's knee joint. | 1. A method for performing an orthopaedic surgical procedure on a knee joint of a patient, the method comprising: resecting a proximal end of a patient's tibia to create a resected surface of the patient's tibia;positioning a tibial paddle of a sensor module on the resected surface of the patient's tibia, the tibial paddle including a sensor array and having an upper tibial paddle housing with a substantially flat surface,distracting the patient's knee joint while the knee joint is in extension, wherein distracting the patient's knee joint comprises positioning a joint distractor in the patient's knee joint such that a medial tibial paddle of the joint distractor and a lateral tibial paddle of the joint distractor each contacts the upper tibial paddle housing of the sensor module;monitoring a display of the sensor module, the display providing a visual indication of the medial-lateral joint force balance of the patient's knee joint; andperforming a balancing procedure to adjust the medial-lateral balance as indicated by the display of the sensor module. 2. The method of claim 1, wherein distracting the patient's knee joint comprises coupling the sensor module to the joint distractor. 3. The method of claim 1, wherein distracting the patient's knee joint comprises: moving a medial femoral paddle of the joint distractor away from a corresponding medial tibial paddle of the joint distractor medial femoral paddle, andmoving a lateral femoral paddle of the joint distractor away from a corresponding lateral medial paddle of the joint distractor. 4. The method of claim 3, wherein distracting the patient's knee joint comprises establishing a generally rectangular joint gap between the patient's proximal tibia and a resected distal end of the patient's femur such that the resected surface of the patient's tibia is approximately parallel with the resected distal end of the patient's femur. 5. The method of claim 1, wherein distracting the patient's knee joint comprises positioning a spacer block on the tibial paddle of the sensor module. 6. The method of claim 1, wherein performing a balancing procedure comprises performing a ligament release on the patient's soft tissue. 7. The method of claim 1, further comprising: positioning the knee joint in flexion, anddistracting the knee joint in flexion to a predetermined medial-lateral balance value by monitoring the display of the sensor module. 8. The method of claim 7, further comprising performing a number of resectioning cuts on the distal end of the patient's femur while the knee joint is distracted in flexion. 9. The method of claim 7, wherein distracting the knee joint in flexion comprises positioning a joint distractor in the patient's knee joint such that a medial tibial paddle of the joint distractor and a lateral tibial paddle of the joint distractor each contact the tibial paddle of the sensor module. 10. The method of claim 9, wherein distracting the patient's knee joint comprises coupling ... | DePuy (Ireland) | A61B005/00
US08731654 | B2 | 2014-05-20 | System, method, apparatus, device and computer program product for automatically detecting positioning effect | 2012-02-02 | An automated system, method, apparatus, device and/or computer program product for detecting positioning effect is set forth, the apparatus according to an exemplary embodiment may include an output operable to couple to one or more stimulating electrodes to stimulate one or more peripheral nerves of the patient, an input operable to couple to one or more recording electrodes to record resultant electrical waveforms generated by a nervous system of a patient in response to the stimulating module, and one or more processors operable to identify the positioning effect based on the resultant electrical waveforms. | 1. A method of identifying positioning effect in a patient, the method comprising: positioning a patient in a position for medical care or treatment;stimulating one or more peripheral nerves of the patient with one or more electrical pulses from at least one stimulating electrode;recording with a computer resultant electrical waveforms generated by a nervous system of the patient in response to the electrical pulses using at least one recording electrode;detecting changes in the resultant electrical waveforms; andanalyzing the detected changes in the resultant electrical waveforms to automatically identify the positioning effect, the positioning effect comprising an immediate or potential injury to the one or more peripheral nerves due to stress associated with the position of the patient. 2. The method of claim 1, wherein said at least one stimulating electrode is coupled to at least one of: an arm of the patient;a leg of the patient;an ulnar nerve of the patient;a median nerve of the patient; ora posterior tibial nerve of the patient. 3. The method of claim 1, wherein said at least one recording electrode is coupled to at least one of: a trunk of the patient;an Erb's point of the patient;a head of the patient; ora neck of the patient. 4. The method of claim 1, wherein the resultant electrical waveforms are somatosensory evoked potential waveforms. 5. The method of claim 1, wherein said identifying comprises at least one of: comparing, by the at least one computing device, information based on the resultant electrical waveforms to information from an anesthesia machine to determine when changes in the resultant electrical waveforms are due to anesthesia; orcomparing, by the at least one computing device, information based on the resultant electrical waveforms to information from a blood pressure machine to determine when changes in the resultant electrical waveforms are due to blood pressure. 6. The method of claim 1, further comprising: determining how to reduce the positioning effect based on a position of a table. 7. The method of claim 1, further comprising: providing information based on the positioning effect to a table. 8. The method of claim 1, further comprising: providing information to a table to at least partially reposition said table to reduce the positioning effect. 9. The method of claim 1, further comprising: adjusting a position of the patient based on the positioning effect using an electromechanism of a table. 10. The method of claim 1, further comprising: alerting a user to the positioning effect using at least one of: a notification;an alert;a communication;an indication; oran alarm. 11. The method of claim 1, further comprising: displaying information based on the resultant electrical waveforms on at least one display. 12. The method of claim 1, further comprising: receiving a user input regarding the accuracy of the resultant electrical waveforms. 13. The method of claim 1, further comprising identifying a par... | Safeop Surgical, Inc. | A61B005/05 A61B005/04 A61B005/103 A61B005/117
US09149223 | B2 | 2015-10-06 | Method and apparatus for measuring expended energy | 2012-06-18 | A method of measuring expended energy of a moving body, including providing a first sensor for measuring data of a first part of the moving body; providing a second sensor for measuring data of a second part of the moving body, wherein the second part is moveable relative to the first part and connected to the first part by a first resistive deformable element that is external to the moving body; using the first sensor to make a first measurement and subsequently calculating a global expended energy of the first part relative to a reference frame; using the second sensor to make a second measurement and subsequently calculating a relative expended energy of the second part relative to the first part; and calculating the total expended energy of the moving body by summing the global expended energy with the relative expended energy. | 1. A method of measuring expended energy of a moving body, comprising the steps: i) providing at least one first sensor for measuring position data and/or orientation data and/or dynamic data of a first part of the moving body;ii) providing at least one second sensor for measuring relative position data and/or orientation data and/or dynamic data of a second part of the moving body, wherein the second part is moveable relative to the first part and connected to the first part by a first resistive deformable element that is external to the moving body;iii) using the at least one first sensor to obtain first measurement data indicative of the position and/or orientation and/or dynamics of the first part over a period of time and subsequently transferring the first measurement data to a receiver and transforming the first measurement data obtained from the at least one first sensor by the receiver into a global expended energy of the first part relative to a reference frame;iv) using the at least one second sensor to obtain second measurement data indicative of the position and/or orientation and/or dynamics of the second part over said period of time and subsequently transferring the second measurement data to the receiver and transforming the first measurement data and the second measurement data by the receiver into a relative expended energy of the second part relative to the first part, wherein the transformation into relative expended energy includes transformation by the receiver of data indicative of the energy required to deform the first resistive deformable element when moving the second part relative to the first part; and(v) calculating by the receiver the total expended energy of the moving body by summing the global expended energy with the relative expended energy;wherein the at least one first sensor comprises a global positioning system (GPS) sensor and/or an inertial measurement unit and/or a first plurality of reference indicia measurable by an image capture device; andthe at least one second sensor comprises an inertial measurement unit and/or a second plurality of reference indicia measurable by an image capture device;vi) providing at least one nth sensor for measuring relative position data and/or orientation data and/or dynamic data of an nth part of the moving body, wherein the nth part is moveable relative to an ith part, where n>2 and i&lt;n;vii) using the at least one nth sensor to obtain nth measurement data indicative of the position and/or orientation and/or dynamics of the nth part over said period of time and subsequently transferring the nth measurement data to the receiver and transforming the nth measurement data and ith measurement data by the receiver into a relative expended energy of the nth part relative to the ith part; andwherein the step of calculating by the receiver the total expended energy of the moving body comprises summing the global expended energy with all relative expended energies for each nth ... | Teesside University | G01D001/00 A61B005/22 A61B005/00 A61B005/11 A63B021/055 A63B021/00 A63B071/06 A63B021/04 A63B023/035 A63B023/12 A63B024/00
US09028405 | B2 | 2015-05-12 | Personal monitoring system | 2014-01-25 | A system includes a processor; a cellular, WiFi, or Bluetooth transceiver coupled to the processor; an accelerometer or a motion sensor coupled to the processor; and a sensor coupled to the processor to sense mood, wherein text, image, sound, or video is rendered in response to the sensed mood. | 1. A system, comprising: a processor;WiFi, and Bluetooth transceivers coupled to the processor;computer code to record speech and user movement;an accelerometer and a gyroscope coupled to the processor;a sensor facing user skin and coupled to the processor to sense one or more vital signs; anda health application, executed by the processor, to collect user vital sign or fitness data and generate an analysis of at least one of: exercise and sleep. 2. The system of claim 1, comprising an operating system in communication with the health application executed by the processor to store the analysis. 3. The system of claim 1, comprising two or more additional sensors, wherein the two or more additional sensors comprise two or more of: a blood pressure sensor, a temperature sensor, a sweat sensor. 4. The system of claim 1, comprising a wearable housing conforming to a wrist. 5. The system of claim 1, comprising a positioning system to provide location information. 6. The system of claim 1, comprising a display in communication with the health application to display the analysis. 7. The system of claim 1, wherein the health application generates an analysis indicating calorie consumption, exercise activity, or glucose level. 8. The system of claim 1, wherein the detected vital sign is used to select an advertisement, music or media content for a user. 9. A mobile system, comprising: a transceiver to communicate data via a personal area network (PAN);an accelerometer and a gyroscope;a processor coupled to the transceiver, the accelerometer and the gyroscope, the processor executing one or more applications to record user speech and to record data regarding movement detected by the accelerometer and the gyroscope;two or more sensors in communication with the processor to detect user vital sign data; anda health application executed by the processor to generate a health analysis using the vital sign data and the data regarding movement detected by the accelerometer and the gyroscope, wherein the transceiver communicates the analysis to another computer via the PAN. 10. The system of claim 9, wherein the two or more sensors comprise sensors to contact skin and capture signals from a user. 11. The system of claim 10, wherein the two or more sensors comprise sensors to detect two or more of: heart rate, respiration rate, blood pressure, temperature, oxygen saturation, and sweat. 12. The system of claim 9, comprising a wearable housing in the shape of a wristwatch or eyeglasses. 13. The system of claim 12, wherein the transceiver receives, via the PAN, at least one of an MMS, SMS, email or voice message, and wherein the processor generates an alert causing the wearable housing to vibrate. 14. The system of claim 9, wherein the health analysis comprises at least one of: calories burned, exercise activity and sleep. 15. The system of claim 9, wherein the one or more applications to record user speech comprise memory to store recorded speech, and whe... | - | A61B005/00 A61B005/0205 A61B005/11 A61B008/00 G06F019/00 A61B005/01 A61B005/021 A61B005/04 A61B005/0408 A61B005/0478 A61B005/145 A61B005/16 G06F017/30 G06Q030/02 A61B005/0265 A61B005/029 A61B005/0402 A61B005/0484 A61B005/0488 A61B005/0496 A61B005/053 A61B005/08 A61B005/113 A61B005/1455 A61B007/00 A61B008/06 G08B021/04 A61B008/08 A61B005/024
US10076245 | B2 | 2018-09-18 | Specimen information acquisition apparatus and specimen information acquisition method | 2012-06-12 | A specimen information acquisition apparatus includes a signal processor which can selectively operate in first and second modes. In the first mode, when a first group represents a group of devices among receiving devices and a second group represents at least a fraction of a group of devices other than the first group, a photoacoustic image and an ultrasonic image are obtained based on received signals from the first group and the second group, respectively. In the second mode, when a third group represents a group of devices having at least a fraction of a group of devices other than the first group and a fourth group represents at least a fraction of a group of devices other than the third group, a photoacoustic image and an ultrasonic image are obtained based on received signals from the third group and the fourth group, respectively. | 1. An object information acquisition apparatus comprising: a plurality of receiving elements that outputs received signals in response to a reception of a photoacoustic wave propagated from an object irradiated with light or in response to a reception of a reflected wave reflected by the object;a moving unit that moves the plurality of receiving elements; anda signal processor that obtains a photoacoustic image on the basis of the received signals due to the photoacoustic wave or an ultrasonic image on the basis of the received signals due to the reflected wave, and that selectively performs an operation in a first mode and an operation in a second mode on the received signals obtained at each of a plurality of positions to which the plurality of receiving elements is moved,the operation in the first mode being an operation in which, the photoacoustic image is obtained on the basis of received signals output from a first group of receiving elements among the plurality of receiving elements, and the ultrasonic image is obtained on the basis of received signals output from a second group of receiving elements among the plurality of receiving elements and different from the first group of receiving elements, andthe operation in the second mode being an operation in which, the photoacoustic image is obtained on the basis of received signals that are output from a third group of receiving elements among the plurality of receiving elements and different from the first group of receiving elements, and the ultrasonic image is obtained on the basis of received signals that are output from a fourth group of receiving elements among the plurality of receiving elements and different from the second group of receiving elements. 2. The object information acquisition apparatus according to claim 1, wherein the moving unit moves the plurality of receiving elements in a first direction from a first position to a second position,further wherein the signal processor performs the operation in the first mode at the first position and performs the operation in the second mode at the second position. 3. The object information acquisition apparatus according to claim 2, wherein the plurality of receiving elements are arranged along the first direction. 4. The object information acquisition apparatus according to claim 1, wherein the signal processor performs delay-and-sum processing on the received signals that are output from the second group of receiving elements or the received signals that are output from the fourth group of receiving elements. 5. The object information acquisition apparatus according to claim 1, wherein the signal processor performs image reconstruction to generate the photoacoustic image on the basis of the received signals that are output from the first group of receiving elements or the received signals that are output from the third group of receiving elements. 6. The object information acquisition apparatus according to claim 5, wherein t... | Canon Kabushiki Kaisha | A61B008/00 A61B005/00 A61B008/14 A61B008/08
US09408569 | B2 | 2016-08-09 | Vascular blood sampling catheter | 2013-11-01 | A liquid sampling catheter contains a lumen filled by a sampling cannula with a hollow lumen and either a closed or open distal tip. Attached to the proximal end of the device is a modular blood storage component. The sampling stick slides through the patient's skin or through a seal and in-dwelling lumen on a corresponding sampling hub to sample blood from a patient. This embodiment establishes a simple, standardized, and quick procedure for sampling small amounts of bodily liquids such as blood for a variety of analyte tests. | 1. A method of sampling liquids from within a patient comprising: a) inserting a sampling device into a region within a patient, the sampling device comprising a delivery catheter and sampling cannula located within a lumen of the delivery catheter and having a longitudinal axis, the delivery catheter being moveable over the sampling cannula by retraction or extension of the delivery catheter;b) moving the sampling cannula towards a target volume of the patient causing a retraction of the delivery catheter relative to the sampling cannula, thereby exposing the sampling cannula to the target volume of the patient; andc) allowing liquid within the target volume of the patient into the sampling cannula;wherein inserting the sampling device comprises (i) transitioning a proximal valve of a sampling hub from a closed state to an open state by inserting a distal end of the delivery catheter and the sampling cannula at least partially through the proximal valve and (ii) inserting the sampling cannula through a distal valve and distal end of the sampling hub while the distal end of the delivery catheter remains proximal to the distal valve;wherein inserting the sampling device further comprises positioning the sampling cannula and the delivery catheter to be entirely proximal to the sampling hub while the sampling cannula is located within the lumen of the delivery catheter. 2. The method of claim 1 wherein the sampling cannula is inserted into a target area at a forward location within the patient, and the delivery catheter is withdrawn while the sampling cannula remains at the forward location. 3. The method of claim 2 wherein a support element within the sampling device supports a proximal end of the sampling cannula so as to resist withdrawal from the forward location by any friction between the delivery catheter and the sampling cannula. 4. The method of claim 3 wherein the sampling cannula comprises multiple inflow ports along the longitudinal axis of the sampling cannula, movement of the delivery catheter away from the target area increases exposure of the multiple inflow ports to liquid within the target area of the patient, and liquid is drawn into the sampling cannula through the multiple inflow ports. 5. The method of claim 4 wherein the retraction of the delivery catheter simultaneously causes the sampling hub to cover the sampling cannula and upon full insertion exposes the sampling cannula to liquid within the target area of the patient. 6. The method of claim 2 wherein the sampling cannula has at least one inflow port along its longitudinal axis and movement of the delivery catheter away from the target area increases exposure of the at least one inflow port to liquid within the target area of the patient. 7. The method of claim 2 wherein the sampling cannula supports the sampling hub that surrounds a front end of the sampling cannula, the sampling hub providing a sealed insertion port physically insulating the sampling cannula from ... | ProVazo LLC | A61B005/00 B65D081/00 A61B005/15 A61B005/153 A61B005/155 A61M005/158 A61M039/06
US10004862 | B2 | 2018-06-26 | Method and apparatus for improved flow limitation detection of obstructive sleep apnea | 2013-11-18 | In a respiratory apparatus for treatment of sleep apnea and other disorders associated with an obstruction of a patient's airway and which uses an airflow signal, an obstruction index is generated which detects the flattening of the inspiratory portion of the airflow. The flattening index serves as an obstruction index used to differentiate normal and obstructed breathing. The obstruction index is based upon comparison of values of airflow in different sectors of the inspiratory peak of the wave function and is particularly suitable for distinguishing M shaped or square shaped respiratory patters indicative of partially obstructed airways. | 1. A method for detecting inspiratory and expiratory flow-time curves in an airflow, comprising: generating an airflow signal representing a respiratory airflow curve based on measurements of the airflow over time, andprocessing the airflow signal using a processor by: provisionally taking a start of inspiration as a time that the airflow exceeds a predetermined threshold,rejecting the start of inspiration if the airflow then falls below zero before a total volume inspired reaches a first predetermined value,provisionally taking a start of expiration as a time that the airflow falls below zero, andrejecting the start of expiration if the airflow then goes above a second predetermined value in an inspiratory direction before a total volume expired reaches a predetermined value; andbased on the processed airflow signal, adjusting a treatment pressure provided to a patient. 2. The method of claim 1 further comprising trimming, using the processor, any end-expiratory pause that has been included in the inspiratory flow-time curve. 3. The method of claim 2, wherein the trimming comprises finding an earliest time at which inspiration could have started by locating a time where flow first reaches a predetermined percentage of peak inspiratory flow,searching backwards to the time where the flow last reached a second predetermined percentage of the peak inspiratory flow, andextrapolating backwards to find a time where flow should be zero. 4. The method of claim 1 further comprising reversing, using the processor, an effect of a given low pass filter on an original flow-time curve by the steps of (a) passing the original flow-time curve through a second low pass filter that is identical to the given low pass filter a second time to obtain a doubly filtered flow-time curve,(b) subtracting the doubly filtered flow-time curve from the original flow-time curve to give a difference representing a first-order approximation of the effect of the given low pass filter, and(c) adding the difference back to the original flow-time wave. 5. The method of claim 1 further comprising normalizing, using the processor, an effect of overshoot on the inspiratory flow-time curve. 6. The method of claim 5 wherein normalizing the effect of overshoot comprises estimating a peak flow in a middle portion of the inspiratory flow-time wave,resetting each point of the inspiratory flow-time curve outside the middle portion that exceeds the peak flow. 7. The method of claim 6 further comprising continuing the resetting until no point of the inspiratory flow-time curve outside the middle portion exceeds the peak flow. 8. The method of claim 5 wherein normalizing the effect of overshoot comprises: dividing the inspiratory flow-time curve into n parts,calculating mean amplitudes for each part,determining what sort of wave a pattern of the mean amplitudes indicates, andif overshoot is indicated, marking flattening as low. 9. The method of claim 5 wherein normalizing the effect of ov... | ResMed Limited | A61M016/00 A61M016/06 A61B005/087 A61B005/00
US20140142412 | A1 | 2014-05-22 | APPARATUS FOR MEASURING DIFFERENCE BETWEEN ANGLES OF PERSON'S NECK | 2013-05-09 | An apparatus is provided that measures a difference between angles of a subject's neck in first and second periods of time. The apparatus includes a radiating section fitted to a head of the subject, an image pickup section, which picks up an image of an irradiation plane including an illuminated point based on the radiating section, and a computer. Based on image groups obtained by the image pickup section, the computer computes coordinates of the averages of illuminated points in the first and second periods, respectively. The computer computes the distance between a base point on the plane and each of a pair of perpendicular lines, which each extend orthogonally to a horizontal line included in the plane and further drawn to pass onto the base point, and extend respectively from points of the coordinates of the two averages. The computer computes the neck-angle difference based on the distances. | 1. An apparatus for measuring a difference between angles of a neck of a subject, the apparatus comprising: a radiating section fitted to a head of the subject to radiate a spot ray onto an irradiation plane;an image pickup section, which picks up an image of the irradiation plane that includes an illuminated point of the spot ray radiated from the radiating section, wherein the image pickup section picks up an image of the irradiation plane in a first period of time for which the subject faces forward, thereby obtaining a first image group including a plurality of images, and further picks up an image of the irradiation plane in a second period of time, which is after the neck of the subject either turns horizontally or vertically from the front and subsequently returns the neck of the subject to face forward again, thereby obtaining a second image group comprising a plurality of images; anda computer, which computes a neck-angle difference, the neck-angle difference defined as a difference between an angle of the neck of the subject in the first period of time and an angle of the neck of the subject in the second period of time, wherein the computercomputes coordinates of a first average of illuminated points, each of which corresponds to the illuminated point, on the irradiation plane in the individual images contained in the first image group, and coordinates of a second average of illuminated points, each of which corresponds to the illuminated point, on the irradiation plane in the individual images contained in the second image group,obtains a distance between a base point on the irradiation plane and a first perpendicular line, which extends from a point of the coordinates of the first average and orthogonally to a horizontal line or a vertical line that is included in the irradiation plane and further drawn to pass onto the base point,obtains a distances between the base point and a second perpendicular line, which extends from a point of the coordinates of the second average and orthogonally to the horizontal or the vertical line, andcomputes the neck-angle difference on the basis of the distance between the first perpendicular line and the base point, the distance between the second perpendicular line and the base point, and the distance between the radiating section and the base point on the irradiation plane. 2. The apparatus according to claim 1, wherein the computer includes a trigger input section for inputting a trigger signal and a timer for measuring time,when the trigger signal is input from the trigger input section to the computer, the timer is activated to start to measure time for each of the first period of time and the second period of time, andwhen the time measured by the timer has elapsed by a predetermined time, the time-measuring for each of the first period of time and the second period of time is finished. 3. The apparatus according to claim 1, wherein an output section for outputting the computed neck-angle dif... | KS' MOLDING LIMITED COMPANY Yuji ASAI | A61B005/11 A61B005/00
US20140148660 | A1 | 2014-05-29 | Laser source unit, control method thereof, photoacoustic image generation apparatus and photoacoustic image generation method | 2014-01-29 | Using a laser source unit, a plurality of wavelengths are switched at a high speed without increasing a rotation speed of a birefringent-filter. A Q switch and a birefringent filter are inserted into an optical resonator including a pair of mirrors facing each other with a laser rod interposed therebetween. The birefringent-filter changes an oscillation wavelength of the optical resonator in association with rotational displacement. Driving unit reciprocatively rotates the birefringent-filter in a predetermined range including a discontinuous point of change characteristics of a transmission wavelength for the rotational displacement. An emission control unit irradiates the laser rod with excitation light from a flash lamp, and then turns on the Q switch at a timing when a rotational displacement position of the birefringent-filter is set to a position corresponding to the wavelength of the pulse laser beam to be emitted, to cause the pulse laser beam to be emitted. | 1. A laser source unit capable of emitting pulse laser beams having a plurality of different wavelengths, the laser source unit comprising: a laser rod;an excitation light source that irradiates the laser rod with excitation light;an optical resonator that includes a pair of mirrors facing each other with the laser rod interposed therebetween;a Q switch which is inserted into the optical resonator;a birefringent filter which is inserted into the optical resonator and changes an oscillation wavelength of the optical resonator in association with rotational displacement of the birefringent filter;a driving unit that reciprocatively rotates the birefringent filter in a predetermined range including a position at which change characteristics of the oscillation wavelength for the rotational displacement of the birefringent filter are set to be a discontinuous point; andan emission control unit that irradiates the laser rod with excitation light from the excitation light source and then turns on the Q switch, at a timing when a rotational displacement position of the birefringent filter is set to a position corresponding to the wavelength of the pulse laser beam to be emitted, to cause the pulse laser beam to be emitted. 2. The laser source unit according to claim 1, wherein the driving unit includes a rotating body that circularly moves and a rod that connects the rotating body and the birefringent filter, and has a crank mechanism converting a circular motion of the rotating body to a reciprocating rotational motion of the birefringent filter. 3. The laser source unit according to claim 2, wherein the rotating body is rotated at a fixed speed. 4. The laser source unit according to claim 1, wherein the driving unit has a mechanism converting a linear reciprocating motion to a reciprocating rotational motion in a predetermined range. 5. The laser source unit according to claim 1, wherein the plurality of wavelengths include first and second wavelengths, andwherein the oscillation wavelength of the optical resonator is set to the first wavelength at a first rotational displacement position to which the birefringent filter is rotated in a first rotation direction by a first amount from the discontinuous point, and the oscillation wavelength of the optical resonator is set to the second wavelength at a second rotational displacement position to which the birefringent filter is rotated in a second direction, opposite to the first direction, by a second amount from the discontinuous point. 6. The laser source unit according to claim 1, wherein the birefringent filter repeats a free spectral range including the first wavelength and the second wavelength a plurality of times during one rotation in a fixed direction. 7. The laser source unit according to claim 6, wherein the predetermined range in which the birefringent filter is reciprocatively rotated is smaller than a range of the rotational displacement of the birefringent filter which corresponds to... | FUJIFILM Corporation | A61B005/00 A61B005/145 H01S003/11
US20140135601 | A1 | 2014-05-15 | User replaceable optical subsystem for laser-based photoplethysmography | 2012-11-09 | A replaceable optical subsystem for a laser-based photoplethysmographic monitor. At least one laser light source (200) is located in an optical subsystem (110) that can be easily detached from the monitor (110). The optical subsystem is attached to the monitor with the aid of a listening element (170) and communicates with the monitor via a monitor connector (160). The patient cable and sensor system, for delivery of the signals to and from the tissue-under-test, attach to the optical subsystem via a sensor connector (150). Other embodiments are described and shown. | 1. A photoplethysmographic device including an optical subsystem the optical subsystem, the optical subsystem comprising: a. one or more light sources;b. a sensor connector for connecting a sensor cable to the optical subsystem;c. a monitor connector for connecting the optical subsystem to a monitor;d. at least one of the light sources consisting of a laser; ande. at least one fastening, element for removably attaching the optical subsystem to the monitor. 2. The device of claim 1 wherein the sensor connector includes one or more electrical conductors and one or more light guides. 3. The device of claim 1 further including at least one signal path configured to pass a signal substantially unaltered through the optical subsystem. 4. The device of claim 1 wherein the at least one fastening element is operable by a simple tool. 5. The device of claim 1 further including a memory element. 6. The device of claim 1 further including a housing for substantially enclosing the optical subsystem. 7. The device of claim 1 wherein the monitor connector is positioned within the optical subsystem to engage concurrently with installation of the optical subsystem to the monitor. 8. A method of manufacturing an optical subsystem of a photoplethysmographic device, the method of manufacturing the optical subsystem comprising the steps of: a. providing one or more light sources;b. providing a sensor connector for connecting a sensor cable to the optical subsystem;c. providing a monitor connector for connecting the optical subsystem to a monitor;d. selecting a laser for at least one of the one or more light sources; ande. providing at least one fastening element for removably connecting the optical subsystem to the monitor. 9. The method of claim 8 further comprising the step of including one or more electrical conductors and one or more light guides in the sensor connector. 10. The method of claim 8 further comprising the step of providing at least one signal path for passing a signal substantially unaltered through the optical subsystem between the sensor connector and the monitor connector. 11. The method of claim 8 further comprising the step of designing the at least one fastening element to be operable by a simple tool. 12. The method of claim 8 further comprising the step of providing a memory element to provide information on the optical subsystem to the monitor. 13. The method of claim 8 further comprising the step of substantially enclosing the optical subsystem in a housing. 14. The method of claim 8 further comprising the step of positioning the monitor connector within the optical subsystem to engage concurrently with installation of the optical subsystem to the monitor. 15. A photoplethysmographic device including an optical subsystem, the optical subsystem comprising: a. one or more laser light sources;b. a hybrid electrical optical cable connector for connecting a sensor cable to the optical subsystem;c. an interface connector for connec... | KESTREL LABS, INC. | A61B005/1455 A61B005/026 A61B005/145 A61B005/0295 A61B005/00 A61B005/0205 A61B005/029
US20140128730 | A1 | 2014-05-08 | SYSTEMS AND METHODS FOR COMPUTED TOMOGRAPHIC RECONSTRUCTION | 2013-04-01 | An image of an object is synergistically reconstructed using two or multiple imaging modalities. A first reconstructed image, showing structural information of the object is produced using a first imaging modality. The first reconstructed image is segmented, and known optical properties of the object are then mapped to the first reconstructed image. Optical signal emissions from the object are detected and registered with the first reconstructed image. A second reconstructed image volume is then produced using a second imaging modality, based on the mapped optical properties after registration between the first image and the data from the second modality. The second reconstructed image depicts some optical property, such as a bioluminescent source distribution, or optical properties, such as, attenuation and scattering properties, of the object. | 1. A system, comprising: first imaging equipment for imaging an object to produce a reconstructed image; andsecond imaging equipment comprising a camera housed in a light-free housing and configured to detect optical signals emitted from the object, the second imaging equipment being further configured to: map optical properties of the object to the reconstructed image, the map step yielding mapped optical properties of the object andreconstructing an optical source distribution of the object based at least on the detected optical signals and the mapped optical properties. 2. The system of claim 1, wherein the camera is a cooled back-thinned charge-coupled device (CCD) camera. 3. The system of claim 1, wherein the first imaging equipment is tomographic X-ray imaging equipment. 4. The system of claim 1, wherein the second imaging equipment is further configured to detect the optical signals emitted from the object in three dimensions. 5. The system of claim 4, wherein the second imaging equipment is further configured to detect substantially sequentially the optical signals emitted from the object at multiple angles. 6. The system of claim 4, wherein the second imaging equipment is further configured to detect sequentially the optical signals emitted from the object at multiple angles of view. 7. The system of claim 1, wherein the cooled back-thinned CCD camera is in communication with a control element configured to control said camera. 8. The system of claim 7, wherein the control element is further configured to control at least one imaging parameter of the cooled back-thinned CCD camera, the at least one imaging parameter comprising one or more of a focus, an exposure time, or an aperture. 9. The system of claim 1, wherein the optical properties comprise at least one of absorption coefficients, indices of refraction, scattering coefficients, or scattering anisotropy. 10. The system of claim 1, wherein the optical source distribution is produced using a radiative transfer equation or an approximation to the radiative transfer equation. 11. A method, comprising: acquiring first imaging data from an object to produce a reconstructed image of the object;detecting optical signals emitted from the object;mapping optical properties of the optical signals from the object to the reconstructed image of the object; andreconstructing an optical source distribution of the object based at least on the detected optical signals and the mapped optical properties, wherein the optical source distribution is produced using a radiative transfer equation or an approximation to the radiative transfer equation. 12. The method of claim 11, wherein the detecting step comprises collecting the optical signals at a plurality of locations arranged on a surface surrounding the object. 13. The method of claim 11, wherein the detecting step comprises detecting substantially simultaneously the optical signals emitted from multiple angles of view. 14. The method of... | University of Iowa Research Foundation | A61B005/00 G01R033/48 A61B005/055 A61B006/03 A61B006/00
US08738113 | B2 | 2014-05-27 | Retrospectively correlated turbo spin echo imaging | 2010-09-30 | Systems and methods which generate a sequence of images using turbo spin echo magnetic resonance imaging which are retrospectively correlated with periodic motion occurring within a subject being imaged are described. In one embodiment, k-space measurements (or the measurements from which images are formed) are captured during, and correlated with, different phases in a cardiac cycle of the subject. With this sequence, the images that are produced are able to show, and/or compensate for, motion correlated with the cardiac cycle of the subject. | 1. A magnetic resonance imaging system comprising: a transducer configured to generate raw turbo spin echo (TSE) magnetic resonance image data comprising a plurality of echo data acquisitions in response to an individual single RF excitation pulse;a monitoring device configured to generate motion data corresponding to periodic motion within a subject being imaged; anda processing device configured to receive the raw TSE image data and said motion data from said monitoring device, said processing device further configured to separate said raw TSE image data received across multiple periods of said periodic motion into respective bins comprising undersampled image representative data related to time divisions of a reference period of said periodic motion and to assign raw TSE image data of individual echo data acquisitions of said plurality of echo data acquisitions to said respective bins based on relative time of acquisition within a cardiac cycle, said processing device further configured to reconstruct the separated image data in accordance with said time divisions using said motion data to exclude raw TSE image data uncorrelated with a heart rate of said subject from use in the reconstruction. 2. The system of claim 1 wherein said reconstruction generates a motion video image andsaid processing device uses a bandpass filter selecting the frequency components in said raw TSE image data occurring near a frequency corresponding to a patient heart rate. 3. The system of claim 1 wherein said processing device is further configured to utilize a parallel imaging technique to reconstruct said separated image data. 4. The system of claim 1 wherein said processing device is further configured to utilize a constrained reconstruction technique to reconstruct said separated image data. 5. The system of claim 1 wherein said transducer is configured to acquire TSE image data asynchronously with respect to said periodic motion. 6. The system of claim 1 wherein said respective bins are configured to temporally overlap and said processing device assigns raw TSE image data of an individual echo data acquisition of said plurality of echo data acquisitions to different overlapping bins to enable an overlapping data bin to include an adequate amount of data for reconstruction. 7. The system of claim 1 wherein said processing device is further configured to average multiple raw TSE image data separated into a respective bin for image reconstruction. 8. The system of claim 1 wherein said processing device is configured to eliminate motion artifacts of said images caused by a cardiac cycle. 9. The system of claim 1 wherein said processing device is configured to identify flow artifacts in image data corresponding to recirculating blood during image reconstruction. 10. A magnetic resonance imaging method comprising the activities of: employing a transducer to generate raw turbo spin echo (TSE) magnetic resonance image data comprising a plurality of echo data a... | University of Utah Research Foundation | A61B005/055
US08725244 | B2 | 2014-05-13 | Determination of sleep quality for neurological disorders | 2006-10-31 | A device determines values for one or more metrics that indicate the quality of a patient's sleep based on sensed physiological parameter values. Sleep efficiency, sleep latency, and time spent in deeper sleep states are example sleep quality metrics for which values may be determined. The sleep quality metric values may be used, for example, to evaluate the effectiveness of a therapy delivered to the patient by a medical device. In some embodiments, determined sleep quality metric values are automatically associated with the therapy parameter sets according to which the medical device delivered the therapy when the physiological parameter values were sensed, and used to evaluate the effectiveness of the various therapy parameter sets. The medical device may deliver the therapy to treat a non-respiratory neurological disorder, such as epilepsy, a movement disorder, or a psychological disorder. The therapy may be, for example, deep brain stimulation (DBS) therapy. | 1. A method comprising: delivering a therapy from a medical device to a patient to treat a non-respiratory neurological disorder of the patient via a lead positioned within a brain of the patient;sensing electrical activity of the brain of the patient, during the therapy of the patient, with at least one electrode of the lead positioned within the brain of the patient, the at least one electrode being in communication with the medical device;determining sleep states of the patient based on the sensed electrical activity of the brain of the patient, wherein determining the sleep states of the patient includes comparing the relative power levels of different frequency bands of the sensed electrical activity of the brain of the patient;determining values of a sleep quality metric based on the sleep states of the patient determined based on the electrical activity of the brain of the patient; andproviding the sleep quality metric values to a user for evaluation of the therapy. 2. The method of claim 1, wherein determining values of the sleep quality metric is further based on at least one of activity level, posture, heart rate, electrocardiogram morphology, or core temperature. 3. The method of claim 1, wherein the sleep quality metric comprises at least one of sleep efficiency or sleep latency. 4. The method of claim 1, wherein determining values of the sleep quality metric comprises at least one of determining an amount of time that the patient is asleep during a period, or identifying a number of arousal events during a period of sleep. 5. The method of claim 1, wherein determining values of the sleep quality metric comprises determining an amount of time that the patient was within at least one of an S3 sleep state or an S4 sleep state. 6. The method of claim 1, wherein determining values of the sleep quality metric comprises: determining values of each of a plurality of sleep quality metrics; anddetermining values of an overall sleep quality metric based on the values of the plurality of sleep quality metrics. 7. The method of claim 1, wherein providing the sleep quality metric values to a user comprises presenting a graphical representation of the sleep quality metric. 8. The method of claim 7, wherein presenting a graphical representation comprises presenting at least one of a trend diagram, a histogram, or a pie chart based on the plurality of values of the sleep quality metric. 9. The method of claim 1, further comprising presenting a message related to sleep quality to the patient via a patient programmer based on the sleep quality metric values. 10. The method of claim 1, wherein delivering therapy comprises delivering therapy according to a plurality of therapy parameter sets, the method further comprising: associating each of the determined sleep quality metric values with the one of the therapy parameter sets according to which the therapy was delivered when the electrical activity of the brain based on which the sleep quality ... | Medtronic, Inc. | A61B005/04
US08734341 | B2 | 2014-05-27 | Method and apparatus to sense hydration level of a person | 2006-11-02 | A hydration sensor or sensing element configured to measure the hydration level of a user is disclosed. The sensing element can include a water-permeable material positioned in between two water-impermeable material. The sensing element can be coupled to a bottle of fluid, or a carrier with a timer. The sensing element can be incorporated into a handheld device. The sensing element can be a disposable element, an element applicable for more than one-time use, or a re-usable element. The sensing element or sensor can be calibrated for a specific user or a group of users. One or more additional sensors that do not measure hydration level of the user can be coupled to a hydration sensing element to determine the amount of fluid consumption for the user in different conditions. | 1. A hydration sensor for measuring the hydration level of a user based on the user's saliva, comprising: a digital timing device providing a timing indication; anda disposable sensing element including: a piece of water-permeable material having a first side and a second side, with a chemical compound coupled to the first side;a first piece of water-impermeable material coupled to the first side of the water-permeable material, over the chemical compound; anda second piece of water-impermeable material coupled to the second side of the piece of water-permeable material,wherein the disposable sensing element does not include an electronic device,wherein the disposable sensing element includes at least one aperture that allows saliva in the mouth of the user to reach the water-permeable material, and to the chemical compound via the water-permeable material,wherein the chemical compound is configured to change color of at least a portion of the water-permeable material due to contact with saliva and the change is observable from at least a portion of one piece of the water-impermeable material,wherein at least a portion of the disposable sensing element is configured to be placed in the mouth of the user to measure the hydration level of the user, and the disposable sensing element may be disposed after the element has been placed in the mount of a user to measure hydration level, andwherein the hydration sensor further includes an indicator, the indicator to provide an indication for the hydration level of the user, based on time measurement regarding color change of the at least a portion of the water-permeable material, after the disposable sensing element is placed in the mouth of the user, via the timing indication. 2. A hydration sensor as recited in claim 1, wherein the chemical compound extends along a certain distance on the water-permeable material, and the indication depends on the extent of the color change of the water-permeable material along the certain distance after the disposable sensing element is placed in the mouth of the user. 3. A hydration sensor as recited in claim 1, wherein the at least one aperture includes at least an edge of the water-permeable material that is exposed so that saliva is allowed to reach the chemical compound through the edge of the water-permeable material, or an opening on the first or the second piece of water-impermeable material so that saliva is allowed to reach the chemical compound through the opening. 4. A hydration sensor as recited in claim 1, wherein at least two types of chemical compounds are coupled to the first side of the water-permeable material, andwherein the color change of the water-permeable material due to the at least two types of chemical compounds is different as saliva contacts with them. 5. A hydration sensor as recited in claim 1, wherein the chemical compound is selected from the list consisting of a powder food dye, a non-toxic water-based paint, and a non-toxic and ... | IpVenture, Inc. | A61B005/00 A61B010/00 G01N021/78 G01N037/00
US08715207 | B2 | 2014-05-06 | Universal valve annulus sizing device | 2010-03-18 | A device for measuring an internal dimension of a native cardiac valve annulus includes an elongated support member having a proximal portion and a distal portion. A measuring portion is coupled to the distal portion, and an indicator is coupled to the proximal portion of the support member. The measuring portion is biased towards a deployed configuration such that when deployed it applies an outwardly directed radial force to the native valve annulus. | 1. A device for measuring an internal dimension of a native cardiac valve annulus, the device comprising: an elongated support member having a proximal portion and a distal portion, the distal portion including an end defining an inner bore and having a longitudinal slot extending therethrough;a measuring band having a first end and a second end, the first end disposed within the bore and the second end coupled to the distal portion of the support member, wherein a portion of the measuring band between the first end and second end extends through the slot;a shaft extending through the support member, the shaft having a distal end coupled to the first end of the measuring band and a proximal end; andan indicator coupled to the proximal end of the shaft, the indicator adapted to provide an indication of the internal dimension of the measuring band;wherein the measuring band has a contracted configuration in which the band is at least partially wound about a transverse axis, so as to have a contracted diameter equal to or less than a bore diameter, and an expanded configuration in which the band is substantially unwound and has an effective diameter larger than that of the end of the distal portion of the support member. 2. The device of claim 1 wherein the measuring band is self-expanding and is adapted to apply an outwardly directed radial force against the valve annulus. 3. The device of claim 2 wherein the measuring band is removable from the distal portion of the support member. 4. The device of claim 1 wherein the measuring band is unwound to apply an outwardly directed radial force to the valve annulus in order to measure the internal dimension of the valve annulus. 5. The device of claim 1 wherein the measuring band is unwound such that the measuring band applies an outwardly directed radial force to the native valve annulus, and the indicator indicates a degree of deployment of the measuring band. 6. A device for measuring an internal dimension of a native cardiac valve annulus, the device comprising an elongated support member having a proximal portion and a distal portion, a measuring band coupled to the distal portion, and an indicator coupled to the proximal portion, and a torque applicator coupled to the proximal portion of the elongated support member, wherein the torque applicator is capable of transmitting a torque provided by the user to a first end of the measuring band, the measuring band is self-expanding and biased towards a deployed configuration such that when deployed the measuring band applies an outwardly directed radial force to the native valve annulus, and the indicator indicates a degree of deployment of the measuring band. 7. The device of claim 6 wherein the torque applicator includes a torque limiter capable of restricting the amount of torque transmitted by the user to the first end of the measuring band to a desired torque level. 8. A device for measuring an internal dimension of a native cardiac valve annu... | Sorin Group Italia S.r.l. | A61B005/103
US08725537 | B2 | 2014-05-13 | Method and system for providing online records | 2008-09-04 | A method for providing a user with the ability to access and collect legal records associated with the user includes assigning a phone number to the user for fax and voice communications from a legal services provider, associating access information with the user for the user to use to access a secure web site, providing the user with a document to provide to the legal services provider exercising rights of the user for access to the legal records, the document requesting the legal services provider to send the legal records to the phone number, receiving a private fax communication comprising a legal record associated with the consumer for which the consumer has requested and given permission to the legal services provider to send, converting the private fax communications into an image file format, storing the legal services record encoded in the image file format, and providing the user with secure access to the web site using the access information and providing on the web site an interface to the legal records of the user for the user to access the legal record. | 1. A method for providing a user with the ability to access and collect legal records associated with the user, comprising: assigning a phone number to the user through a secure web site for fax and voice communications from a legal services provider;associating access information with the user for the user to use to access the secure web site on a server;providing the user with a document to provide to the legal services provider exercising rights of the user for access to the legal records, the document requesting the legal services provider to send the legal records to the phone number;receiving a private fax communication at a fax server, the private fax communication comprising a legal record associated with the consumer for which the consumer has requested and given permission to the legal services provider to send;converting the private fax communications into an image file format at the fax server;storing the legal services record encoded in the image file format on the server;providing the user with secure access to the web site on the server using the access information and providing on the web site an interface to the legal records of the user for the user to access the legal record;receiving voice communications message from the legal services provider to the user and maintaining the voice communications message as private;alerting the user of the voice communications message from the legal services provider and providing the user with access information to access the voice communications message through the web site; andcreating a wallet card from the web site by providing the user with functionality to update information on the wallet card and print the wallet card, wherein the information included on the wallet card comprises access information and the destination address. 2. The method of claim 1 wherein the document is a sticker adapted for attachment to the legal record a file associated with the user. 3. The method of claim 1 wherein the web site interface further provides for organizing and annotating the legal records by the user into separate file folders with functionality for the user to name the file folders and add file folders. 4. The method of claim 1 further comprising alerting the user of a fax transmission from the legal services provider. 5. The method of claim 4 wherein the alerting comprises sending a text message to the user. 6. The method of claim 4 wherein the alerting comprises sending an email to the user. 7. The method of claim 4 wherein the alerting comprises sending a voice message to the user. 8. The method of claim 1 further comprising providing on the web site means to calendar an appointment with a legal services provider. 9. The method of claim 8 further comprising sending a reminder regarding the appointment with the legal services provider. 10. The method of claim 9 wherein the reminder is a text message. 11. The method of claim 9 wherein the reminder is an email. 12. The method of claim... | MyMedicalRecords, Inc. | G06Q050/18 A61B005/00 G06F019/00 G06Q050/00
US08714009 | B2 | 2014-05-06 | Shielded capacitor sensor system for medical applications and method | 2012-02-27 | A measurement system for measuring a parameter of the muscular-skeletal system is disclosed. The measurement system comprises a capacitor, a signal generator, a digital counter, counter register, a digital clock, a digital timer, and a data register. The sensor of the measurement system is the capacitor. The measurement system generates a repeating signal having a measurement cycle that corresponds to the capacitance of the capacitor. The capacitor comprises more than one capacitor mechanically in series. Electrically, the capacitor comprises more than one capacitor in parallel. In one embodiment, the capacitor includes a dielectric layer comprising polyimide. A force, pressure, or load is applied to the capacitor that elastically compresses the device. The capacitor is shielded from parasitic coupling and parasitic capacitance. | 1. An integrated medical sensor comprising an elastically compressible capacitor including a shield configured to reduce capacitive coupling to a conductive region of the capacitor. 2. The sensor of claim 1 further including interconnect coupled to the conductive region of the capacitor. 3. The sensor of claim 2 further including a shield configured to reduce capacitive coupling to the interconnect. 4. The sensor of claim 3 where the capacitor is configured to measure a force, pressure, or load. 5. The sensor of claim 4 where the force, pressure, or load compresses a dielectric layer of the capacitor. 6. The sensor of claim 3 where the shield of the capacitor and the shield of the interconnect is configured to be coupled to ground. 7. The sensor of claim 3 where the capacitor is flexible. 8. The sensor of claim 1 where the capacitor is conformal to a non-planar surface. 9. A medical device, tool, equipment, or component having a non-planar surface including a capacitor coupled to and conforming to the non-planar surface. 10. The medical device, tool, equipment, or component of claim 9 where the capacitor is elastically compressible. 11. The medical device, tool, equipment, or component of claim 10 further including an interconnect coupled to electronic circuitry where the capacitor is formed in the interconnect. 12. The medical device, tool, equipment, or component of claim 10 further including a shield configured to reduce capacitive coupling to a conductive region of the capacitor. 13. The medical device, tool, equipment, or component of claim 10 further including a shield configured to reduce capacitive coupling to interconnect from the electronic circuitry to the capacitor. 14. The medical device, tool, equipment or component of claim 10 where the capacitor comprises: a first dielectric layer;a first conductive region overlying the first dielectric layer; anda second conductive region underlying the first dielectric layer where the first and second conductive regions are coupled in common. 15. The medical device, tool, equipment, or component of claim 14 further including: a second dielectric layer overlying the first conductive layer; anda third conductive region overlying the second dielectric layer. 16. The medical device, tool, equipment, or component of claim 14 where the third conductive region is a shield configured to reduce capacitive coupling to the first and second conductive regions of the capacitor. 17. The medical device, tool, equipment, or component of claim 16 further including: a third dielectric layer underlying the second conductive region; anda fourth conductive region underlying the third dielectric layer. 18. The medical device, tool, equipment, or component of claim 17 where the fourth conductive region is a shield configured to reduce capacitive coupling to the first and second conductive regions of the capacitor and where the third and fourth conductive region are coupled in common. 19. A method of ... | Orthosensor Inc. | A61B005/22
US09095315 | B2 | 2015-08-04 | Method and apparatus integrating clinical data with the review of medical images | 2013-03-15 | A method, apparatus and computer program product are provided in order to integrate clinical data with the medical images reviewed by radiologists or other healthcare providers. In the context of a method, one or more findings related to a respective risk profile of a patient are identified. The method also includes concurrently presenting both one or more medical images of the patient and a visual representation of at least a portion of the patient's body with respect to visual indications of the one or more findings. The method also includes providing information regarding a respective finding upon selection of the visual indication associated with the respective finding. A corresponding apparatus and computer program product are also provided. | 1. A method comprising: identifying, with processing circuitry, one or more findings related to a respective risk profile of a patient based upon a review of clinical data associated with the patient, wherein one or more risk profiles are relevant to a respective type of medical image, and wherein identifying one or more findings related to a respective risk profile of the patient comprises tailoring review of the clinical data based upon the respective type of medical image so as to identify one or more findings related to a risk profile that is relevant to the respective type of medical image;concurrently presenting both one or more medical images of the patient and a visual representation of at least a portion of the patient's body, distinct from the one or more medical images, with respective visual indications of the one or more findings being associated with the visual representation of at least a portion of the patient's body; andproviding information regarding a respective finding upon selection of the visual indication associated with the respective finding. 2. A method according to claim 1 wherein identifying one or more findings related to a respective risk profile comprises semantically analyzing data from an electronic medical record of the patient to identify the one or more findings. 3. A method according to claim 1 wherein concurrently presenting both one or more medical images of the patient and a visual representation of at least a portion of the patient's body comprises concurrently presenting both one or more medical images of the patient and the visual representation of at least a portion of the patient's body on the same display screen. 4. A method according to claim 1 wherein concurrently presenting both one or more medical images of the patient and a visual representation of at least a portion of the patient's body comprises highlighting the representation of at least a portion of the patient's body to indicate that the patient satisfies a respective risk profile. 5. A method according to claim 1 wherein concurrently presenting both one or more medical images of the patient and a visual representation of at least a portion of the patient's body comprises causing an indication of the relevance or severity of the one or more findings to be provided. 6. A method according to claim 1 wherein concurrently presenting both one or more medical images of the patient and a visual representation of at least a portion of the patient's body comprises concurrently presenting one or more prior images of the patient and an original order script. 7. An apparatus comprising processing circuitry configured to: identify one or more findings related to a respective risk profile of a patient based upon a review of clinical data associated with the patient, wherein one or more risk profiles are relevant to a respective type of medical image, and wherein the processing circuitry is configured to identify one or more findings related to a re... | McKesson Financial Holdings | G06K009/00 A61B005/00 G06F019/00 A61B006/00
US08722020 | B2 | 2014-05-13 | Hydroxylated contrast enhancement agents | 2010-11-30 | In one aspect, the present invention provides a contrast enhancement agent comprising an iron chelate having structure I and salts thereof; wherein R1 is independently at each occurrence a hydroxy group, a C1-C3 hydroxyalkyl group, or a C1-C3 alkyl group, and b is 0-4; R2-R7 are independently at each occurrence hydrogen, a C1-C3 hydroxyalkyl group, or a C1-C3 alkyl group, with the proviso that at least one of R1-R7 is a hydroxy group or a C1-C3 hydroxyalkyl group; and wherein Q is one or more charge balancing counterions. Also provided are a metal chelating ligand having structure IX and medical formulations comprising the contrast enhancement agent I. | 1. A contrast enhancement agent comprising an iron chelate having structure I and salts thereofwherein R1 is independently at each occurrence a hydroxy group, a C1-C3 hydroxyalkyl group, or a C1-C3 alkyl group, and b is 0-4; R2-R7 are independently at each occurrence hydrogen, a C1-C3 hydroxyalkyl group, or a C1-C3 alkyl group, with the proviso that at least one of R1-R7 is a hydroxy group or a C1-C3 hydroxyalkyl group; and wherein Q is one or more charge balancing counterions. 2. A contrast enhancement agent having structure II and salts thereofwherein R1 is independently at each occurrence a hydroxy group, a C1-C3 hydroxyalkyl group, or a C1-C3 alkyl group, and b is 0-4; R2-R4 are hydrogen, a C1-C3 hydroxyalkyl group, or a C1-C3 alkyl group, with the proviso that at least one of R1-R4 is a hydroxy group or C1-C3 hydroxyalkyl group; and wherein Q is one or more charge balancing counterions. 3. The contrast enhancement agent according to claim 2 which is a racemate, a single enantiomer, an enantiomerically enriched composition, or a mixture of diastereomers. 4. The contrast enhancement agent according to claim 2, having structure III and salts thereofwherein Q is one or more charge balancing counterions. 5. The contrast enhancement agent according to claim 2, having structure IV and salts thereofwherein Q is one or more charge balancing counterions. 6. The contrast enhancement agent according to claim 2, having structure V and salts thereofwherein Q is one or more charge balancing counterions. 7. The contrast enhancement agent according to claim 2, having structure VI and salts thereofwherein Q is one or more charge balancing counterions. 8. The contrast enhancement agent according to claim 2, having structure VII and salts thereofwherein Q is one or more charge balancing counterions. 9. The contrast enhancement agent according to claim 2, having structure VIII and salts thereofwherein Q is one or more charge balancing counterions. 10. A metal chelating ligand having idealized structure IX and salts thereofwherein R1 is independently at each occurrence a hydroxy group, a C1-C3 hydroxyalkyl group, or a C1-C3 alkyl group, and b is 0-4; R2-R7 are independently at each occurrence hydrogen, a C1-C3 hydroxyalkyl group, or a C1-C3 alkyl group, with the proviso that at least one of R1-R7 is a hydroxy group or a C1-C3 hydroxyalkyl group. 11. A metal chelating ligand having idealized structure XIII and salts thereofwherein R1 is independently at each occurrence a hydroxy group, a C1-C3 hydroxyalkyl group, or a C1-C3 alkyl group, and b is 0-4; R2-R4 are hydrogen, a C1-C3 hydroxyalkyl group, or a C1-C3 alkyl group, with the proviso that at least one of R1-R4 is a hydroxy group or C1-C3 hydroxyalkyl group. 12. The metal chelating ligand according to claim 11, having idealized structure XIV and salts thereof 13. The metal chelating ligand according to claim 11, having idealized structure XV and salts thereof 14. The metal chelating ligand accordin... | General Electric Company | A61B005/055 C07F009/48 C07D319/08
US08725242 | B2 | 2014-05-13 | System and method for displaying a histogram of cardiac events | 2011-09-28 | Systems, devices and methods are provided for displaying statistical distributions of cardiac events. A device embodiment comprises circuitry adapted to communicate with a medical device that is adapted to acquire data regarding cardiac events occurring at two or more cardiac sites, and display means for displaying a histogram of the data as two or more statistical distributions for the two or more cardiac sites. The histogram includes a number of histogram bins. At least one of the histogram bins includes both a representation for at least a portion of a statistical distribution of a cardiac event for a first cardiac site and a representation for at least a portion of a statistical distribution of a cardiac event for a second cardiac site. Other embodiments are provided herein. | 1. A method implemented using processing circuitry executing stored executable instructions, the method comprising: acquiring cardiac event data occurring at two or more cardiac sites; anddisplaying the cardiac event data in a histogram as two or more statistical distributions for the two or more cardiac sites, wherein the histogram includes a right ventricular cardiac event distribution and a left ventricular cardiac event distribution. 2. The method of claim 1, wherein displaying the cardiac event data in the histogram comprises providing the right ventricular cardiac event distribution adjacent to the left ventricular cardiac event distribution in each of the histogram bins. 3. The method of claim 1, further comprising: determining the right ventricular cardiac event distribution and the left ventricular cardiac event distribution, wherein determining the right ventricular cardiac event distribution and the left ventricular cardiac event distribution includes dividing an event count in bin by a denominator, wherein the denominator is the sum of a total right ventricular sense (RVS) count, a total right ventricular pace (RVP) count, and a total left ventricular pace (LVP) count, and the LVP count includes only left ventricular pacing events in which no right ventricular pace is delivered for a corresponding cardiac cycle. 4. A method implemented using processing circuitry executing stored executable instructions, the method comprising: acquiring cardiac event data for both paced and sensed cardiac events, wherein acquiring cardiac event data includes acquiring left ventricle cardiac event data and acquiring right ventricle cardiac event data anddisplaying the cardiac event data, including displaying a left ventricular cardiac event distribution adjacent to a right ventricular cardiac event distribution in the histogram, wherein the histogram has a plurality of histogram bins, and the left ventricular cardiac event distribution includes both paced and sensed cardiac event distributions, and the right ventricular cardiac event distribution includes both paced and sensed cardiac event distributions. 5. The method of claim 4, further comprising providing an atrial event distribution in a second histogram. 6. A method implemented using processing circuitry executing stored executable instructions, the method comprising: acquiring cardiac event data for two or more cardiac sites; anddisplaying the cardiac event data in a histogram as two or more statistical distributions for the two or more sites, the histogram including a number of histogram bins, and for each of at least one of the histogram bins, the histogram bin including a representation of a distribution for a first cardiac site and a representation of a distribution for a second cardiac site. 7. The method of claim 6, wherein the first and second cardiac sites include contralateral chamber sites. 8. The method of claim 6, wherein the first and second cardiac sites include sites for a s... | Cardiac Pacemakers, Inc. | A61B005/044 A61N001/372
US08968208 | B2 | 2015-03-03 | Guided myocardial substrate characterization and infarct scar location | 2012-11-20 | An apparatus and method for quantifying myocardial kinetics by positioning two sensors on a myocardial substrate site so that one sensor is directly opposing the other along a ventricular wall; tracking a relative displacement between the two sensors; and determining whether there is an infarct based on the tracked relative displacement. | 1. A method for quantifying myocardial kinetics comprising: positioning a first sensor and a second sensor on respective myocardial substrate sites on opposing sides of a ventricular wall so that the first sensor is opposing the second sensor along the ventricular wall;tracking a relative displacement between the first sensor and the second sensor;computing a wall thickening of the ventricular wall based on the tracked relative displacement;determining whether the myocardial substrate site includes an infarct based on the wall thickening; anddetermining if the infarct is located closer to the myocardial substrate site on an endocardium or to the myocardial substrate site on an epicardium. 2. The method of claim 1, wherein the first sensor is epicardially-placed and the second sensor is endocardially placed, and the determining when the infarct is located closer to the endocardium or to the epicardium is based on whether the first sensor or the second sensor is more significantly displaced. 3. The method of claim 1, further comprising measuring a first absolute sensor displacement for the first sensor relative to a predefined reference midline and measuring a second absolute sensor displacement for the second sensor relative to the predefined reference midline. 4. The method of claim 3, wherein the determining if the infarct is located closer to the endocardium or to the epicardium is based on comparison of the first absolute sensor displacement and the second absolute sensor displacement. 5. The method of claim 1, further comprising determining transmurality of the infarct based on the relative displacement between the first sensor and the second sensor at at least two time points synchronized with one or more cardiac electrical signals. 6. The method of claim 5, wherein the one or more cardiac electrical signals is one or more of an electrocardiography (ECG) signals or intracardiac electrogram (IEGM) signals. 7. The method of claim 1, wherein the calculating operation includes calculating ventricular wall thickening represented as a percentage as [(Ls−Ld)/Ls]*100, where:Ls is a distance between the first sensor and the second sensor as measured at end-systole; andLd is a distance between the first sensor and the second sensor as measured at end-diastole. 8. The method of claim 7, wherein the calculated ventricular wall thickening is used in determining whether the myocardial substrate site includes an infarct. 9. The method of claim 1, wherein the first sensor and second sensor are electromagnetic sensors, the tracking operation further comprising measuring electromagnetic field strengths for determining a distance between the first and second sensors as the relative displacements. 10. The method of claim 1, wherein one or both of the first sensor and the second sensor are positioned on the myocardial substrate site via a guide wire, a stylet or an electrophysiology catheter. 11. The method of claim 1, further comprising navigating at ... | Pacesetter, Inc. | A61B005/0402 A61B005/02 A61B005/04 A61B005/06 A61B005/107 A61B005/11 A61B005/00 A61B005/0456
US08718783 | B2 | 2014-05-06 | Obstructive sleep apnea treatment devices, systems and methods | 2011-12-15 | A method of stimulating a hypogossal nerve including chronically implanting a nerve cuff electrode on a portion of the hypoglossal nerve. The method may further include sensing a signal corresponding to respiration and detecting expiratory onset from the sensed signal. Moreover, the method may include delivering a stimulus to the portion of the hypoglossal nerve via the nerve cuff electrode, wherein the stimulus is delivered as a function of the detected expiratory onset. | 1. A method of stimulating a hypoglossal nerve comprising: chronically implanting a nerve cuff electrode on a portion of the hypoglossal nerve;sensing a signal corresponding to respiration;detecting one or more expiratory onsets from the sensed signal;calculating a future inspiratory onset from the detected one or more expiratory onsets; anddelivering a stimulus to the portion of the hypoglossal nerve via the nerve cuff electrode, wherein the stimulus delivery begins a predetermined amount of time prior to the calculated future inspiratory onset. 2. A method as in claim 1, wherein the sensed signal is a bio-impedance signal. 3. A method as in claim 1, wherein a stimulus trigger time is predicted based on historical respiratory data. 4. A method as in claim 3, wherein the stimulus trigger time is predicted for a future respiratory cycle using respiratory data from a previous respiratory cycle and a current respiratory cycle. 5. A method as in claim 4, wherein the respiratory data comprises expiratory onset. 6. A method as in claim 5, wherein respiratory data from the previous and the current respiratory cycles are weighted differently. 7. A method as in claim 6, wherein respiratory data from the current respiratory cycle is weighted negatively relative to data from the previous respiratory cycle. 8. A method as in claim 1, wherein stimulus is delivered without identifying inspiratory onset from the sensed signal. 9. A method as in claim 8, wherein the stimulus is delivered approximately 300 ms before the predicted inspiratory onset. 10. A method as in claim 1, wherein the portion of the hypoglossal nerve corresponds to a portion innervating a genioglossus muscle of the patient. 11. A method as in claim 1, wherein the nerve cuff electrode includes an electrode contact arrangement configured for selectively activating only one of the superior, inferior, lateral, and medial fascicles of the hypoglossal nerve. 12. A method as in claim 1, wherein the method does not include detecting inspiration onset. 13. A device for stimulating a hypoglossal nerve, comprising: a neurostimulator for generating an electrical stimulus signal;a lead connected to the neurostimulator, the lead having a nerve cuff electrode for delivering the electrical stimulus to a portion of the hypoglossal nerve; andan algorithm contained in the neurostimulator, wherein the algorithm is configured to begin stimulus delivery a predetermined amount of time prior to a predicted future inspiratory onset, wherein the predicted future inspiratory onset is calculated from one or more expiratory onsets detected from a sensed respiratory signal. 14. A device as in claim 13, wherein the sensed respiratory signal is bio-impedance. 15. A device as in claim 14, further comprising a sensor for sensing bio-impedance. 16. A device as in claim 13, wherein the algorithm predicts a stimulation trigger time based on historical respiratory data. 17. A device as in claim 16, wherein the algo... | Cyberonics, Inc. | A61N001/36 A61B005/08
US09042979 | B2 | 2015-05-26 | Combination heart assist systems, methods, and devices | 2014-01-29 | The various embodiments disclosed herein relate to combination heart assist systems, methods, and devices that include both an electrical therapy device and a mechanical heart assist device. Various operational modes can be implemented using these embodiments, including a synchronized pacing mode, an internal CPR mode, and an internal workout mode. | 1. A method of assisting and strengthening a heart, the method comprising: detecting a characteristic of a heart with a sensing lead;transmitting information about the heart characteristic to an electrical cardiac therapy device via the sensing lead;actuating the electrical cardiac therapy device based at least in part on the information about the heart characteristic;transmitting the information about the heart characteristic to a controller via a connecting lead coupled to the electrical cardiac therapy device and the controller;actuating an implantable mechanical heart assist device with an actuating signal from the controller, wherein the actuating is based at least in part on the information about the heart characteristic; andperiodically timing the actuating of the mechanical heart assist device and the electrical cardiac therapy device such that a predetermined amount of resistance to contraction is created in the heart. 2. The method of claim 1, wherein the electrical cardiac therapy device is an ICD. 3. The method of claim 1, wherein the electrical cardiac therapy device is a CRT-D. 4. The method of claim 1, wherein the periodically timing the actuating of the mechanical heart assist device and the electrical cardiac therapy device further comprises timing the actuating of the devices such that the predetermined amount of resistance to contraction is created in the heart for a predetermined treatment period each day. 5. The method of claim 4, further comprising increasing or decreasing the predetermined treatment period as the heart is strengthened. 6. The method of claim 4, further comprising increasing or decreasing the predetermined treatment period after a predetermined amount of time. 7. The method of claim 1, wherein the controller is physically integral with the electrical cardiac therapy device. 8. The method of claim 1, wherein the controller is physically integral with the mechanical heart assist device. 9. The method of claim 1, wherein the mechanical heart assist device is a pulsatile device. 10. The method of claim 1, wherein the heart characteristic is chosen from the group consisting of heart vibrations, heart sounds, flow, pressure, impedance, wall stress, and optical reflectance. 11. The method of claim 1, further comprising periodically timing the actuating of the mechanical heart assist device and the electrical cardiac therapy device to operate synchronously to assist the heart based on the information about the heart characteristic. 12. The method of claim 1, wherein the periodically timing the actuating of the mechanical heart assist device and the electrical cardiac therapy device further comprises actuating the mechanical heart assist device to deflate after a left ventricle of the heart has begun to contract. 13. A method of assisting and strengthening a heart, the method comprising: detecting a characteristic of a heart with a sensor;transmitting a signal relating to the heart characteristic to an el... | Sunshine Heart Company Pty Limited | A61N001/37 A61M001/10 A61M001/12 A61N001/365 A61N001/39 A61B005/00 A61B005/02 A61B005/021 A61B005/026 A61B005/0402 A61B007/02 A61B007/04 A61N001/362 A61M001/00
US09750462 | B2 | 2017-09-05 | Monitoring apparatus and methods for measuring physiological and/or environmental conditions | 2014-01-28 | A monitoring apparatus includes a wearable electronic device having an audio port and a headset having at least one earbud, at least one physiological and/or environmental sensor, and circuitry that processes signals produced by the at least one physiological and/or environmental sensor and transmits the processed signals to the electronic device via the audio port. The headset may include a microphone in audio communication with the electronic device via the audio port, and the circuitry modulates audio signals produced by the microphone and signals produced by the at least one physiological and/or environmental sensor for transmission to the electronic device via the audio port. The circuitry may power the at least one physiological and/or environmental sensor via power supplied by the electronic device through the audio port and may include a processor that coordinates collection, modulation, and/or transmission of signals produced by the at least one physiological and/or environmental sensor. | 1. A removable audio headset connected to a wearable electronic device via an audio port of the wearable electronic device, the headset comprising: at least one earbud;at least one physiological sensor powered by a power supply of the wearable electronic device via the audio port of the wearable electronic device, wherein the at least one physiological sensor is configured to detect physiological information from a person wearing the headset and is configured to produce an electrical signal containing the physiological information;at least one microphone powered by the power supply of the wearable electronic device via the audio port of the wearable electronic device, wherein the microphone is configured to produce an audio signal containing audio information responsive to a verbal communication by the person;power conditioning circuitry configured to condition the power received from the power supply of the wearable electronic device and to adjust voltage and/or current supplied to the at least one physiological sensor; andmodulation circuitry powered by the power supply of the wearable electronic device, wherein the modulation circuitry is configured to modulate the electrical signal produced by the at least one physiological sensor and the audio signal produced by the at least one microphone to create a modulated signal comprising both the audio information and the physiological information,wherein the modulation circuitry is configured to transmit the modulated signal via the audio port of the wearable electronic device, and wherein the wearable electronic device includes demodulating circuitry configured to receive and to demodulate the modulated signal. 2. The audio headset of claim 1, wherein the at least one physiological sensor is configured to be integrated within the earbud. 3. The audio headset of claim 1, wherein the headset further comprises wireless communication circuitry configured to be powered by the power supply of the wearable electronic device, wherein the wireless communication circuitry is further configured to transmit data from the at least one physiological sensor to a remote device. 4. A removable audio headset connected to a wearable electronic device via an audio port of the wearable electronic device, the headset comprising: at least one earbud;at least one physiological sensor powered by a power supply of the wearable electronic device via the audio port of the wearable electronic device, wherein the at least one physiological sensor is configured to detect physiological information from a person wearing the headset and is configured to produce an electrical signal containing the physiological information;wireless communication circuitry; andat least one processor configured to receive the electrical signal from the at least one physiological sensor and to transmit the electrical signal to the wearable electronic device via the wireless communication circuitry; andpower conditioning circuitry in electrical commu... | Valencell, Inc. | A61B005/00 G06F019/00 A61B005/024 H04R001/10 A61B005/0205 A61B005/11 A61B005/1455 A61B005/0476 A61B005/16 F21V008/00 A61B005/021 A61B005/08 A61B005/01 A61B005/145 A61B005/026 A61B005/0295 A61B005/091
US09597016 | B2 | 2017-03-21 | Activity analysis, fall detection and risk assessment systems and methods | 2014-01-31 | A method for performing health risk assessments for a patient in a home or medical facility is provided. In various embodiments, the method comprises compiling depth image data from at least one depth camera associated with a particular patient, and generating at least one three-dimensional object based on the depth image data. The method additionally includes identifying a walking sequence from the at least one three-dimensional object, analyzing the walking sequence to generate one or more parameters, and performing at least one health risk assessment based on the one or more parameters to determine a health risk assessment score. The method further comprises sending an alert message to at least one caregiver when the at least one health risk assessment indicates the occurrence of an incident (i.e., the recorded depth image data) denoting that the patient has fallen or that there exists a high risk of the patient falling. | 1. A method for determining whether a person has fallen or is at a high risk of falling, and notifying a caregiver when the person has fallen or is at high risk of falling, the method comprising: acquiring depth image data of a person, as the person walks within a particular area, utilizing at least one depth camera of a risk assessment system, the at least one depth camera located in the particular area;receiving the depth image data from the at least one depth camera by at least one processor of a computer-based remote device of the risk assessment system, wherein the depth image data comprises a plurality of frames that depict the person walking through a home environment over time, the frames comprising a plurality of pixels, the remote device located remotely from the at least one depth camera, the remote device comprising electronic memory on which an image analysis application is electronically stored, and the at least one processor structured and operable to execute the image analysis application;segmenting, by the at least one processor, the pixels of the frames of the depth image data; in response to the segmenting, (1) generating, by the at least one processor, a three-dimensional data object based on the analyzed depth image data, and (2) tracking by the at least one processor, the three-dimensional data object over a plurality of frames of the depth images data, wherein the tracked three-dimensional object comprises time-indexed spatial data that represents the person walking through the home environment over time;identifying, by the at least one processor, a walking sequence from the tracked three-dimensional object, wherein the identifying step comprises: the at least one processor determining a speed for the tracked three-dimensional data object over a time frame;the at least one processor comparing the determined speed with a speed threshold;in response to the comparison indicating that the determined speed is greater than the speed threshold, the at least one processor assigning a state indicative of walking to the tracked three-dimensional data object;while the tracked three-dimensional data object is in the assigned walking state: the at least one processor determining a walk straightness for the tracked three-dimensional data object;the at least one processor determining a walk length for the tracked three-dimensional data object;the at least one processor determining a walk duration for the tracked three-dimensional data object;the at least one processor saving the tracked three-dimensional data object in memory as the identified walking sequence when (i) the determined walk straightness exceeds a straightness threshold, (ii) the determined walk length exceeds a walk length threshold, and (iii) the determined walk duration exceeds a walk duration threshold;the at least one processor excluding from the identified walking sequence in the memory the time-indexed spatial data from the tracked three-dimensional data object corres... | The Curators of the University of Missouri | A61B005/11 A61B005/00
US09232902 | B2 | 2016-01-12 | Detection circuit for generating biological information | 2013-04-18 | An amplifier circuit includes first and second amplification units. A first detection electrode and a high impedance circuit are connected to the input terminal of the first amplification unit. A second detection electrode and a high impedance circuit are connected to the input terminal of the second amplification unit. The output terminals of the first and second amplification units output first and second output signals, and are connected to the input terminals of a differential amplifier circuit through coupling capacitors, respectively. The differential amplifier circuit operates a difference between the first and second output signals in a state where a direct-current component is omitted. | 1. A detection circuit comprising: a first detection electrode coupled to a first high impedance circuit;a second detection electrode coupled to a second high impedance circuit;an amplifier circuit including a first amplification unit configured to amplify a first detection signal received from the first detection electrode and a second amplification unit configured to amplify a second detection signal received from the second detection unit;a differential circuit having a first input terminal configured to receive the first amplified detection signal and a second input terminal configured to receive the second amplified detection signal, the differential circuit being configured to output a differential signal between the first amplified detection signal and the second amplified detection signal;a first coupling capacitor coupled between the first amplification unit and the first input terminal of the differential circuit; anda second coupling capacitor coupled between the second amplification unit and the second input terminal of the differential circuit,wherein the first high impedance circuit and the second high impedance circuit are coupled to a reference measurement electric potential. 2. The detection circuit according to claim 1, wherein the first amplification unit, the second amplification unit, and the differential circuit, each comprises at least one operational amplifier, respectively, andwherein the first amplification unit and the second amplification unit independently set amplification factors of the respective operational amplifiers such that, within driving voltage ranges that cause the respective operational amplifiers to operate, the first amplified detection signal and the second amplified detection signal are at respective voltage values substantially equal to a maximum value of the respective driving voltage ranges. 3. The detection circuit according to claim 1, further comprising a digital processing unit having an A/D converter coupled to an output terminal of the differential circuit. 4. The detection circuit according to claim 3, wherein the A/D converter has a predefined input level and is configured to apply the differential signal to the predefined input level to output a digital signal. 5. The detection circuit according to claim 4, wherein the first and second detection electrodes are configured to detect a pair of biological signals from a patient and the digital signal outputted from the digital processing unit represents biological information of the patient. 6. The detection circuit according to claim 1, further comprising an automatic gain control circuit configured to control a first amplification factor of the first amplification unit and a second amplification factor of the second amplification unit based on a feedback signal of the differential signal. 7. A detection circuit comprising: a first detection electrode coupled to a first high impedance circuit;a second detection electrode coupled to a se... | MURATA MANUFACTURING CO., LTD. | H03G003/30 A61B005/0428 H03F003/45 H03G001/00 A61B005/04 A61B005/0408 A61B005/00
US09918644 | B2 | 2018-03-20 | Method for examining the surface temperature of a body part | 2010-10-14 | The blood circulation in a body part may be affected by various factors such as burns, vibration, smoking, drugs, physical activity, adhesion, medical treatment, acupuncture, light therapy, ambient temperature, injuries such as sprains and broken bones, diseases and various foodstuffs. The invention relates to a method for examining the surface temperature of a body part due to such factors. The method according to the invention comprises an initial period in which the body part is positioned in a background screen and photographed with a thermographic camera, an exposure period in which body part is exposed to a refrigerant for a predetermined exposure time, a recovery period in which body part is repositioned in the background screen and photographed or filmed with a thermographic camera. The invention also relates a system for examination of the surface temperature of a body part according to the method. The device includes a thermographic camera connected to a computer and a background screen that makes it possible to find and scan body parts. The blood circulation in a body part may be affected by various factors such as burns, vibration, smoking, drugs, physical activity, adhesion, medical treatment, acupuncture, light therapy, ambient temperature, injuries such as sprains and broken bones, diseases and various foodstuffs. The invention relates to a method for examining the surface temperature of a body part due to such factors. The method according to the invention comprises an initial period in which the body part is positioned in a background screen and photographed with a thermographic camera, an exposure period in which body part is exposed to a refrigerant for a predetermined exposure time, a recovery period in which body part is repositioned in the background screen and photographed or filmed with a thermographic camera. The invention also relates a system for examination of the surface temperature of a body part according to the method. The device includes a thermographic camera connected to a computer and a background screen that makes it possible to find and scan body parts. | 1. A method for examination of a surface temperature of a first body part and a second body part of a subject of examination, each body part comprising a body surface, and each body surface comprising a number of measuring zones for examination, the method comprising: during an initial period, positioning each body part in a system for examining said each body part, wherein the system comprises a thermographic camera and a background screen, the thermographic camera configured to digitally photograph each body part as both a traditional image and a thermographic image, the traditional image being a monochrome or color photograph of the body surface of each body part,during the initial period, for each body part, acquiring a first traditional image of the body surface of each body part and acquiring a first thermographic image of the body surface of each body part with the thermographic camera,during an exposure period that follows the initial period, exposing each body part to a refrigerant for a predetermined exposure time,during a recovery period that follows the exposure period, repositioning each body part in the system,during the recovery period, acquiring a second traditional image of each body part with the thermographic camera and filming the body surface of each body part as a thermographic film or repetitively acquiring thermographic images of the body surface of each body part,wherein the positioning and the repositioning each body part in the system comprises positioning each body part on an opposite side of the background screen from the rest of the subject so as to reduce an effect of heat from the rest of the subject on the examination of the surface temperature of each body part while filming or acquiring the images, the background screen including a cutout through which each body part is inserted to face the thermographic camera, wherein the background screen is kept at a temperature that is different from the surface temperature of each body part by at least two degrees,analyzing, with a computer, a recovery process of the surface temperature in the measuring zone of the body surface of each body part, wherein the recovery process is based on the surface temperature within each measuring zone measured by the thermographic camera during the initial period and the recovery period,evaluating, with the computer, the recovery process of the surface temperature in each measuring zone based on at least one of: deviations of temperature data between the first and second body parts, or deviations of temperature data between individual measuring zones and the whole body surface which includes all the measuring zones, anddisplaying, with the computer, results of the evaluating the recovery process. 2. The method according to claim 1, wherein the method further comprising: storing the images and the films in a memory device,recording and storing the acquisition time for each image and/or film,the analyzing and evaluating further comprises ... | Performance in Cold AB | A61B006/00 A61B005/01 A61B005/026 A61B005/00
US09615756 | B2 | 2017-04-11 | Device and method for the continuous non-invasive measurement of blood pressure | 2012-10-31 | A device and method for use in monitoring blood pressure. The device comprises a controller configured to monitor a first blood pressure measurement based on a first blood pressure signal. The controller is configured to initiate acquiring a second blood pressure measurement based on a second blood pressure signal if the first blood pressure measurement exceeds a predetermined threshold. The decision to initiate acquiring the second blood pressure measurement is based on only one blood pressure measurement. | 1. A device for use in monitoring blood pressure, the device being configured to be communicatively connected to a first blood pressure measurement device and to a second blood pressure measurement device, the device comprising: a controller configured to monitor a first blood pressure measurement based on a first blood pressure signal received from the first blood pressure measurement device;calculate a med-dia-ratio using the first blood pressure signal only, the med-dia-ratio being based on a mean arterial pressure of the first blood pressure signal, a diastolic pressure of the first blood pressure signal, and a systolic pressure of the first blood pressure signal;initiate acquiring a second blood pressure measurement based on a second blood pressure signal from the second blood pressure measurement device if the med-dia-ratio exceeds a predetermined threshold;re-calibrate the first blood pressure measurement based on the second blood pressure measurement if the first blood pressure measurement differs from the second blood pressure measurement by more than a predetermined amount; andinhibit initiating acquiring a second blood pressure measurement if a second blood pressure measurement has been taken during a predetermined preceding period of time and if the first blood pressure measurement was not recalibrated in view of the second blood pressure measurement. 2. The device according to claim 1, wherein the acquisition of the second blood pressure measurement is initiated if the med-dia-ratio falls below 21 percent or if the med-dia-ratio exceeds 51 percent. 3. The device according to claim 1, wherein the controller is further configured to inhibit initiating acquiring a second blood pressure measurement based on a specific predetermined threshold being exceeded, if, during a predetermined preceding period of time, a second blood pressure measurement has been taken based on said predetermined threshold being exceeded and the first blood pressure measurement was not recalibrated. 4. The device according to claim 1, further comprising an arm cuff or a finger cuff. 5. The device according to claim 1, wherein the med-dia-ratio (MD) is:M⁢⁢D=M⁢⁢A⁢⁢P-PdiaPsys-Pdiawhere MAP is the mean arterial pressure of the first blood pressure signal, Pdia is the diastolic pressure of the first blood pressure signal, and Psys is the systolic pressure of the first blood pressure signal. 6. A method for monitoring blood pressure, the method being performed in a device that is communicatively connected to a first blood pressure measurement device and a second blood pressure measurement device, the method comprising: monitoring a first blood pressure measurement based on a first blood pressure signal received from the first blood pressure measurement device;calculating a med-dia-ratio using the first blood pressure signal only, the med-dia-ratio being based on a mean arterial pressure of the first blood pressure signal, a diastolic pressure of the first blood pre... | CNSystems Medizintechnik AG LiDCO Group PLC | A61B005/02 A61B005/022 A61B005/00 A61B005/0225
US09622683 | B2 | 2017-04-18 | Device for evacuating and/or monitoring gas leaking from a patient during surgery or anesthetization | 2013-07-11 | A system is described herein for evacuating gas as it is leaking from a patient's airway. The system comprises a gas evacuation flowpath configured for collecting a gas flow escaping from the patient when inserted into the patient's airway. A vacuum source is connected to the gas evacuation flowpath. Devices that may be employed as part of the system and a method for evacuating gas from a patient are also described. | 1. A system for evacuating gas as it is leaking from a patient's airway, the system comprising: an intubation device selected from an endotracheal tube or laryngeal mask airway, the intubation device comprising an airway tube and a primary seal positioned on an outer perimeter of the airway tube, the airway tube comprising a first flowpath configured to administer a gas to the patient, the primary seal configured to be positioned in the patient's airway to block a space between the airway tube and tissue lining the patient's airway;a gas evacuation flowpath comprising one or more vents, the gas evacuation flowpath being separate from the first flowpath and configured to be inserted into the patient so that the one or more vents are positioned in the patient's mouth, the one or more vents being configured so that if a gas flow leaks past the primary seal, the gas flow is collected through the one or more vents;a plug through which the intubation device extends, the plug comprising a material suitable for providing a secondary seal that is separate from the primary seal, wherein the gas evacuation flowpath comprising the one or more vents extends through the plug;a vacuum source connected to the gas evacuation flowpath; andat least one sensor fluidly connected to the gas evacuation flowpath for determining the gas flow volume of any gas leaking past the primary seal or for determining a concentration of a measured gas in the gas flow. 2. The system of claim 1, wherein the at least one sensor is capable of real time, continuous monitoring of the gas flow that is evacuated from the patient. 3. The system of claim 2, further comprising: a gas monitoring device in communication with the at least one sensor, the gas monitoring device including a component chosen from a data logger, alarm system or monitoring screen;a vacuum pressure valve capable of providing a vacuum to the gas evacuation flowpath when it is placed inside the patient's airway; anda connection from the vacuum pressure valve to the vacuum source. 4. The system of claim 3, wherein the at least one sensor is configured to monitor at least one of oxygen concentration, anesthesia concentration, CO2 concentration or pH. 5. The system of claim 1, wherein the plug is configured to expand to fill the patient's mouth cavity to provide the secondary seal. 6. A system for evacuating gas as it is leaking from a patient's airway, the system comprising: an intubation device selected from an endotracheal tube or laryngeal mask airway, the intubation device comprising an airway tube and a primary seal positioned on an outer perimeter of the airway tube, the airway tube comprising a first flowpath configured to administer a gas to the patient, the primary seal configured to be positioned in the patient's airway to block a space between the airway tube and tissue lining the patient's airway;a gas evacuation flowpath comprising one or more vents, the gas evacuation flowpath being separate from the fir... | FINANCIAL CONSULTANTS LLC | A61M016/00 A61B005/08 A61M016/04 A61B005/097 A61M016/01 A61M016/06 A61B005/00
US10092726 | B2 | 2018-10-09 | Occlusion access system | 2012-11-19 | A catheter system for accessing the central venous system through an occlusion in the neck region. | 1. A kit for providing access to a central venous system of a patient comprising: a radiopaque target having a radiopaque area and a radiolucent area, the radiopaque target being adapted to be applied to an exterior surface of said patient to define an exit point on the patient; anda catheter comprising:a shaft having a proximal end and a distal end;a blunt dissection tip disposed at the distal end of the shaft, the blunt dissection tip having a side aperture and a slot;a departure angle guide tube configured to extend out the side aperture of the blunt dissection tip to set a departure angle, in a departure angle plane;a handle coupled to the proximal end of said shaft, wherein said handle rotates said blunt dissection tip and said slot and indicates and defines a rotational position of the departure angle plane;a needle wire having a sharp dissection tip, said needle wire configured to extend through the departure angle guide tube, said needle wire having a sharp dissection tip permitting it to track in a substantially straight line from said departure angle guide tube. 2. The kit of claim 1 further comprising: a delivery sheath sized to introduce said catheter. 3. The kit of claim 1 further comprising: a dilation catheter sized to accept said needle wire. | BLUEGRASS VASCULAR TECHNOLOGIES, INC. | A61M025/01 A61B005/06 A61B017/34 A61M025/09 A61M029/02 A61B017/3207 A61B017/22 A61M025/00 A61B090/00
US09282911 | B2 | 2016-03-15 | Linear display of ECG signals | 2012-11-27 | An illustrative method and system for displaying ECG data of a patient includes the steps of: receiving an ECG waveform of a patient, determining at least a first attribute of the ECG waveform, and determining at least one data point from the first attribute of the ECG waveform. The first data point and associated first attribute of the ECG waveform are displayed on a linear scale. In an alternative method, the at least one data point is structured in a database of ECG data according to the Cabrera sequence; the display domain of the display is divided into several recurrent display slots; and a sequential one of the several recurrent display slots is associated with the at least one data point, which is displayed on the linear scale in the order in which the at least one data point appears in the Cabrera structured database of ECG data. | 1. A method for displaying ECG data of a patient, the method comprising: a. determining, in a manner other than deviation from a patient-specific baseline, a singular data point that represents a time-domain value of the ECG data for each ECG lead of a set of ECG leads adapted for monitoring the ECG of a patient to form a data set;b. structuring the data set according to a Cabrera sequence that includes both limb leads and chest leads, to form a Cabrera structured data set;c. defining a horizontal row of several recurrent display slots in a display domain of a display, the several recurrent display slots including at least one display slot for each limb lead and each chest lead, ordered in the horizontal row according to the Cabrera sequence;d. associating a sequential one of the several recurrent display slots with each singular data point in accordance with the sequential ordering of the each singular data point in the Cabrera structured data set to form a sequentially display domain ordered Cabrera structured data set;e. displaying each singular data point in the sequentially display domain ordered Cabrera structured data set on a linear scale of the display in the order in which the data appears in the sequentially display domain ordered Cabrera structured data set as the only ECG data displayed at a time on the linear scale; andf. displaying each singular data point associated with each of the several recurrent display slots with interconnections between the displayed data points to form a single waveform across all of the recurrent display slots. 2. The method of claim 1 wherein the ECG data of a patient is data indicative of an ST segment of a patient and a magnitude for each singular data point is an ST-level for the ST segment. 3. The method of claim 1 further comprising the step of: g. associating an attribute of an ECG waveform to the singular data point for each ECG lead of the set of ECG leads. 4. The method of claim 3 wherein the singular data point for each ECG lead of the set of ECG leads is indicative of an ST segment of a patient. 5. The method of claim 1 wherein the singular data point for each ECG lead of the set of ECG leads is associated with a band of normal limits. 6. The method of claim 5 further comprising the steps of: g. associating a color of shade to the band of normal limits for the at least one data point in the Cabrera structured data set;h. displaying the shade of the band with the band of normal limits on the display. 7. The method of claim 5 wherein the band of normal limits for the each singular data point in the sequentially display domain ordered Cabrera structured data set on the display depends on a parameter selected from the group consisting of: the sex of the patient, the age of the patient, and the race of the patient. 8. The method of claim 1 wherein the singular data point for each ECG lead of the set of ECG leads is associated with a label. 9. The method of claim 8 wherein the label associat... | Physio-Control, Inc. | A61B005/044 A61B005/04 A61B005/00 A61N001/362 A61N001/365 A61B005/0452 A61B005/046 A61B005/0424
US09814403 | B2 | 2017-11-14 | Method and apparatus for measuring the levels of hormones, neuro transmitters, bio markers, or the like | 2014-01-10 | A method of predicting substance levels from EEG data is disclosed. The method includes analyzing EEG data to obtain the average power for each of a plurality of predetermined frequency bands and calculating a value from the average powers derived for each frequency band, said value being calculated by combining the average powers for each frequency band by dividing and/or multiplying according to a predetermined order. The method further includes obtaining an estimate of the hormone level from the equation Y=bX+C, where Y is the substance level to be predicted, X is the value and b and C are constants, wherein the substance is selected from hormones, neuro transmitters and bio markers. | 1. A computer implemented method of determining a substance level in a body of a human or non-human animal subject, the method comprising: obtaining EEG data comprising EEG signals collected from the subject and analyzing the EEG data to obtain the average power for each of a plurality of frequency bands;calculating a value from the average powers derived for each frequency band, said value being calculated by combining the average powers for each frequency band by dividing and/or multiplying according to a predetermined order, wherein the predetermined order is determined based upon the substance; andobtaining an estimate of the substance level from the equation Y=bX+C,where Y is the substance level to be predicted, X is the value and b and C are constants,wherein the substance is selected from hormones, neuro transmitters and bio markers. 2. The method of claim 1, wherein the value is a ratio of selected ones of the average powers. 3. The method of claim 1, wherein the frequency bands are selected from Delta, Theta, Alpha, Beta, SMR, High Beta and Gamma. 4. The method of claim 1, wherein the substance is cortisol. 5. The method of claim 4, wherein the frequency bands are the Theta, Alpha, Delta and SMR bands. 6. The method of claim 5, wherein the bands are divided in the order of Theta/Alpha/Delta/SMR. 7. The method of claim 1, wherein the EEG data is collected from the human or non-human animal subject for at least 30 seconds. 8. The method of claim 1, wherein the EEG data is collected from at least two electrode positions. 9. The method of claim 1, wherein the frequency bands are the frequency bands which have a correlation with increasing or decreasing levels of the substance. 10. The method of claim 1, further comprising selecting the frequency bands by measuring the average power for a plurality of frequency bands for a plurality of substance levels and selecting the bands which show a correlation with increasing or decreasing substance levels. 11. The method of claim 1, further comprising: determining, for each of at least three levels of the substance, a corresponding set of average power values to provide a plurality of sets of average power values, wherein each set of average power values comprises an average power value for each of the frequency bands;selecting a method of combining the average power values of the sets to provide a test value for each set, each test value corresponding to a level of the at least three levels of the substance;wherein the selecting comprises varying how the average power of the frequency bands are combined and selecting the method of combining which provides a relationship between the test values and the corresponding at least three levels of the substance that is closest to a straight line. 12. The method of claim 11, further comprising varying the boundaries of the frequency bands to obtain a better correlation to a straight line. 13. The method of claim 1, further comprising determining t... | - | A61B005/04 A61B005/048 A61B005/145 A61B005/0476 A61B005/00
US09375153 | B2 | 2016-06-28 | Motion/vibration sensor | 2014-01-10 | A motion/vibration sensor includes a transmit/receive antenna unit, an oscillation unit and a frequency-mixing unit. The transmit/receive antenna unit receives an output signal from the oscillation unit and transmits a detection signal toward at least one object. The detection signal is reflected by the object as a reflected detection signal and received by the transmit/receive antenna unit. The oscillation unit receives the reflected detection signal from the transmit/receive antenna unit for self-injection locking; and the frequency-mixing unit receives the reflected detection signal from the transmit/receive antenna unit for frequency demodulation. The frequency-mixing unit mixes and demodulates the reflected detection signal from the transmit/receive antenna unit with the output signal from the oscillation unit into a baseband output signal which represents a motion/vibration information. | 1. A motion/vibration sensor, including: a transmit/receive antenna unit;an oscillation unit, coupled to the transmit/receive antenna unit; anda frequency-mixing unit coupled to the transmit/receive antenna unit and the oscillation unit;wherein the transmit/receive antenna unit receives an output signal from the oscillation unit and transmits a detection signal toward at least one object according to the output signal;the detection signal is reflected by the object as a reflected detection signal and received by the transmit/receive antenna unit;the oscillation unit receives the reflected detection signal from the transmit/receive antenna unit for self-injection locking and the frequency-mixing unit receives the reflected detection signal from the transmit/receive antenna unit for frequency demodulation; andthe frequency-mixing unit mixes and demodulates the reflected detection signal from the transmit/receive antenna unit with the output signal from the oscillation unit into a baseband output signal which represents a motion/vibration information. 2. The motion/vibration sensor according to claim 1, further including: a processing unit, coupled to the oscillation unit and the frequency-mixing unit, for receiving the baseband output signal from the frequency-mixing unit;the processing unit controls an operation frequency of the oscillation unit and processes the baseband output signal from the frequency-mixing unit to obtain the motion/vibration information. 3. The motion/vibration sensor according to claim 2, wherein the oscillation unit includes: a first one of a pair of differential signal output ports, for outputting the output signal to the transmit/receive antenna unit and receiving the reflected detection signal from the transmit/receive antenna unit;a second one of the pair of differential signal output ports, for sending the output signal to the frequency-mixing unit; anda voltage input port, coupled to the processing unit, for receiving an analog control voltage from the processing unit. 4. The motion/vibration sensor according to claim 2, wherein the oscillation unit includes: a single-ended signal output port, for outputting the output signal to the transmit/receive antenna unit and the frequency-mixing unit;an injection signal input port, for receiving the reflected detection signal from the transmit/receive antenna unit; anda voltage input port, coupled to the processing unit, for receiving an analog control voltage from the processing unit. 5. The motion/vibration sensor according to claim 2, wherein the oscillation unit includes: a first one of a pair of differential signal output ports, for outputting the output signal to the transmit/receive antenna unit;a second one of the pair of differential signal output ports, for outputting the output signal to the frequency-mixing unit;an injection signal input port, for receiving the reflected detection signal from the transmit/receive antenna unit; anda voltage input port, coupled t... | INDUSTRIAL TECHNOLOGY RESEARCH INSTITUTE NATIONAL SUN YAT-SEN UNIVERSITY | G08B023/00 A61B005/0205 A61B005/113 G01S013/58 G01S013/88 G08B013/24 A61B005/05
US09241659 | B2 | 2016-01-26 | Systems and methods for transdermal secretion detection | 2014-01-09 | Various embodiments of the present invention provide systems and methods for detecting chemicals. As an example, a system is disclosed that includes a chemical sensor, a processor, and a computer readable medium. The computer readable medium includes instructions executable by the processor to: receive a plurality of outputs from the chemical sensor; calculate a baseline value using the plurality of outputs from the chemical sensor; and report an event when the baseline value is exceeded. | 1. A method for detecting chemical secretions, the method comprising: receiving at least a first value and a second value from a chemical sensor attached to a monitored individual;calculating a baseline value using at least the first value and the second value; andreporting an event when the baseline value is exceeded. 2. The method of claim 1, wherein reporting the event when the baseline value is exceeded includes: calculating a difference between the first value and the second to yield a delta value;averaging the delta value with previously calculated delta values to yield an average delta value;comparing the average delta value with a previously calculated average delta value to yield a significance factor; andreporting the event only when the significance factor exceeds the baseline value. 3. The method of claim 1, wherein calculating the baseline value includes: calculating a mean value of the plurality of outputs to a confidence of greater than ninety percent. 4. The method of claim 1, wherein the method further comprises filtering the plurality of outputs using one or more filters selected from a group consisting of: a slope filter, a duration filter, and a spike filter. 5. A system, the system comprising: a monitoring device attachable to a monitored individual, wherein the monitoring device includes a chemical sensor, a processor, and a non-transitory computer readable medium; andwherein the chemical sensor is operable to repeatedly sense a characteristic of the monitored individual to yield a first value corresponding to the characteristic at a first time and a second value corresponding to the characteristic at a second time;wherein the non-transitory computer readable medium includes instructions executable by the processor to: compare the second value of the chemical sensor with a baseline value, wherein the baseline value is generated based at least in part on the first value; andreport an event when the baseline value is exceeded. 6. The system of claim 5, wherein the characteristic is a level of alcohol consumed by the monitored individual. 7. The system of claim 5, wherein reporting the event includes reporting a subset of the plurality of the outputs from the chemical sensor. 8. The system of claim 5, wherein reporting the event does not occur until a baseline value is available. 9. The system of claim 5, wherein the generating the baseline value includes calculating the baseline value based at least in part on the first value. 10. The system of claim 9, wherein calculating the baseline value based at least in part on the first value derived from sensing the characteristic of the monitored individual results in a baseline value tailored to the monitored individual. 11. The system of claim 5, wherein generating the baseline value based at least in part on the first value derived from sensing the characteristic of the monitored individual results in a baseline value tailored to the monitored individual. 12. The system ... | BI Incorporated | A61B005/00 A61B005/145 A61B005/1477 A61B005/11
US09675292 | B2 | 2017-06-13 | Evoked response testing system for neurological disorders | 2014-01-10 | A dyslexia screening system suitable for clinical use includes an integrated headset that efficiently and conveniently performs an auditory evoked response (ERP) test by positioning electrodes about the ears of the subject. An integral control module automatically performs the test, providing simplified controls and indications to the clinician. A number of screening tests that are stored in the headset are periodically uploaded for billing, remote analysis and result reporting. A paradigm that characterizes testing performed for a subject along with the patient identification and/or patient demographics are stored in an associated fashion for later fusion and analyses with similar but not necessarily identically constructed ERP tests. | 1. A method of using an Evoked Response Potential (ERP) testing system to administer a test on a test subject, wherein the ERP testing system comprises a headset, the method comprising: (a) positioning the headset on the head of the test subject, wherein the headset comprises: (i) a signal electrode,(ii) a reference electrode,(iii) a stimulus producer,(iv) a semi-rigid frame with a left ear cup and a right ear cup, wherein the semi-rigid frame is curved such that. as the semi-rigid frame flexes as a result of increasing the distance between the left ear cup and the right ear cup, the orientation of the left ear cup and the right ear cup do not change with respect to the head,(v) a control module contained within the semi-rigid frame, and(vi) a forehead frame configured to align with the eyebrows of the head, wherein aligning the forehead frame with the eyebrows results in proper placement of the plurality of electrodes;(b) providing the test subject with access to one or more buttons on the control module, wherein the control module further comprises: (i) a memory, wherein the memory stores a plurality of evoked response testing protocols including instructions for the stimulus producer, and(ii) a controller operably configured to actuate one of the plurality of evoked response testing protocols stored in the memory, wherein the controller is further configured to communicate a plurality of control administration parameters to the headset for performing an evoked response test;(c) executing a selected one of the stored evoked response testing protocols though the headset via the controller, wherein all of the functionality required to perform the selected one of the stored evoked response testing protocols is included in the headset;(d) receiving manual inputs from the test subject via the one or more buttons on the control module;(e) receiving a stimulated EEG result via the signal electrode; and(f) recording data in the memory based on the manual inputs received from the test subject and the stimulated EEG result. 2. The method of claim 1, wherein the act of executing a selected one of the stored evoked response testing protocols though the headset via the controller comprises selectively activating the stimulus producer, wherein the act of receiving manual inputs from the test subject comprises receiving one or more manual inputs in response to one or more stimuli from the stimulus producer. 3. The method of claim 1, wherein the act of receiving manual inputs from the test subject comprises receiving a manual input to initiate the execution of the selected one of the stored evoked response testing protocols. 4. The method of claim 1, wherein the stimulus producer is operable to provide a visual stimulus to the test subject, wherein the act of executing a selected one of the stored evoked response testing protocols comprises providing a visual stimulus to the test subject via the stimulus producer. 5. The method of claim 1, wherein the stim... | Neuronetrix, Inc. | A61B005/04 A61B005/16 A61B005/00 A61B005/0478 A61B005/0484
US20140135607 | A1 | 2014-05-15 | Multiple electrodes and connecting wires for neural and muscular stimulation and measurement device | 2013-07-08 | A device to make multiple, simultaneous measurements of electrical activity on neural, muscular and other animal cells. The invention discloses multiple electrodes at fixed position on a supporting structure and multiple wires to connect the electrodes to one or more measuring devices. The electrodes are preferentially closed spaced, to allow for small spatial discrimination between measurement points. The electrodes and the wires are selected by binary addresses. The device is also capable of injecting electrical stimulation using electrodes not in use for measurements. An injected electrical stimulation at a first location may be created to measure the effect of a well-known event at another location or locations, near or far away. | 1. A device for measuring an electrical signal occurring in body cells of an animal, including a human animal, comprising: a picafina having a generally cylindrical device body with a proximal extremity, a distal extremity, an inner lumen and an outer surface;a plurality of measuring electrode tips on the outer surface of the picafina in fixed relative positions at the distal extremity;a first plurality of wires running inside the lumen wherein the first plurality of wires have wires comprising at least one element selected from three groups comprising: a first group consisting of electric power wires, a second group consisting of digital binary information wires, and a third group consisting of signal carrying wires;a plurality of additional wires outside the picafina device body, the additional wires outside the picafina for connecting the first plurality of wires to at least one element of the group: a measuring and/or recording instrument, an electric energy storage, a control electronics;a plurality of first on/off switches, each of the first on/off switches associated with one of the measuring electrode tips for selecting the associated measuring electrode tip;a plurality of second on/off switches, each of the second on/off switches associated with one of the wires belonging to the third group of wires running inside the lumen;wherein the measuring electrode tips are configured to measure the electrical signal values at the body cells next to the respective electrode tips. 2. The device of claim 1 further comprising a plurality of electrical amplifiers, each electrical amplifier between each one of the measuring electrode tips and the associated first on/off switch. 3. The device of claim 1 further comprising a means for connecting in parallel a subset of the plurality of the measuring electrode tips to one of the wires from the third group of wires, the means capable of latching the on state of each of the first on/off switches, wherein the subset of the plurality of the measuring electrode tips act together as a larger surface measuring electrode tip. 4. The device of claim 1 further comprising a latching circuit associated with each of the first on/off switches and with the second on/off switches, configured for keeping the selection made to stay selected for an indefinite amount of time after selection until unlatched by an unlatching circuit. 5. The device of claim 4 further comprising a means for un-latching all the first and second on/off switches. 6. The device of claim 1 further comprising: an addressing means having bits to form a first address to uniquely identify each of the measuring electrode tips and to form a second address to uniquely identify each of the wires from the third group of wires;a plurality of first address decoders, wherein each of the first address decoders is for one of the measuring electrode tips and associated first on/off switch and each of the first address decoders having a unique digital address;a... | - | A61B005/04 A61B005/00
US08730314 | B2 | 2014-05-20 | Systems and methods for monitoring radiation treatment | 2010-08-25 | A method of monitoring radiation treatment employs a video camera directed to at least a portion of a patient and/or patient support and at least a portion of a radiation machine. The direction of movement of the radiation machine and/or clearance between at least a portion of the radiation machine and the patient are determined by a control system. Graphics indicating the direction of movement of the machine and/or the clearance between the machine and the patient are overlaid on the video images. The video images overlaid with graphics displayed on a display. | 1. A method of monitoring radiation treatment, comprising: providing video images of at least a portion of a patient and/or patient support and at least a portion of a radiation machine;determining a direction of a current movement of the radiation machine relative to the patient in a radiation treatment at least based on a treatment plan;overlaying a graphic on the video images to indicate the direction; anddisplaying the video images overlaid with the graphic on a display. 2. The method of claim 1 further comprising the steps of determining a direction of upcoming movement of the radiation machine relative to the patient, and overlaying a graphic indicating the direction of upcoming movement of the radiation machine determined. 3. The method of claim 1 wherein the overlaying step comprises overlaying a directional arrow indicating the direction of movement of the radiation machine determined. 4. The method of claim 1 wherein the overlaying step comprises overlaying a colored graphic. 5. The method of claim 1 wherein the overlaying step comprises overlaying a transparent graphic. 6. The method of claim 1 wherein said radiation machine includes a rotatable gantry, an imager, and a couch, the determining step comprises determining a direction or directions of movement of the gantry, imager, and/or couch, and the overlaying step comprising overlaying a transparent directional arrow or arrows indicating the direction or directions of movement of the gantry, imager, and/or couch. 7. The method of claim 1 wherein the displaying step comprises displaying treatment information on the display which displays the video images overlaid with the graphic, the treatment information including information about the patient, treatment plan for the patient, and parameters of the radiation machine. 8. A radiation system, comprising: a radiation machine;a control system operable to control the radiation machine;a video camera directed to at least a portion of the radiation machine and a subject to be treated by the radiation machine;a computer coupled to the video camera adapted to overlay a graphic representing a direction of movement of the radiation machine and clearance between at least a portion of the radiation machine and the subject on video images from the video camera; anda display for displaying the video images overlaid with the graphic. 9. The radiation system of claim 8 wherein said display is further adapted to display treatment information including information about a patient, a treatment plan for the patient, and parameters of the radiation machine. 10. The radiation system of claim 8 wherein said radiation machine and video camera are placed in a treatment room, and said display is placed outside of the treatment room. 11. The radiation system of claim 10 further comprising one or more additional video cameras in the treatment room directed to at least a portion of the machine and the patient, and one or more additional closed-circuit TV... | Varian Medical Systems, Inc. | A61B006/02 A61B006/04 A61B006/10 A61B005/06
US08715151 | B2 | 2014-05-06 | Blood flow meter | 2013-04-19 | Materials and methods related to blood pump systems are described. These can be used in patients to, for example, monitor arterial pressure, measure blood flow, maintain left ventricular pressure within a particular range, avoid left ventricular collapse, prevent fusion of the aortic valve in a subject having a blood pump, and provide a means to wean a patient from a blood pump. | 1. A blood pump system, comprising: a blood pump having an inflow conduit for receiving blood from a ventricle of a heart and an outflow conduit for returning blood to a circulatory system; anda controller operably connected to the blood pump;wherein the controller is configured to periodically: reduce a speed of the blood pump to cause an inflow conduit pressure at the inflow conduit to be substantially equal to or greater than an outflow conduit pressure at the outflow conduit;operate the blood pump at the reduced speed for a set length of time or number of heart beats; andafter operating the blood pump at the reduced speed for the set length of time or number of heart beats, increase the speed of the blood pump. 2. The blood pump system of claim 1, wherein the controller is further configured to calculate blood flow through the blood pump. 3. The blood pump system of claim 2, wherein the controller is configured to output information regarding the calculated blood flow for display. 4. The blood pump system of claim 2, wherein the blood flow calculation is based on the detected left ventricular pressure and the detected arterial pressure. 5. The blood pump system of claim 2, wherein the blood flow calculation is based on detected pressure changes within the blood pump. 6. The blood pump system of claim 2, wherein the blood flow calculation is based on a motor speed of the pump and the pressure drop across the pump. 7. The blood pump system of claim 2, wherein the blood flow is calculated using the following formula: Flow=(pump outlet pressure−pump inlet pressure)×C, where C=an empirically derived constant describing the pump geometry, surface conditions, and viscosity. 8. The blood pump system of claim 1, wherein the blood pump system further comprises first and second sensors configured to detect left ventricular pressure and arterial pressure, respectively, on a continuous basis. 9. The blood pump system of claim 1, wherein the blood pump system further comprises first and second sensors configured to detect left ventricular pressure and arterial pressure, respectively, on a periodic basis. 10. The blood pump system of claim 1, wherein the blood pump system further comprises first and second sensors configured to detect left ventricular pressure and arterial pressure, respectively, on an on-demand basis. 11. The blood pump system of claim 1, wherein to reduce the speed of the blood pump, the controller is configured to reduce the speed of the blood pump to cause the inflow conduit pressure to equal or exceed the outflow conduit pressure during systole. 12. The blood pump system of claim 1, wherein to increase the speed of the blood pump, the controller is configured to increase the speed of the blood pump to a speed of the blood pump immediately before being reduced to cause the inflow conduit pressure at the inflow conduit to be substantially equal to or greater than the outflow conduit pressure at the outflow conduit. 13. The bl... | Thoratec Corporation | A61N001/362 A61B005/02
US08721556 | B2 | 2014-05-13 | Arterial pressure-based, automatic determination of a cardiovascular parameter | 2011-05-12 | One or more cardiovascular parameters is estimated as a function of the arterial pressure waveform, in particular, using at least one statistical moment of a discrete representation pressure waveform having an order greater than one. Arterial compliance, the exponential pressure decay constant, vascular resistance, cardiac output, and stroke volume are examples of cardiovascular parameters that can be estimated using various aspects of the invention. In one embodiment of the invention, not only are the first four moments (mean, standard deviation, skewness, and kurtosis) of the pressure waveform used to estimate the cardiovascular parameter(s) of interest, but also heart rate, statistical moments of a set of pressure-weighted time values, and certain anthropometric patient measurements such as age, sex, body surface area, etc. | 1. A method for determining a cardiovascular parameter of a subject comprising: sensing an input signal that indicates arterial blood pressure;operating a processing system to calculate at least one statistical moment of a first function of the input signal having an order of two or higher;operating the processing system to estimate the cardiovascular parameter as a second function of at least one statistical moment of a first function of the input signal having an order greater than one; andoperating a display to present an indication of the cardiovascular parameter to a user. 2. A method as in claim 1, in which the cardiovascular parameter is arterial compliance. 3. A method as in claim 1, in which the cardiovascular parameter is vascular resistance. 4. A method as in claim 1, in which the cardiovascular parameter is cardiac output. 5. A method as in claim 1, in which the cardiovascular parameter is stroke volume. 6. A method as in claim 1, in which the cardiovascular parameter is a pressure decay constant. 7. A method as in claim 1, in which the step of operating the processing system to estimate the cardiovascular parameter comprises operating the processing system to compute the statistical moment(s) of a sequence of measured arterial pressure values. 8. A method as in claim 7, further comprising operating the processing system to estimate the cardiovascular parameter as a function of the kurtosis of the input signal. 9. A method as in claim 7, further comprising operating the processing system to estimate the cardiovascular parameter as a function of the skewness of the input signal. 10. A method as in claim 7, further comprising: measuring a predetermined set of anthropometric parameters of the subject;providing signals corresponding to the measurements of the predetermined set of anthropometric parameters to the processing system; andoperating the processing system to estimate the cardiovascular parameter as a function of the measured anthropometric parameters. 11. A method as in claim 7, in which the cardiovascular parameter is arterial compliance. 12. A method as in claim 7, in which the cardiovascular parameter is vascular resistance. 13. A method as in claim 7, further comprising: operating the processing system to compute both the standard deviation and at least one statistical moment, having an order greater than two, of the input signal;operating the processing system to estimate an arterial compliance value as a function of at least the statistical moment of the input signal having an order greater than two; andoperating the processing system to compute an estimate of stroke volume as a function of the product of the standard deviation and the arterial compliance value. 14. A method as in claim 13, further comprising: operating the processing system to compute the kurtosis of the input signal; andoperating the processing system to compute an estimate of stroke volume as a function not only of the product of the standa... | Edwards Lifesciences Corporation | A61B005/02
US08718761 | B2 | 2014-05-06 | Cardiac function management integrating cardiac contractility modulation | 2009-09-16 | An implantable cardiac rhythm/function management system integrates cardiac contractility modulation (CCM) and one or more other therapies, such as to preserve device safety, improve efficacy, enhance sensing and detection, or enhance therapy effectiveness and delivery. Examples of the one or more other therapies can include pacing, defibrillation/cardioversion, cardiac resynchronization therapy (CRT), or neurostimulation. | 1. An apparatus comprising: an implantable cardiac rhythm/function management device comprising: a cardiac contractility modulation (CCM) therapy circuit configured to deliver a CCM therapy including a non-stimulatory electrical energy during a refractory period of the heart;an adverse event detector circuit including a CCM stressor detector circuit configured to detect a CCM stressor condition for disabling the CCM therapy, wherein the CCM stressor condition includes a detection of sleep disordered breathing; anda controller circuit, coupled to the CCM therapy circuit and the adverse event detector circuit, the controller circuit configured to obtain or provide information about a CCM condition and information about an adverse event, the controller circuit configured to adjust the CCM therapy using the information about the adverse event from the adverse event detector circuit, wherein the controller circuit is configured to disable the CCM therapy when or the sleep disordered breathing is detected. 2. The apparatus of claim 1, comprising a plurality of batteries and a non-CCM therapy circuit configured to deliver non-CCM therapy; wherein the adverse event detector circuit comprises a battery status circuit configured to determine battery status information; andwherein the controller circuit is configured to use the battery status information obtained from the battery status circuit to reconfigure which at least one of the plurality of batteries services at least one of the non-CCM therapy circuit or the CCM therapy circuit. 3. The apparatus of claim 1, comprising a non-CCM therapy circuit configured to deliver non-CCM therapy; wherein the adverse event detector circuit comprises a battery status circuit configured to determine battery status information; andwherein the controller circuit is configured to use the battery status information obtained from the battery status circuit to preferentially terminate delivery of one of the CCM therapy or the non-CCM therapy over the other of the CCM therapy or the non-CCM therapy. 4. The apparatus of claim 1, comprising a neurostimulation therapy circuit configured to deliver neurostimulation therapy; wherein the adverse event detector circuit is configured to detect an adverse event associated with at least one of neurostimulation or CCM; andwherein the controller circuit is configured to adjust at least one of the CCM therapy or the neurostimulation therapy based on the information from the adverse event detector circuit. 5. The apparatus of claim 4, wherein the controller circuit is configured such that when neurostimulation is enabled and an adverse event associated with the neurostimulation occurs, then the controller circuit (a) turns off neural stimulation when the CCM therapy is enabled; (b) enables the CCM therapy when the CCM therapy is not enabled and does not disable neural stimulation; or (c) enables the CCM therapy when the CCM therapy is not enabled and disables neural stimulation. 6. ... | Cardiac Pacemakers, Inc. | A61N001/00 A61B005/05 A61B005/08
US08721569 | B2 | 2014-05-13 | Physical therapy device | 2012-02-22 | A physical therapy device is disclosed. An example of the physical therapy device includes a cuff for attachment to a patient's limb. The example physical therapy device also includes a light emitter mounted to the cuff. The example physical therapy device also includes a tracking pattern corresponding to at least one physical therapy exercise. The patient performs the physical therapy exercise by moving the patient's limb in such a manner so as to track light from the light emitter on the tracking pattern. | 1. A physical therapy device, comprising: a cuff for attachment to a patient's limb;a light emitter mounted to the cuff; anda tracking pattern corresponding to at least one physical therapy exercise, wherein the patient performs the physical therapy exercise by moving the patient's limb in such a manner so as to track light from the light emitter on the tracking pattern, wherein the light tracked on the tracking pattern indicates to a user when the patient's limb is moving in a desired pattern of movement and when the patient's limb is deviating from the desired pattern of movement. 2. The physical therapy device of claim 1, further comprising a foot box in the tracking pattern to properly position the patient's foot in the tracking pattern for a particular physical therapy exercise. 3. The physical therapy device of claim 1, wherein the foot box is configurable based on the physical therapy exercise. 4. The physical therapy device of claim 1, wherein the tracking pattern includes different physical therapy exercises. 5. The physical therapy device of claim 1, further comprising a patient feedback loop and wherein the light emitter emits a first color light when light from the light emitter is in the tracking pattern. 6. The physical therapy device of claim 1, further comprising a patient feedback loop and wherein the light emitter appears to emit a second color light when light from the light emitter is outside the tracking pattern. 7. The physical therapy device of claim 1, further comprising a patient feedback loop and wherein the patient feedback loop includes an electronic light receiver in the tracking pattern to detect presence of light. 8. The physical therapy device of claim 7, further comprising an electronic patient notification device to notify the patient if the light receiver detects light in the tracking pattern. 9. The physical therapy device of claim 7, further comprising an electronic patient notification device to notify the patient if the light receiver does not detect light in the tracking pattern. 10. The physical therapy device of claim 7, further comprising an electronic patient notification device to notify the patient if the light receiver does not detect light moving in the tracking pattern at a predetermined speed. 11. The physical therapy device of claim 7, further comprising an electronic patient notification device to notify the patient if the light receiver does not detect light moving in the tracking pattern at a predetermined direction. 12. A method of using a physical therapy device, comprising: attaching a cuff to the patient's limb, wherein a light emitter is mounted to the cuff; andperforming a physical therapy exercise by moving the patient's limb in such a manner so as to track light from the light emitter onto a tracking pattern, wherein the light is tracked on the tracking pattern including a gridline boundary, the gridline boundary indicating to a user when the patient's limb is moving in a de... | - | A61B005/00
US08792969 | B2 | 2014-07-29 | Respiratory function estimation from a 2D monocular video | 2012-11-19 | What is disclosed is a system and method for processing a video acquired using a 2D monocular video camera system to assess respiratory function of a subject of interest. In various embodiments hereof, respiration-related video signals are obtained from a temporal sequence of 3D surface maps that have been reconstructed based on an amount of distortion detected in a pattern placed over the subject's thoracic region (chest area) during video acquisition relative to known spatial characteristics of an undistorted reference pattern. Volume data and frequency information are obtained from the processed video signals to estimate chest volume and respiration rate. Other respiratory function estimations of the subject in the video can also be derived. The obtained estimations are communicated to a medical professional for assessment. The teachings hereof find their uses in settings where it is desirable to assess patient respiratory function in a non-contact, remote sensing environment. | 1. A method for processing a video acquired using a 2D monocular video acquisition system to assess respiratory function of a subject of interest in a remote sensing environment, the method comprising: receiving a video of a target region of a subject of interest being monitored for respiratory function assessment, said video having been acquired using a 2D monocular video acquisition system, said target region having a detectable pattern thereon, said pattern being one of: reflective and emissive in a given wavelength, said wavelength being detectable by sensor elements in a detector array of said camera during acquisition of said video;processing said video to construct a temporal sequence of 3D surface maps of said patterned target region, said 3D surface maps being reconstructed by characterizing spatial attributes of a spatial distortion of said pattern over time relative to spatial characteristics of an undistorted reference pattern;estimating time-series data from said temporal sequence of 3D surface maps, comprising: for each image of said received video: comparing said characterized spatial attributes of said pattern to known spatial attributes of said undistorted reference pattern to determine an amount of spatial distortion that has occurred locally at different locations on a surface of said patterned target region;calculating a depth map from said determined amount of spatial distortion;estimating a volume from said depth map; andconcatenating said estimated volumes to obtain said time-series data; andestimating a respiratory function for said subject from said time-series data. 2. The method of claim 1, wherein said target region comprises one of: said subject's anterior thoracic region, a region of said subject's dorsal body, and a side view containing said subject's thoracic region. 3. The method of claim 1, wherein said undistorted reference pattern is virtual. 4. The method of claim 1, wherein said respiratory function comprises any of: tidal chest volume, minute ventilation, respiration rate, inspiratory reserve volume, expiratory reserve volume, residual volume, vital capacity, inspiratory capacity, and functional residual capacity. 5. The method of claim 1, further comprising: de-trending said time-series data to remove low frequency variations;performing a Fast Fourier Transform on said de-trended time-series data; andperforming peak detection to identify frequency components of said respiratory function over time. 6. The method of claim 1, wherein said detectable pattern comprises any of: salient textural characteristics on said target region, salient textural characteristics of a clothing worn over said target region, a physical characteristic inherent to a surface of said target region, a physical characteristic imprinted on a surface of said target region, and a plurality of emissive sources on said target region at different locations. 7. The method of claim 1, wherein said detectable pattern comprises any of: a p... | Xerox Corporation | A61B006/00
US08838214 | B2 | 2014-09-16 | Finger clip for prostate glove | 2012-10-30 | Systems and methods are provided herein that generally involve measuring a prostate or other object. In some embodiments, a membrane can be sealed over a digit extension to form a closed volume. The closed volume can be inflated via an inflation tube, and a reference pattern can be disposed within the closed volume along with a measurement assembly. In use, a user can put on the glove, position the membrane in proximity to a rectal wall overlying a prostate, and inflate the membrane. As the user slides their finger across the rectal wall, optical fibers in the measurement assembly can move relative to a reference pattern, and a controller can sense light reflected through the fibers from the reference pattern. The controller can calculate or estimate various attributes of the prostate based on the reflected light, such as the palpable surface width or volume. | 1. An examination device, comprising: a glove having a digit extension;a membrane disposed over at least a portion of the digit extension, the membrane and the digit extension forming a closed volume therebetween;a finger clip attached to the digit extension and disposed within the closed volume;at least one illumination optical fiber and at least one receiving optical fiber extending into the closed volume and through the finger clip; andan inflation tube extending into the closed volume and configured to introduce an inflation medium into the closed volume. 2. The device of claim 1, wherein the finger clip is attached to the digit extension such that it extends along a dorsal surface of the digit extension and down across a distal tip of the digit extension. 3. The device of claim 1, wherein the at least one illumination optical fiber and the at least one receiving optical fiber extend through the inflation tube. 4. The device of claim 1, wherein a distal end of the inflation tube terminates proximal to a proximal end of the finger clip. 5. The device of claim 1, wherein the at least one illumination optical fiber and the at least one receiving optical fiber extend through an open channel formed in the finger clip and through a tunnel oriented substantially perpendicular to the open channel. 6. The device of claim 5, wherein the at least one illumination optical fiber and the at least one receiving optical fiber terminate at a distance from a distal end of the tunnel. 7. The device of claim 6, wherein the distance is between about 0.25 mm and about 0.5 mm. 8. The device of claim 1, wherein the digit extension comprises a forefinger extension. 9. A method of making an examination device, comprising: forming an open channel in a finger clip, wherein the finger clip is configured to be disposed on a user's finger;forming a through hole in the finger clip approximately perpendicular to the open channel such that the through hole intersects the open channel and provides a working connection from the open channel to a distal end of the finger clip; andpositioning at least one fiber optic within the open channel and the through hole such that an optical window formed in a terminal distal end of the fiber optic is aimed in a direction configured to be perpendicular to a dorsal surface of a user's finger. 10. The method of claim 9, wherein the at least one fiber optic comprises at least one illumination fiber optic and at least one receiving fiber optic. 11. The method of claim 9, wherein the finger clip and the open channel are formed by injection molding. 12. The method of claim 9, wherein the finger clip is formed from injection molded, soft-durometer urethane. 13. The method of claim 9, further comprising routing the at least one fiber optic through an inflation tube that terminates proximal to a proximal end of the finger clip. 14. A method of measuring an object, comprising: positioning a digit extension of a glove around a user's han... | MedicaMetrix, Inc. | A61B006/00 A61B005/06 A61B005/103 A61B005/00 A61B001/32
US08715199 | B1 | 2014-05-06 | System and method to define a rotational source associated with a biological rhythm disorder | 2013-03-15 | An example system and method of defining a rotational source associated with a heart rhythm disorder are disclosed. A plurality of center locations of wave fronts are calculated at a plurality of time points associated with the heart rhythm disorder. A rotational path that connects the plurality of center locations is then determined. The system and method can also determine a likely core associated with the rotational path. A plurality of relative diffusion shapes associated with the plurality of the center locations is calculated. A plurality of intersecting points of a smallest relative diffusion shape and other relative diffusion shapes is determined within the rotational path. A bounded polygon of the intersecting points is defined as the likely core. | 1. A method of defining a rotational source associated with a heart rhythm disorder, the method comprising: calculating, by a programmed computing device, a plurality of center locations of wave fronts, at a plurality of time points associated with the rotational source, the wave fronts associated with heart signals; anddetermining, by the programmed computing device, a rotational path that connects the plurality of center locations. 2. The method of claim 1, wherein the method further comprises accessing reconstructed signal data of the heart signals, the reconstructed signal data having activation onset times associated with voltages at the plurality of time points. 3. The method of claim 2, wherein the method further comprises transforming the reconstructed signal data from spline-sensor references to x-y coordinate locations. 4. The method of claim 1, wherein the method further comprises determining each of the wave fronts to include adjacent locations having at least a threshold voltage level surrounded by locations below the threshold voltage level. 5. The method of claim 4, wherein the threshold voltage level is a predetermined percentage of a highest voltage. 6. The method of claim 1, wherein the method further comprises determining a likely core associated with the rotational path. 7. The method of claim 6, wherein determination of the likely core associated with the rotational path comprises: calculating a plurality of relative diffusion shapes associated with the plurality of the center locations;determining a plurality of intersecting points of a smallest relative diffusion shape and other relative diffusion shapes within the rotational path; anddefining a bounded polygon of the intersecting points as the likely core. 8. The method of claim 7, wherein calculation of a relative diffusion shape comprises: determining distances from locations in the wave front to a center location of the wave front; andcalculating a circle having a radius equal to a predetermined multiplier multiplied by a standard deviation of the distances. 9. The method of claim 6, wherein determination of the likely core associated with the rotational path comprises: determining a convex hull around the rotational path;calculating a plurality of relative diffusion shapes associated with the plurality of the center locations;determining a plurality of intersecting points of a smallest relative diffusion shape and other relative diffusion shapes inside the convex hull; anddefining a bounded polygon of the intersecting points as the likely core. 10. The method of claim 1, wherein calculation of a center location of a wave front comprises: averaging all first coordinates of locations associated with the wave front to generate a first average coordinate;averaging all second coordinates of the locations associated with the wave front to generate a second average coordinate; anddefining the center location of the wave front as a location identified by the first ave... | Topera, Inc. | A61B005/04
US08721543 | B2 | 2014-05-13 | Data analytics system | 2012-01-12 | The invention includes a system and processes to gather and analyze data to monitor, track, and provide care. The major subsystems of the invention include the Medical Digital Assistant (“MDA”), Server, Monitoring Devices, Dispensing Devices, Server, Dashboard, and Application Software. The invention includes the method for conducting data acquisition, monitoring, analysis, and reporting to diagnose and treat medical conditions such as diagnosing and treating specific medical conditions such as fertility and congestive heart failure. | 1. A method comprising: using a monitoring device to acquire data from a patient; using a dispensing device to perform actions on a patient; transmitting data from the monitoring device or dispensing device to a medical digital assistant; using the medical digital assistant to coordinate data retrieval, storage, communication, processing, analysis, and reporting; performing actions on the patient based on the data analysis results using the monitoring device or dispensing devices controlled or configured by the medical digital assistant; and wherein the data monitored includes monitoring blood pressure with a blood pressure monitoring device at least three times per day, monitoring activity level continuously throughout the day with a pedometer, monitoring oxygen levels for at least three minutes a day with an oximeter, monitoring weight once every day with a scale, monitoring EKG continuously every day with a remote EKG sensor, and monitoring the time, effectiveness, and side effects of medication. 2. A method according to claim 1, wherein the patient is a human child or adult. 3. A method according to claim 1, wherein the patient is a non-human animal. 4. A method according to claim 1, wherein the actions by the medical digital assistant include asking the patient different questions based on previous responses. 5. A method according to claim 1, wherein the actions by the medical digital assistant include changing the setup, configuration, or selected monitoring or dispensing devices. 6. A method according to claim 1, wherein the actions include sending alarms to medical personnel. 7. A method according to claim 1, wherein the actions include requests to alter the patient's treatment comprising at least one of resetting or reconfiguring the patient's dispensing devices, changing medications or dosage levels, issuing lab request, requesting appointments or telephone calls, requesting intervention and review from other personnel, or setting thresholds for various data parameters. 8. A method according to claim 1, wherein the data monitored includes the basal body temperature and sleep duration of a female patient to detect an accurate ovulation duration. 9. A method according to claim 1, wherein the data monitored is critical for detecting chronic disease symptoms comprising least one of cholesterol levels, blood pressure, calories, physical activity, and alcohol levels. 10. A method according to claim 9, wherein the chronic diseases include heart failure, diabetes, hypertension, and chronic obstructive pulmonary disorders. 11. The method according to claim 1, wherein the method is remotely managed and updated remotely. 12. The method according to claim 1, wherein the analysis is performed locally by the medical digital assistant instead of transmitting and analyzing data on the server. 13. The method according to claim 1, wherein the requests to the monitoring and dispensing devices to perform actions on the patient are input by the ... | - | A61B005/00 G06F019/00
US09078561 | B2 | 2015-07-14 | Optical ultrasound receiver | 2013-10-14 | An imaging guidewire can include one or more optical fibers communicating light along the guidewire. At or near its distal end, one or more blazed or other Fiber Bragg Gratings (FBGs) can direct light to a photoacoustic transducer material that provides ultrasonic imaging energy. Returned ultrasound can be sensed by an FBG sensor. A responsive signal can be optically communicated to the proximal end of the guidewire, and processed such as to develop a 2D or 3D image. In an example, the guidewire outer diameter can be small enough such that an intravascular catheter can be passed over the guidewire. To minimize the size of the guidewire, an ultrasound-to-acoustic transducer that is relatively insensitive to the polarization of the optical sensing signal can be used. The ultrasound-to-optical transducer can be manufactured so that it is relatively insensitive to the polarization of the optical sensing signal. | 1. An apparatus comprising: an ultrasound-to-optical transducer, comprising: an optical fiber;a Fiber Bragg Grating (FBG) interferometer in the optical fiber, the FBG interferometer being configured for receiving ultrasound energy and for modulating an optical sensing signal, in response to the received ultrasound energy; andan ultrasound-absorptive backing that is more absorptive than the optical fiber. 2. The apparatus of claim 1, wherein the optical fiber includes an optical fiber diameter that is less than half of a wavelength of target ultrasound energy to be received by the transducer. 3. The apparatus of claim 2, wherein the optical fiber diameter is less than sixty micrometers. 4. The apparatus of claim 1, wherein the backing comprises microballoons containing a gas. 5. The apparatus of claim 4, wherein the microballoons comprise about 30% to about 50% of a volume of the backing. 6. The apparatus of claim 5, wherein a thickness of the backing is between about 25 micrometers and about 100 micrometers. 7. The apparatus of claim 1, wherein the transducer is configured such that a peak-to-peak amplitude of an oscillating output optical bias signal modulated by the transducer varies by no more than one decibel when the polarization angle of the optical sensing signal is varied by 90 degrees. 8. The apparatus of claim 1, wherein a total birefringence induced on an optical signal with a wavelength of about 1550 nanometers transmitted within the optical fiber is less than (3×10−6). 9. The apparatus of claim 1 comprising: an elongated intravascular imaging assembly, comprising an external proximal portion comprising an optical signal interface and a distal portion sized and shaped and configured for internal intravascular acoustic imaging, the imaging assembly comprising: an elongated support, extending substantially from the proximal portion of the imaging assembly to the distal portion of the imaging assembly, the support configured to provide adequate length, rigidity, and flexibility to permit intravascular introduction and steering of a distal portion of the imaging assembly to a location of interest;the optical fiber, extending longitudinally and affixed along the support substantially from the proximal portion of the imaging assembly substantially to the distal portion of the imaging assembly;a transducer, located at or near a distal portion of the imaging assembly and configured as at least one of the ultrasound-to-optical transducer or an optical-to-ultrasound transducer; andthe backing, located in a backing region between the transducer and the elongated support, the backing configured to attenuate ultrasound energy that passes through the optical fiber and reaches the backing region by at least 90%. 10. The apparatus of claim 9, wherein the assembly comprises: a plurality of the optical fibers, extending longitudinally and affixed along the support, the fibers arranged circumferentially about a central longitudinal axis of the ... | Vascular Imaging Corporation | A61B005/05 A61B005/00 A61B008/12 G01H009/00 A61B001/00 A61B001/07 A61B008/00
US08795190 | B2 | 2014-08-05 | Digital tuning fork for sensation testing device | 2014-01-30 | A digital tuning fork device for administering a vibratory sensation test to a human subject comprising an integrated vibratory mechanism and timer, with the vibratory mechanism generating vibrations having a known frequency and amplitude, with the amplitude of the vibrations degrading over time to replicate in a controlled manner the natural degradation of vibrations generated by a mechanical tuning fork, and a method of use thereof. Alternatively, the amplitude of the vibrations may be initially very small and then increase over time in a controlled manner to test first perception of feeling. | 1. A digital tuning fork device for administering a vibratory sensation test to a human subject, comprising a housing, said housing being substantially hollow, having an interior and an exterior, constructed of a substantially rigid, durable material, and having a shape suitable for being grasped by a human hand;a vibratory mechanism, said vibratory mechanism being contained within the interior of the housing, said vibratory mechanism being electronically powered and suitably adapted to create variable amplitude vibrations at a constant frequency, and further suitably adapted to provide vibrations with amplitudes which change in a defined manner over a period of time;a contact member, said contact member being substantially elongate and rigid and having an internal end located within the interior of the housing and an external end located exterior of the housing, said internal end suitably adapted to receive vibrations created by the vibratory mechanism and said external end suitably adapted to transmit vibrations to the human subject;a timer, said timer being contained within the interior of the housing, said timer being suitably adapted to record the relative passage of time in known units beginning when activated and terminating when deactivated, said timer having a display means for displaying the units of time during activation and the final unit achieved upon deactivation, said display means being capable of being perceived from the exterior of the housing;a controller, said controller being contained within the interior of the housing and being suitably adapted to receive input from the exterior of the housing, said controller being suitably adapted to activating and deactivating the vibratory mechanism, activating and deactivating the timer, and resetting the timer; anda power supply, said power supply being contained within the interior of the housing and being suitably adapted to provide power to the vibratory mechanism and to the timer;wherein the contact member is movable in relation to the housing, said contact member having a biasing mechanism to bias the external end of the contact member away from the housing, said contact member being in connection with controller, with movement of the contact member relative to the housing suitably adapted to signal the controller,such that when the contact member is pressed against a surface the external end of the contact member moves toward the housing causing the contact member to signal the controller to reset the display means, to activate the vibratory mechanism, and to activate timer, andwhen the contact member is removed from a surface the biasing mechanism moves the external end of the contact member away from housing causing the contact member to signal the controller to deactivate the vibratory mechanism and to deactivate the timer. 2. The device of claim 1 wherein said vibratory mechanism is suitably adapted to provide vibrations with amplitudes which decrease in a defined manner o... | - | A61B005/00
US09545219 | B2 | 2017-01-17 | Acoustic system and methodology for identifying the risk of obstructive sleep apnea during wakefulness | 2012-11-16 | The invention relates to a system and method for screening a patient for obstructive sleep apnea (OSA) using recordings of tracheal breathing sounds of both nose and mouth breathing in the upright and supine positions to compute characteristic features of the patient, the characteristic features being compared to the mean values of similar features of OSA and non-OSA training groups to classify a patient as OSA or non-OSA. | 1. A method for screening a patient for obstructive sleep apnea during wakefulness comprising: (a) positioning a sound input device adjacent a suprasternal notch of a trachea of the patient;(b) recording tracheal breath sounds for at least five breathing cycles of the patient for each of nose breathing and mouth breathing with the patient in an upright position and at least five breathing cycles of the patient for each of nose breathing and mouth breathing with the patient in a supine position;(c) estimating power spectrum density (PSD) and bispectrum of the at least 5 breathing cycles for each of nose breathing and mouth breathing in the upright and the supine positions;(d) computing characteristic breathing sound features for the patient from the estimated PSD and the bispectrum of step (c), wherein the computed characteristic breathing sound features comprise a bispectral invariant P(a) defined by P(a)=a tan(Ii(a)/Ir(a))with at least one characteristic breathing sound feature selected from the group consisting of the bispectral invariant at 15° for inspiration phase of mouth breathing in upright posture, the bispectral invariant at 24° for inspiration phase of mouth breathing in upright posture, and the bispectral invariant at 27° for inspiration phase of mouth breathing in upright posture;(e) comparing the value of the computed characteristic breathing sound features for the patient to mean values for corresponding features from a non-Obstructive Sleep Apnea (non-OSA) training set and an Obstructive Sleep Apnea (OSA) training set;(f) classifying the patient as non-OSA or OSA based on the comparison of step (e); and(g) communicating to a user the classification of the patient as non-OSA or OSA. 2. The method of claim 1, further comprising at least four of the computed characteristic breathing sound features selected from the group consisting of: spectral centroid of mouth breathing in supine position, spectral centroid of mouth breathing in upright position, spectral bandwidth of nose breathing in upright position, spectral bandwidth of nose breathing in supine position, spectral bandwidth of mouth breathing in supine position, normalized bispectral squared entropy of mouth breathing in supine position, bispectral invariant of mouth breathing in upright position, relative signal power in upright position, spectral centroid in supine position, spectral centroid in upright position, normalized bispectral entropy in supine position, normalized bispectral entropy in upright position, bispectral invariant in upright position, signal power of mouth breathing in supine position, signal power of nose breathing in upright position, relative signal power of nose breathing in upright position, spectral centroid of nose breathing in upright position, spectral centroid of mouth breathing in upright position, median bi-frequency of nose breathing in upright position, and bispectral invariant of nose breathing in upright position. 3. The method of claim 1,... | University of Manitoba | A61B005/08
US10524710 | B2 | 2020-01-07 | Passive double drive member activated safety blood collection device | 2012-11-15 | A shieldable needle device including a drive member is disclosed. The drive member is extendable between a biased position and an extended position for moving a tip guard from an first position to a second position in which the tip guard shields a distal end of the needle cannula. The shieldable needle device includes a pair of wings extending laterally from opposing sides of the hub that are movable between a laterally extending position and a dorsal position. With the wings in the dorsal position, the wings retain the drive member in the biased position thereby maintaining the tip guard in the first position. Movement of the wings from the dorsal position to the laterally extending position releases retainment of the drive member. A second drive member may be included. | 1. A shieldable needle device comprising: a needle cannula having a proximal end and a distal end; a hub supporting at least a portion of the needle cannula; a tip guard axially movable with respect to the needle cannula from a first position adjacent the hub to a second position in which the tip guard shields the distal end of the needle cannula; a first drive member extendable between a biased position and an extended position for moving the tip guard from the first position to the second position, the first drive member having a proximal end engaged with the hub and a distal end engaged with the tip guard; a second drive member separate and distinct from the first drive member, the second drive member extendable between a biased position and an extended position for moving the tip guard from the first position to the second position, the second drive member having a proximal end engaged with the hub and a distal end engaged with the tip guard; and a pair of wings extending from opposing lateral sides of the hub, the pair of wings separate from the first drive member and the second drive member, the pair of wings movable between a dorsal position in which the wings are bent together toward each other to form a structure that retains the first drive member and the second drive member in the biased position thereby maintaining the tip guard in the first position and a laterally extending position in which the wings extend laterally from the opposing lateral sides of the hub, wherein with the wings in the dorsal position, the first drive member is retained between a first hub lateral side and a first wing lateral side and the second drive member is retained between a second hub lateral side and a second wing lateral side, wherein, with the pair of wings in the dorsal position, the pair of wings retain the first drive member and the second drive member in the biased position thereby maintaining the tip guard in the first position, and movement of the pair of wings from the dorsal position to the laterally extending position releases the first drive member and the second drive member thereby allowing the first drive member and the second drive member to transition to the extended position and advance the tip guard from the first position to the second position; wherein, when the first drive member and the second drive member are each in the extended position, the first drive member and the second drive member contact each other along a length of the needle cannula between the hub and the tip guard such that the first drive member, the second drive member, and the tip guard encapsulates the needle cannula along the length of the needle cannula. 2. The shieldable needle device of claim 1, wherein the proximal end of the first drive member is connected to an opposite side of the hub from the proximal end of the second drive member. 3. The shieldable needle device of claim 1, wherein the distal end of the first drive member is connected to an opposite... | Becton, Dickinson and Company | A61B005/153
US09585622 | B2 | 2017-03-07 | Apparatus and method for data processing of physiological signals | 2012-04-05 | A filter apparatus (100) having a signal input (101) to which an input signal is applied which contains a useful component and a noise component, a fast signal path (102) and a slow signal path (103) arranged in parallel therewith. The fast signal path and the slow signal path are coupled to the signal input. The fast signal path contains a filter in order to prompt fast filtering of the input signal. The slow signal path contains a filter in order to prompt slow filtering of the input signal. An output of the slow signal path is coupled to the fast signal path by means of a signal line (106). A signal output (104) which is coupled to the fast signal path has an output signal applied to it which essentially contains useful components of the input signal. | 1. A filter apparatus comprising: a signal input, at which an input signal is present, which input signal contains a useful component and a noise component;a fast signal path, the fast signal path having a fast signal path input and a fast signal path output;a slow signal path arranged in parallel to the fast signal path, the slow signal path having a slow signal path input and a slow signal path output;a signal line coupling the slow signal path output with the fast signal path to change a characteristic of said fast signal path, wherein the signal input is coupled with the fast signal path input and of the slow signal path input, wherein the fast signal path contains a filter to bring about fast filtering of the input signal and wherein the slow signal path contains a filter to bring about slow filtering of the input signal;a signal output coupled with the fast signal path output and at which an output signal, which contains essentially useful components of the input signal, is present; andanother signal line via which a signal is returned from the fast signal path to the slow signal path to affect the functional characteristic of the slow filter path, wherein an output of the fast signal path is coupled via the another signal line with an input of the slow signal path and wherein physiological signals from a patient, which are used after their filtering to drive a respirator, are present at the signal input, wherein said input signal is a physiological signal from a patient, said physiological signal passing through said fast signal path and through said slow signal path, wherein a signal travel time in said fast signal path is shorter by a factor of at least two than a signal travel time in said slow signal path, said another signal line connecting said fast signal path output of said fast signal path with said slow signal path input of said slow signal path to change said functional characteristic of said slow filter path, wherein said filter of said fast signal path comprises nonlinear properties, said filter of said slow signal path comprising linear properties or an adaptive filter. 2. A filter apparatus in accordance with claim 1, wherein the slow signal path is provided with an artifact analysis block, which has inputs for additional signals. 3. A filter apparatus comprising: a plurality of signal inputs, each having an input signal, which contains a useful component and a noise component;a plurality of fast signal paths arranged in parallel;a plurality of slow signal paths arranged in parallel;wherein each of the plurality of signal inputs is coupled with an input of the plurality of fast signal paths arranged in parallel and of the plurality of slow signal paths arranged in parallel, wherein each fast signal path contains a filter to bring about fast filtering of the input signal, wherein each slow signal path contains a filter to bring about slow filtering of the input signal;an accounting/decision unit;signal lines, wherein each s... | Drägerwerk AG & Co. KGaA | A61B005/04 A61B005/00 H03H017/02 A61B005/0402 A61B005/0205 A61B005/021 A61B005/0488 A61B005/145 A61M016/00 H03H021/00
US09561006 | B2 | 2017-02-07 | Bayesian modeling of pre-transplant variables accurately predicts kidney graft survival | 2012-10-27 | An embodiment of the invention provides a method for determining a patient-specific probability of renal transplant survival. The method collects clinical parameters from a plurality of renal transplant donor and patient to create a training database. A fully unsupervised Bayesian Belief Network model is created using data from the training database; and, the fully unsupervised Bayesian Belief Network is validated. Clinical parameters are collected from an individual patient/donor; and, such clinical parameters are input into the fully unsupervised Bayesian Belief Network model via a graphical user interface. The patient-specific probability of disease is output from the fully unsupervised Bayesian Belief Network model and sent to the graphical user interface for use by a clinician in pre-operative organ matching. The fully unsupervised Bayesian Belief Network model is updated using the clinical parameters from the individual patient and the patient-specific probability of transplant survival. | 1. A method for determining a patient-specific probability of renal transplant survival, said method including: a) collecting clinical parameters from a plurality of patients and donor to create a training database, the clinical parameters;b) creating a fully unsupervised Bayesian Belief Network model using data from the training database;c) validating the fully unsupervised Bayesian Belief Network model;d) collecting the clinical parameters for an individual patient and an donor;e) receiving the clinical parameters for the individual patient and an donor into the fully unsupervised Bayesian Belief Network model;f) outputting the patient-specific probability of transplant survival from the fully unsupervised Bayesian Belief Network model to a graphical user interface for use by a clinician; andg) updating the fully unsupervised Bayesian Belief Network model using the clinical parameters for the individual patient and for the donor, and the patient-specific probability of transplant survival. 2. The method according to claim 1, wherein the patient clinical parameters include a plurality of the following: age of diabetes onset; age at time of transplant; Body Mass Index (BMI); indication of creatinine decline by 25% or more in the first 24 hours following transplant; the primary diagnosis; type of diabetes; dialysis type at time of listing; number of days on dialysis pre-transplant; an indication of return to dialysis with the first week following transplantation; length of graft survival; graft loss due to thrombosis; induction medication administered; type of transplantation procedure applied; use of maintenance or anti-rejection medications post-transplant; result of Human Leukocyte Antigen (HLA) testing; most recent serum creatinine prior to discharge following transplantation procedure; most recent absolute creatinine at time of listing; most recent Panel Reactive Antibody (PRA) in the USRDS; requirement of pretransplant dialysis; blood type; recurrent disease in graft; race; gender; serum creatinine at time of transplant; and drug treated systemic hypertension at time of listing. 3. The method according to claim 1, wherein the donor clinical parameters include: cardiac arrest since neurological event that led to declaration of brain death; total cold ischemia time; blood type; age; BMI; cause of death; serum creatinine; history of diabetes; history of hypertension; any sue of cigarettes; indication of donation after cardiac death (DCD); drug use; race; gender; organ warm ischemic time for DCD; cocaine use specifically; use of perfusion pump; and the total warm ischemia and anastomotic time. 4. The method according to claim 1, wherein said creating of the fully unsupervised Bayesian Belief Network model includes creating the fully unsupervised Bayesian Belief Network model without human-developed decision support rules. 5. The method according to claim 1, further including estimating an accuracy of the patient-specific probability of trans... | The United States of America as represented by the Secretary of the Navy | G06F015/18 A61B005/00 A61B005/20 G06F019/00
US09572529 | B2 | 2017-02-21 | Surgical devices and methods utilizing optical coherence tomography (OCT) to monitor and control tissue sealing | 2013-10-14 | Surgical devices and methods for utilizing optical coherence tomography (OCT) to monitor and control tissue sealing are disclosed. The surgical device includes an end effector assembly that includes first and second jaw members that are movable between a first, spaced-apart position and a second proximate position. An OCT system, at least a portion of which is incorporated into the end effector assembly, is configured to sense properties of the tissue, e.g., the structural density of the tissue, disposed between the first and second jaw members. A tissue-sealing energy source may be disposed within at least one of the jaw members and may provide tissue-sealing energy to tissue disposed between the jaw members. A controller, which is coupled to the OCT system and the tissue-sealing energy source, controls the tissue-sealing energy generated by the tissue-sealing energy source based on the properties of the tissue sensed by the OCT system. | 1. A surgical device, comprising: a shaft;an end effector assembly operably coupled to the shaft, the end effector assembly including: first and second jaw members each having a tissue contacting surface, at least one of the first and second jaw members being movable between a first, spaced-apart position and a second proximate position;a tissue-sealing energy source disposed within at least the first jaw member and configured to provide tissue-sealing energy to tissue disposed between the first and second jaw members; andan OCT probe configured to sense properties of tissue disposed between the first and second jaw members, the properties including structural density of the tissue; anda controller coupled to the OCT probe and the tissue-sealing energy source, the controller configured to control the tissue-sealing energy source based on the structural density of the tissue sensed by the OCT probe. 2. The surgical device according to claim 1, wherein the OCT probe is embedded within the second jaw member. 3. The surgical device according to claim 2, wherein at least a portion of the tissue-contacting surface of the second jaw member includes a transparent optical element that allows light to pass between the OCT probe and the tissue. 4. The surgical device according to claim 3, wherein the tissue-sealing energy source generates tissue-sealing light, and wherein a reflective element is disposed on the surface of the transparent optical element to prevent the tissue-sealing light from passing through the transparent optical element. 5. The surgical device according to claim 1, wherein the OCT probe is rotatably coupled to the second jaw member so that the OCT probe moves between a position parallel to the longitudinal axis of the second jaw member to a position perpendicular to the longitudinal axis of the second jaw member. 6. The surgical device according to claim 1, wherein the OCT probe is movably coupled to the shaft so that the OCT probe can move out of the shaft between the first and second jaw members. 7. The surgical device according to claim 6, further comprising a second tissue-sealing energy source disposed within the second jaw member and configured to provide tissue-sealing energy to tissue disposed between the first and second jaw members. 8. The surgical device according to claim 1, wherein the tissue-sealing energy source generates electrical energy or ultrasonic energy. 9. The surgical device according to claim 1, wherein the controller is configured to operate the OCT probe to sense a tissue property prior to activating the tissue-sealing energy source. 10. The surgical device according to claim 1, wherein the controller is configured to operate the OCT probe to sense a tissue property while operating the tissue-sealing energy source. 11. The surgical device according to claim 1, wherein the OCT probe senses the structural density of the tissue disposed between the first and second jaw members. 12. The surgical device ... | COVIDIEN LP | A61B005/00 A61B018/14 A61B018/20 A61B018/12 A61B018/18 A61B018/00 A61B017/00
US10265022 | B2 | 2019-04-23 | Determining biometrics utilizing a display-embedded distance-measuring sensor | 2012-10-30 | An approach is provided for processing various sensor data and determining various characteristics associated with a user. A data collection module may process and/or facilitate a processing of sensor data for determining one or more distance measurements between at least one body part of a user and a device. The data collection module may determine one or more biometrical characteristics associated with the user based, at least in part, on the one or more distance measurements. | 1. A method for determining biometrics, the method comprising: receiving, via one or more proximity sensors, one or more touch sensors, or a combination thereof embedded in a display of a device, sensor data gathered over a period of time from distance changes between the display and a body part of a subject, wherein at least some portion of the received sensor data is associated with a biometrical characteristic of another body part of the subject that is not in contact with the device;determining, based on the sensor data by at least one processor, moving distances between the body part and the display, wherein the moving distances are along an axis substantially perpendicular to the display and resulted from one or more sensed phenomena correlative with movements of the body part and the biometrical characteristic of the another body part; anddetermining a measurement of the biometrical characteristic of the another body part based, at least in part, on a number of the moving distances within a magnitude range. 2. The method of claim 1, wherein the biometrical characteristics include a heart-rate of the subject, and wherein the body part includes a finger of the subject. 3. The method of claim 2, further comprising: determining a frequency of the heart-rate based on the measurement. 4. The method of claim 1, wherein the device is configured to record electrical capacitance measurements or video images. 5. The method of claim 1, wherein at least one of the touch sensors collects data associated with measuring an electrical characteristic utilized in determining a moving distance between the body part and the at least one touch sensor. 6. The method of claim 1, wherein at least one other sensor of the device records images of the body part utilized in determining a moving distance between the body part and the at least one sensor. 7. The method of claim 1, further comprising: receiving, utilizing at least one interface of the device, other sensor data gathered over the period of time utilizing the touch sensors, wherein the other sensor data is associated with one or more characteristics other than the biometrical characteristic associated with the subject. 8. The method of claim 1, wherein the body part is a finger, and wherein at least one of the touch sensors collects data associated with measuring an electrical characteristic utilized in determining a moving distance between the body part and the at least one touch sensor. 9. The method of claim 2, further comprising: determining one or more moving distances associated with the body part as not stationary in at least one of the x and/or y dimensions in parallel with the display; andfiltering the one or more moving distances from being counted in the number of the moving distances within the magnitude range. 10. The method of claim 2, wherein determining the biometrical characteristic of the subject includes incorporating, into the algorithm, demographic information and/or other phys... | Nokia Technologies Oy | A61B005/00 A61B005/11 G06F019/00 A61B005/0205 A61B005/021
US09867525 | B2 | 2018-01-16 | High sensitivity temporal focusing widefield multiphoton endoscope capable of deep imaging | 2012-04-02 | An imaging system is provided that includes a pulsed light source providing pulsed light and is applicable to both microscopes and endoscopes. One or more optical elements with certain dispersive properties are positioned to receive the pulsed light and apply selective dispersive properties to shift the focal plane according to the user and to produce two photon (2p) wide field uniform illumination and 2p wide field structured illumination for the purpose of improving the optical axial resolution and rejection of background signal. An imaging element receives the signal arising from the 2p wide field uniform illumination and 2p wide field structured illumination and produces a respective 3D resolved image of a sample. | 1. An imaging system comprising: a pulsed light source that provides pulsed light;one or more dispersive elements that are positioned to receive the pulsed light and apply selective dispersive properties to recombine the spectrally dispersed pulse at a certain position along the optical axis where with the recombined pulse, a sequence of two photon (2p) wide field uniform illumination and 2p wide field structured illumination is generated at the focal plane; andan imaging element that receives multiple 2p wide field uniform illumination and 2p wide field structured illumination images to produce respective 3D resolved images of a sample, wherein the group velocity dispersion (GVD) of the pulsed light is tuned to induce a quadratic spectral phase, which effectively shifts the focal plane and thereby allows scanning in the axial direction of the pulsed light. 2. The imaging system of claim 1, wherein the pulsed light source comprises a laser and a beam expander of variable magnification. 3. The imaging system of claim 1, wherein the one or more dispersive elements disperses the pulsed light to form a spectrum. 4. The imaging system of claim 1, wherein the image element comprises an objective which collimates each spectral component associated with the uniform illumination and 2p wide field illumination and recombines them at a focal plane where the original pulse width of the pulsed light is restored. 5. The imaging system of claim 1, wherein the pulsed light are positioned at a focal plane thereby generating high peak power and increasing the probability of a multiphoton process occurring while maintaining a wide field of view. 6. The imaging system of claim 1, wherein the 2p wide field illumination permits axial scanning at the operator end of an endoscope, which reduces the size of the endoscope head. 7. The imaging system of claim 1, wherein the 2p wide field illumination permits axial scanning at the operator end of an endoscope through the control of the spectral phase of the input pulsed beam. 8. The imaging system of claim 1, wherein the image element comprises a detector being located within an endoscope head allowing the signal-to-noise ratio to increase. 9. A method for performing deep tissue imaging through improving the optical sectioning as well as the rejection of background signal comprising: providing a pulsed light source that provides pulsed light;positioning one or more dispersive elements to receive the pulsed light and apply selective dispersive properties to recombine the spectrally dispersed pulse at a certain position along the optical axis where with the recombined pulse a sequence of two photon (2p) wide field uniform illumination and 2p wide field structured illumination is generated at the focal plane; andreceiving multiple 2p wide field uniform illumination and 2p wide field structured illumination images to produce respective 3D resolved images of a sample using an imaging element, wherein the group velocity d... | NANYANG TECHNOLOGICAL UNIVERSITY NATIONAL UNIVERSITY OF SINGAPORE MASSACHUSETTS INSTITUTE OF TECHNOLOGY | A61B001/00 G02B021/06 G02B021/16 G02B023/24 A61B005/00 G02F001/35 G01N021/47 G01N021/64
US09788798 | B2 | 2017-10-17 | Method of visualizing a bridge therapy process | 2012-06-12 | The present invention provides for a simultaneous graphical representation, a risk of bleeding and a risk of thrombosis providing a visualized bridge therapy process. Furthermore, the present invention provides for a computer-based prediction of the haemostatic situation of the examined blood circulation by using a combination of a biochemical model and a pharmacokinetic model for calculation or another mathematical representation of the blood circulation. | 1. A method of visualizing a bridge therapy process, the method comprising the steps of: receiving coagulation data describing a haemostatic situation of a blood circulation of a patient at a computer having a processor and a display, anddisplaying, on the display of the computer, the coagulation data to a user by means of a graphical representation, the displaying including:displaying a first value measured by a first type of blood test, wherein the first value indicates a first effect of a heparin like drug on the haemostatic situation, andsimultaneously to the displaying of the first value displaying a second value measured by a second type of blood test, wherein the second value indicates a second effect of a vitamin K antagonist type anticoagulant on the haemostatic situation, andwherein the first and second values describe the haemostatic situation of the blood circulation at a first point in time and are simultaneously displayed as a first point within an X and Y coordinate system having the first value for the X axis and the second value for the Y axis. 2. The method according to claim 1, the displaying of the coagulation data further comprising the steps of: displaying, on the display of the computer, a third value measured by the first type of blood test, wherein the third value indicates a third effect of a heparin like drug on the haemostatic situation,simultaneously to the displaying of the third value displaying, on the display of the computer, a fourth value measured by the second type of blood test, wherein the fourth value indicates a fourth effect of a vitamin K antagonist type anticoagulant on the haemostatic situation,wherein the third and fourth values describe the haemostatic situation of the blood circulation at a second point in time and are simultaneously displayed as a second point within the X and Y coordinate system having the third value for the X axis and the fourth value for the Y axis. 3. The method according to claim 1, wherein the first and second type of blood test are respectively and independently chosen from the group consisting of activated partial thrombopiastine time (aPTT) test, anti-Factor 10a test, prothrombin time (PT) test, international normalized ratio (INR) test, a test indicating thrombosis or coagulation, a test indicating bleeding or anti-coagulation, a test indicating the haemostatic function. 4. The method according to claim 1, further comprising the step of: calculating, using the processor of the computer, a prediction of the haemostatic situation of the blood circulation by a mathematical representation of the blood circulation. 5. The method according to claim 1, further comprising the step of: calculating, using the processor of the computer, a prediction of the haemostatic situation of the blood circulation by combining a biochemical model of the blood circulation and a pharmacodynaniical model of the blood circulation. 6. The method according to claim 5, further comprising the step... | Koninklijke Philips N.V. | G06T011/20 A61B005/00 G06F019/26 G06F019/00 A61B005/026 A61B005/02
US08725234 | B2 | 2014-05-13 | Systems, devices, and methods employing fiber optic shape tracking | 2012-06-18 | The present invention provides systems, devices, and methods employing fiber optic shape and position tracking. The systems, devices, and methods permit measurement of and continuous tracking of the shape and position of objects whose shape dynamically changes with time. Applications include tracking and monitoring of endoscopes for diagnostic and surgical procedures. | 1. A system comprising a) a device comprising an optical fiber, said optical fiber comprising a core and a cladding surrounding the core, wherein said cladding comprises a plurality of cavities such that light leakage from the core through said cavities in the cladding occurs when a bend is present in the fiber; and wherein said cavities contain a fluorphore that generates a fluorescent emission in response to said light leakage, and wherein the intensity of said fluorescent emission is proportional to the degree of bend in said fiber; b) a detector that measures said fluorescent emission; and c) a computer processor that processes fluorescent emission data associated with said fluorescent emission and tracks said device based on said fluorescent emission data. 2. The system of claim 1, wherein the device comprises a guide wire. 3. The system of claim 1, wherein the device comprises an endoscope. 4. The system of claim 1, wherein said device comprises two or more of said optical fiber. 5. The system of claim 1, wherein said device has a single of said optical fiber. 6. The system of claim 1, wherein said fluorophore comprises one or more organic dyes. 7. The system of claim 1, wherein said fluorophore comprises one or more quantum dots. 8. The system of claim 1, wherein said plurality of cavities are spaced along the length and circumference of the optical fiber at defined locations. 9. The system of claim 8, wherein said circumferential locations are approximately 120 degrees apart from one another. 10. The system of claim 8, wherein said detector measures said fluorescent emission at an end of said optical fiber. 11. The system of claim 1, further comprising a user interface for displaying information to a user. 12. The system of claim 11, wherein said user interface displays an image of an environment of the device. 13. The system of claim 1, wherein said computer processor tracks a shape of said device. 14. The system of claim 13, wherein said computer processor continuously tracks shape of said device with time. 15. The system of claim 1, wherein said optical fiber comprises one or more sets of 3 fluorophores with different emission spectra embedded in said cavities and spaced around the circumference of the fiber, wherein said fluorophores are positioned to report bendloss of light when said optical fiber is bent. 16. The system of claim 1, wherein said cavities each comprises a single type of fluorophore, and wherein said fibers comprises a plurality of fluorophores having different spectral properties. 17. A method for tracking a device, comprising: a) positioning a device comprising an optical fiber, said optical fiber comprising a core and a cladding surrounding the core, wherein said cladding comprises a plurality of cavities such that light leakage from the core through the cladding occurs when a bend is present in the fiber; and wherein said cavities contain a fluorphore that generates a fluorescent emission in respon... | Tufts University The Governing Council of The University of Toronto University Health Network | A61B005/00
US08721544 | B2 | 2014-05-13 | System for in-vivo measurement of an analyte concentration | 2008-03-20 | The analyte concentration, such as glucose, in a human or animal body is measured with an implantable sensor that generates measurement signals. The measurement signals are compressed through statistical techniques to produced compressed measurement data that can is easier to process and communicate. A base station carries the implantable sensor along with a signal processor, memory, and a transmitter. A display device is also disclosed that can receive the compressed measurement data from the base station for further processing and display. | 1. A system for in-vivo measurement of blood glucose concentration in a human, comprising: a base station comprising, a base power source to supply power to components of the base station;an implantable sensor for generating measurement signals that are correlated to a blood glucose concentration to be measured, the measurement signals being raw data recorded over first time intervals;a signal processor that executes instructions for processing the measurement signals to produce compressed measurement data for second time intervals which are at least ten-times longer than the first time intervals, the measurement data being compressed at least ten-times compared to the measurement signals,base memory for storing the compressed measurement data;a transmitter for wireless transmission of the compressed measurement data; and,a display device comprising, a display device power source that has greater capacity than the base power source to supply power to components of the display device;a user input for inputting data into the display device;a receiver for receiving the wireless transmission of the compressed measurement data from the base unit,a microprocessor for processing the compressed measurement data to determine the blood glucose concentration;a display for displaying blood glucose concentration. 2. The system as in claim 1 wherein the measurement signals are compressed through the selected sampling of the measurement signals. 3. The system as in claim 1 wherein the measurement signals are compressed through statistical techniques. 4. The system as in claim 3 wherein the statistical techniques select more than one measurement signal and determine the median of the more than one measurement signal. 5. The system as in claim 4 wherein the median of the more than one measurement signal is calculated by determining a slope of a line connecting pairs of measurement signals and calculating a median value of each slope of the line connecting each pair of measurement signals. 6. The system as in claim 5 wherein the median of the more than one measurement signal for each first time interval is calculated from the median value of each slope of the line connecting each pair of measurement signals. 7. The system as in claim 1 wherein display device further comprises a blood glucose meter. 8. The system as in claim 1, further comprising, a pre-amplifier for amplifying the measurement signals. 9. A base station for in-vivo measurement of blood glucose concentration in a human, comprising: a base power source to supply power to components of the base station;an implantable sensor for generating measurement signals that are correlated to a blood glucose concentration to be measured, the measurement signals being raw data recorded over first time intervals;a signal processor that executes instructions for processing the measurement signals to produce compressed measurement data for second time intervals which are at least ten-times longer than the fir... | Roche Diagnostics Operations, Inc. | A61B005/145 G06G007/60
US08715189 | B2 | 2014-05-06 | Ultrasonic diagnosis apparatus for setting a 3D ROI using voxel values and opacity | 2010-12-22 | According to one embodiment, an ultrasonic diagnosis apparatus includes an ultrasonic probe, an ultrasonic transmission/reception unit, a volume data generating unit, a projected image generating unit, a two dimensional region-of-interest setting unit, a specifying unit, a calculation unit and a three-dimensional region-of-interest determination unit. The specifying unit specifies cells on rays which pass through the respective pixels in the 2D-ROI and are used to acquire a VR image. The calculation unit calculates the contribution degree of each cell based on the voxel value and opacity of each cell specified and calculates the average value of the contribution degrees of cells equal in distance from the screen of the VR image along the line-of-sight direction. The three-dimensional region-of-interest determination unit specifies the distances from the screen of the VR image which correspond to average contribution values exceeding the predetermined threshold and determines the position of the 3D-ROI in the volume data. | 1. An ultrasonic diagnosis apparatus comprising: an ultrasonic probe;an ultrasonic transmission/reception unit configured to transmit an ultrasonic wave to an object and receive a reflected wave corresponding to the transmitted ultrasonic wave from the object via the ultrasonic probe and to generate a received signal based on the received reflected wave;a volume data generating unit configured to generate volume data based on the received signal;a projected image generating unit configured to generate a projected image based on the volume data and a predetermined line-of-sight direction;a two-dimensional region-of-interest setting unit configured to set a two-dimensional region of interest on the projected image;a specifying unit configured to specify a plurality of voxels based on pixels in the two-dimensional region of interest and the predetermined line-of-sight direction;a calculation unit configured to calculate a contribution degree of each of the specified voxels which contributes to a value of the pixels in the two-dimensional region of interest based on a voxel value and opacity of each of the plurality of voxels; anda three-dimensional region-of-interest determination unit configured to determine a position of a three-dimensional region of interest in the volume data based on the contribution degree. 2. The apparatus according to claim 1, further comprising: a hue changing unit configured to change hues of voxels included in the three-dimensional region of interest; anda display unit configured to display at least one of a projected image and a slice image generated based on the voxels whose hues are changed. 3. An ultrasonic diagnosis apparatus comprising: an ultrasonic probe;an ultrasonic transmission/reception unit configured to transmit an ultrasonic wave to an object and receive a reflected wave corresponding to the transmitted ultrasonic wave from the object via the ultrasonic probe and to generate a received signal based on the received reflected wave;a volume data generating unit configured to generate volume data based on the received signal;a projected image generating unit configured to generate a projected image based on the volume data and a predetermined line-of-sight direction;a two-dimensional region-of-interest setting unit configured to set a two-dimensional region of interest on the projected image;a three-dimensional region setting unit configured to set a three-dimensional region including the two-dimensional region of interest as a projection with the predetermined line-of-sight direction;a calculation unit configured to calculate a sum of voxel values included in a set three-dimensional region moved by a predetermined width along the predetermined line-of-sight direction every time the set three-dimensional region is moved by the predetermined width; anda three-dimensional region-of-interest determination unit configured to determine, as a position of a three-dimensional region of interest, a position of the thr... | Kabushiki Kaisha Toshiba Toshiba Medical Systems Corporation | A61B005/05
US08734347 | B2 | 2014-05-27 | Analytical method and investigation system | 2008-05-30 | Metabolism diseases are evaluated by using a sensor to measure concentration of a medically significant analyte in a human or animal body fluid. The measurement data are correlated with the concentration of a medically significant analyte in body fluid over a time period of at least eight hours. An analytical facility analyzes time intervals within the time period to determine a stability parameter that characterizes the analyte concentration dynamics of change. The analytical facility further analyzes the stability parameters to determine disease-related particularities of metabolism. | 1. A system for investigation of the metabolism of a human or animal with regard to a medically significant analyte, comprising: a sensor for determining measuring data that are correlated with a concentration of a medically significant analyte in a human or animal body fluid, andan analytical facility for analyzing a series of the measuring data that have been determined by the sensor and are correlated with the concentration of the medically significant analyte in the human or animal body fluid for time points that are distributed over a period of time of at least eight hours, the analytical facility being free from need to obtain a reference value of the medically significant analyte to calibrate the measuring data;whereby the analytical facility is adapted such that in operation, it selects from the period of time multiple time intervals, which each of the time intervals extend over at least one hour and the analytical facility determines a stability parameter that characterizes the analyte concentration dynamics of change in the time interval for each of the time intervals by analyzing measuring data that are from the time interval, and the analytical facility analyzes the stability parameter and assigns the stability parameter to one of a plurality of predetermined parameter ranges in order to determine disease-related particularities of metabolism. 2. The system as in claim 1 wherein the analytical facility calculates a first derivative over time of the measuring data in a calculation step in order to calculate the stability parameter. 3. The system as in claim 2 wherein the analytical facility calculates a standard deviation of the first derivative over time in a further calculation step. 4. The system as in claim 1 wherein the analytical facility performs a Fourier transformation of a derivative of the measuring data over time to calculate the stability parameter. 5. The system as in claim 1 wherein the analytical facility, performs a linear transformation when operating on the measuring data. 6. The system as in claim 5 wherein the analytical facility selects the linear transformation for each individual time interval such that the mean of the measuring data of a corresponding time interval corresponds to a pre-determined value. 7. The system as in claim 6 wherein the analytical facility selects the linear transformation for each individual time interval such that the standard deviation of the measuring data of the corresponding individual time interval corresponds to a pre-determined value. 8. The system as in claim 1 wherein the analytical facility, is a hand-held device that comprises an output unit, an input unit, and a memory. 9. The system as in claim 1 wherein the analyte is glucose. 10. The system as in claim 9 wherein the analytical facility assigns therapeutic recommendations of a dosage of insulin doses to disease-related particularities of glucose metabolism that have been determined by analysis of the stability par... | Roche Diagnostics Operations, Inc. | A61B005/145 G06G007/60
US08924249 | B2 | 2014-12-30 | Apparatus for detecting and recording activity and associated methods | 2014-01-27 | A band formed to secure to a part of a human body. The band including a motion detection component. The motion detection component including circuitry for detecting and recording movement of the motion detection component. The motion detection component including a display defined to provide a visual indication of an amount of movement recorded by the circuitry. The circuitry including an electrical contact for electrical communication of signals associated with the detected and recorded movement of the motion detection component. | 1. An apparatus, comprising: a motion detection component including circuitry for detecting and recording movement of the motion detection component;a display defined to provide a visual indication of an amount of movement recorded by the circuitry;an electrical contact for communication of signals associated with the detected and recorded movement of the motion detection component, the electrical contact defined to communicate signals to a secondary device, the signals associated with one or more of the detected and recorded movement of the motion detection component and a status of the apparatus, the electrical contact defined to be enclosed by a cover, the electrical contact positioned at an end of the apparatus; anda band formed to secure to a part of a human body, the band including the motion detection component, the display, and the electrical contact, the band comprising a flexible material, the band defined such that the band is in a form of a coil in a relaxed state, the band defined such that the band is deformable upon application of a force to the band to enable positioning of the band around the part of the human body, the band defined such that upon removal of the force the band returns to the relaxed state to secure to the of the human body, wherein said circuitry is housed in the band. 2. An apparatus as recited in claim 1, wherein the circuitry is defined to direct the display to visually indicate an amount of points based on the amount of movement recorded by the circuitry. 3. An apparatus as recited in claim 1, wherein the display is defined to show an alphanumeric message, wherein the alphanumeric message indicates the amount of movement recorded by the circuitry. 4. An apparatus as recited in claim 1, further comprising: a second electrical contact defined to communicate signals associated with the detected and recorded movement of the motion detection component from the motion detection component to other circuitry located within the band. 5. An apparatus as recited in claim 1, wherein the display is a plurality of light emitting diodes. 6. An apparatus as recited in claim 1, wherein the electrical contact is configured to communicate via a USB (universal serial bus) connection to the secondary device to transmit data associated with the detected and recorded movement to one or more of a website and a computer executable application for examining and viewing of the movement which represents physical activity by a user who wears the apparatus. 7. An apparatus as recited in claim 1, wherein the secondary device is one or more of a game, a toy, a game controller, a computer interface device, a cell phone, a mobile data communication device, a microprocessor, and a computer. 8. An apparatus as recited in claim 1, wherein the motion detection component is removable from the band. 9. An apparatus, comprising: a motion detection component including circuitry for detecting and recording movement of the motion detection comp... | Fitbit, Inc. | A61B005/11 A61B005/00 A61B005/145 G06Q030/02 G09F003/00 A63B071/06 A63F013/20 G06F019/00 G07F017/32 A63B024/00
US08876724 | B2 | 2014-11-04 | Contact pressure sensing apparatus for use with exercise equipment sensors | 2014-01-08 | Contact pressure sensing apparatus for use with exercise equipment sensors are described. An example apparatus includes a sensor to detect a physiological condition of a user of an exercise device through physical contact with the user and a pressure sensor to detect a contact pressure applied by the user to the sensor. | 1. A method for use with an exercise device comprising: detecting a physiological condition of a user through physical contact with a sensor;detecting a contact pressure applied by the user to the sensor; andcalculating, via a processor an accuracy of a reading of the physiological condition based on a comparison of the detected contact pressure and a threshold amount of pressure associated with an ability of the sensor to detect the physiological condition. 2. A method as defined in claim 1, wherein the physiological condition is a heart rate. 3. A method as defined in claim 1, wherein the sensor comprises an electrode. 4. A method as defined in claim 1, further comprising processing data associated with the physiological condition. 5. A method as defined in claim 1, further comprising processing data associated with the contact pressure. 6. A method as defined in claim 1, further comprising displaying information associated with the physiological condition. 7. A method as defined in claim 1, further comprising displaying information associated with the contact pressure. 8. A method as defined in claim 7, wherein the information includes a difference between the contact pressure and the threshold amount of pressure. 9. A method as defined in claim 1, further comprising prompting the user to change the contact pressure based on the detected contact pressure. 10. A method as defined in claim 1, further comprising changing an operation of the exercise machine based on the physiological condition. 11. A computer memory device comprising instructions that, when executed by a processor, cause a machine to at least: obtain a physiological condition of a user through physical contact with a sensor of an exercise apparatus;obtain a contact pressure applied by the user to the sensor; andcalculate an accuracy of a reading of the physiological condition based on a comparison of the detected contact pressure and a threshold amount of pressure associated with an ability of the sensor to detect the physiological condition. 12. A computer memory device as defined in claim 11, wherein the physiological condition is a heart rate. 13. A computer memory device as defined in claim 11, wherein the sensor comprises an electrode. 14. A computer memory device as defined in claim 11, wherein the instructions when executed by the processor cause the machine to display information associated with the physiological condition. 15. A computer memory device as defined in claim 11, wherein the instructions when executed by the processor cause the machine to display information associated with the contact pressure. 16. A computer memory device as defined in claim 11, wherein the instructions when executed by the processor cause the machine to prompt the user to change the contact pressure based on the detected contact pressure. 17. A computer memory device as defined in claim 11, wherein the instructions when executed by the processer cause the machine to change ... | Brunswick Corporation | A61B005/02 A63B024/00 A61B005/024 A61B005/00 A61B005/0205 A63B059/00 A63B022/02
US09351685 | B2 | 2016-05-31 | Stacked adhesive optical sensor | 2014-01-21 | An optical sensor, having a cover layer, an emitter disposed on a first side of the cover, a detector disposed on the first side of said cover, and a plurality of stacked independent adhesive layers disposed on the same first side of the cover, wherein the top most exposed adhesive layer is attached to a patient's skin. Thus, when the sensor is removed to perform a site check of the tissue location, one of the adhesive layers may also be removed and discarded, exposing a fresh adhesive surface below for re-attachment to a patient's skin. The independent pieces of the adhesive layers can he serially used to extend the useful life of the product. | 1. A sensor comprising: a base layer configured to attach to a tissue location on a patient;an emitter coupled to the base layer and positioned in a first aperture formed in the base layer;a detector coupled to the base layer and positioned in a second aperture formed in the base layer; anda plurality of adhesive layers coupled to the base layer, wherein the adhesive layers comprise respective cutouts, and wherein the respective cutouts are configured to be aligned with one another when the plurality of adhesive layers are coupled to the base layer, and wherein the cutout of each adhesive layer of the plurality of stacked adhesive layers comprises a ring shape that surrounds both the emitter and the detector such that there is no adhesive present in the direct optical path between the emitter and the detector. 2. The sensor of claim 1, wherein the base layer comprises a major axis and a minor axis, and wherein the emitter and detector are aligned along the major axis. 3. The sensor of claim 2, comprising a cable extending from the base layer and coupled to the emitter and the detector, wherein the cable extends from the major axis. 4. The sensor of claim 2, wherein the plurality of adhesive layers comprise respective release tabs, and wherein the release tabs are positioned at a location along the major axis. 5. The sensor of claim 2, wherein the respective cutouts comprise corresponding major axes aligned with the major axis of the base layer. 6. The sensor of claim 1, wherein the sensor comprises a pulse oximetry sensor. 7. The sensor of claim 1, wherein the sensor comprises a forehead sensor. 8. The sensor of claim 1, wherein the sensor comprises a plurality of emitters. 9. The sensor of claim 1, wherein the sensor comprises a plurality of detectors. 10. A sensor comprising: a conformable layer comprising a plurality of apertures;a plurality of optical components associated with the sensor and positioned in the respective apertures; anda plurality of stacked independent nonmetallic adhesive layers disposed on the conformable layer, wherein the plurality of adhesive layers comprise a nonadhesive surface and an adhesive surface, and wherein the adhesive surface of at least one adhesive layer is in direct contact with the nonadhesive surface of another adhesive layer and wherein the plurality of adhesive layers comprise respective cutouts sized and shaped to expose a ring shape region on the conformable layer larger than an area corresponding to the optical components and the plurality of apertures such that there is no adhesive present in the direct optical path between the optical components. 11. The sensor of claim 10, wherein the optical components are covered by a compliant material. 12. The sensor of claim 11, wherein the compliant material is an optically transparent material. 13. The sensor of claim 10, wherein the conformable layer comprises a foam. 14. The sensor of claim 10, wherein a perimeter of the cutouts comprises an ... | Covidien LP | A61B005/1455 A61B005/00 A61B005/0205 A61B005/024 G01N021/49 G01N021/31
US10327705 | B2 | 2019-06-25 | Method and device to monitor at least one vehicle passenger and method to control at least one assistance device | 2012-07-24 | A method for monitoring a vehicle passenger involves determining a current vital parameter value of at least one vital parameter of the vehicle passenger and, if necessary, a current environmental parameter value of at least one environmental parameter of an outer environmental of the vehicle. Depending upon the determined values, assistance can be provided to the vehicle passenger. | 1. A method for monitoring at least one vehicle passenger in a vehicle, the method comprising: determining, by a first sensor unit, a current vital parameter value of at least one vital parameter of the vehicle passenger;detecting, by a second sensor unit, a current environmental parameter value of at least one environmental parameter of an outer environment of the vehicle;storing the current vital parameter value of the vehicle passenger together with the current environmental parameter value;identifying the vehicle passenger;comparing the current vital parameter value of the vehicle passenger with at least one older, previously stored vital parameter value of the same vehicle passenger,wherein the older vital parameter value is previously stored together with an older environmental parameter value, which corresponds to the current environmental parameter value; anddetermining a health condition of the vehicle passenger by the comparing. 2. A method according to claim 1, wherein the determined current vital parameter value is one of a pulse rate, a breathing rate, a breathing volume, a heart rate variability, a skin temperature, a pumping capacity of the heart, a blood pressure, an oxygen concentration in the blood of the vehicle passenger, autonomous bodily functions of the vehicle passenger, or pain states of the vehicle passenger. 3. The method according to claim 1, wherein the first sensor unit is at least one image capturing unit and the current vital parameter value is determined by image analysis of at least one image of the vehicle passenger captured by the at least one image capturing unit. 4. The method according to claim 3, wherein the current vital parameter value is determined by a detection of an optical absorption value, by an intensity value of reflected light of a skin region of the vehicle passenger, or by a determination of a change of the optical absorption value or of the intensity value. 5. The method according to claim 3, wherein, during the image processing, at least one region suitable for image analysis in each of the images is searched for and only this region is analyzed. 6. The method according to claim 5, wherein color pictures are captured as images of the vehicle passenger, wherein the region of the images suitable for image analysis is split into individual color channels and at least one color channel is analyzed to determine the current vital parameter value. 7. The method according to claim 1, further comprising: activating at least one function of an assistance device of the vehicle if the current vital parameter value of at least one vital parameter of a respective vehicle passenger deviates from a predetermined value or value region for the at least one vital parameter or deviates from a stored older vital parameter value of the vehicle passenger, which was stored together with an older environmental parameter value corresponding to the current environmental parameter value. 8. The method according t... | Daimler AG | A61B005/00 A61B005/0205 A61B005/18 B60K028/06 B60W040/08 G16H040/63 G16H050/20 A61B005/021 A61B005/024 A61B005/08 A61B005/1455
US09308365 | B2 | 2016-04-12 | Detachable electrode and anchor | 2013-09-25 | A detachable electrode and anchor utilized with electrode leads and leadless medical implants that enable explantation of the electrode while leaving the anchor in place. The detachable electrode and anchor utilizes a detachable mechanism that detachably couples the electrode to the anchor. Embodiments do not require removal of existing scar tissue before explantation, which minimize chances of internal bleeding at the extraction site. Embodiments also minimize impact on the vein in which the electrode lead travels by eliminating use of a necessarily larger diameter sheath that is utilized around the electrode lead to remove the electrode lead and attached anchor. | 1. A detachable electrode and anchor comprising: a leadless medical implant comprising a first detachable element, and,an electrode comprising at least one electrically conductive element, wherein said electrode is coupled with said first detachable element;an anchor comprising at least one projection configured to physically attach said anchor to tissue, wherein said anchor comprises a second detachable element;wherein said first detachable element is configured to detachably engage said second detachable element to enable said anchor to remain implanted and enable said electrode to be explanted; and,wherein said first detachable element and said second detachable element are coupled together based on radially outward force provided by said first detachable element and radially inward force provided by said anchor,wherein via said radially inward force provided by said anchor, said anchor imparts force on said first detachable element. 2. The detachable electrode and anchor according to claim 1, wherein said first detachable element coupled with said electrode comprises at least one radially outward oriented projection; and,said second detachable element in said anchor comprises at least one radially outward oriented indentation configured to engage said at least one radially outward oriented projection. 3. The detachable electrode and anchor according to claim 1, wherein said first detachable element coupled with said electrode comprises at least one bearing; and,said second detachable element in said anchor comprises an indentation configured to engage said at least one bearing. 4. The detachable electrode and anchor according to claim 3, wherein said indentation comprises a ring indentation, wherein said at least one bearing engages said ring indentation via an axial rotational coupling. 5. The detachable electrode and anchor according to claim 3, wherein said indentation comprises multiple indentations that correspond with one or more of said at least one bearing, and wherein one or more of said at least one bearing engage said multiple indentations to provide a fixed rotational relationship between said leadless medical implant and said anchor. 6. The detachable electrode and anchor according to claim 1, wherein said first detachable element coupled with said electrode comprises a ring; and,said second detachable element in said anchor comprises an indentation wherein said indentation is configured to engage said ring. 7. The detachable electrode and anchor according to claim 1, wherein first detachable element coupled with said electrode comprises at least one radially inward oriented indentation; and,said second detachable element in said anchor comprises a ring configured to engage said at least one radially inward oriented indentation. 8. The detachable electrode and anchor according to claim 1, wherein said first detachable element comprises a temperature dependent hardness. 9. The detachable electrode and anchor according to c... | BIOTRONIK SE & CO. KG | A61B005/042 A61N001/05 A61N001/375 A61N001/362
US09339223 | B2 | 2016-05-17 | Device and method for determining analyte levels | 2013-12-30 | Devices and methods for determining analyte levels are described. The devices and methods allow for the implantation of analyte-monitoring devices, such as glucose monitoring devices, that result in the delivery of a dependable flow of blood to deliver sample to the implanted device. The devices comprise a unique microarchitectural arrangement in the sensor region that allows accurate data to be obtained over long periods of time. | 1. A device for measuring a glucose concentration in a host, the device comprising: an implantable sensor operably connected to an electronic circuit and configured to continuously measure a signal indicative of a glucose concentration in a host for a period of time; anda membrane located over at least a portion of the sensor, wherein the membrane is configured to control a flux of oxygen and glucose, wherein the membrane comprises a product of a reaction of a compound comprising an isocyanate group with a compound comprising a hydroxyl group and/or a compound comprising an amine group;wherein the device during in vitro testing is capable of exhibiting, at a glucose concentration of 400 mg/dL, no more than a 10% drop in sensor output in response to a change of dissolved oxygen concentration from a pO2 of 150 mm Hg to 30 mm Hg. 2. The system of claim 1, wherein the product is polyurethane. 3. The system of claim 1, wherein the product is polyurea. 4. The system of claim 1, wherein the product is a polyurethaneurea copolymer. 5. The system of claim 1, wherein the membrane comprises a layer that is permeable to hydrogen peroxide, wherein the layer restricts passage of ascorbic acid therethrough. | DexCom, Inc. | A61B005/00 A61B005/1486 A61B005/145 C12Q001/00 A61B005/1495
US10292605 | B2 | 2019-05-21 | Bed load cell based physiological sensing systems and methods | 2013-11-01 | A system for determining a physiological signal of a person supported by a person support apparatus using signals from force transducers is described herein. Force transducers communicate with a controller to transmit signals indicative of weight acting on them. The controller determines blood volume pulse information from the signals received from the force transducers. Heart rate and respiratory rate information is derived from the blood volume pulse information. | 1. A system comprising: a person support apparatus embodied as a hospital bed comprising a lower frame supported on wheels, a weigh frame supported by supports for variable elevation relative to the lower frame, at least one deck section supported on the weigh frame, and a set of siderails movable with respect to the weigh frame and the at least one deck section between raised and lowered positions;at least two force transducers configured to mount on said person support apparatus, said at least two force transducers configured to generate signals indicative of forces acting on said at least two force transducers by a person supported on the hospital bed; anda controller carried by the hospital bed and comprising a processor configured to receive signals from said at least two force transducers, said controller configured to process the signals received from said at least two force transducers to determine the person's weight and to determine blood volume pulse based only on the signals from said at least two force transducers by causing the signals to undergo blind source separation analysis including an independent component analysis (ICA) transform to identify source signals indicative of forces produced by the person onto the hospital bed, the source signals being indicative of varying flow through the person's blood vessels during the person's cardiac cycle, wherein after the ICA transform the controller performs artifact suppression on the source signals, wherein the controller is also operable to control movement of the at least one deck section and weigh frame relative to the lower frame, wherein each force transducer of the at least two force transducers detects a mixture of the blood volume pulse and the person's weight, wherein weight detected by the at least two force transducers is used by the controller to determine if the person is supported on the hospital bed and, if it is determined by the controller that the person is not supported on the hospital bed, the operation to determine blood volume pulse is terminated and a message displayed on a touch screen display of the hospital bed. 2. The system of claim 1, further comprising a memory wherein said memory is configured to store at least one of signals received from said at least two force transducers and processed signals. 3. The system of claim 1, further comprising a remote controller comprising a remote processor, said remote controller in communication with said controller. 4. The system of claim 1, further comprising a user interface in communication with said controller, said user interface comprising a display configured to display messages received from said controller. 5. The system of claim 4, wherein said user interface further comprises an audio output configured to output an audio signal. 6. The system of claim 1, wherein said controller is configured to determine heart rate from said blood volume pulse. 7. The system of claim 1, wherein said controller is conf... | Hill-Rom Services, Inc. | A61B005/02 A61B005/024 A61B005/00 A61B005/0205 A61B005/11 G01G019/44 A61B005/08 A61B005/113
US09585590 | B2 | 2017-03-07 | Computerized systems and methods for stability-theoretic prediction and prevention of sudden cardiac death | 2013-12-23 | Systems, methods and computer-readable media are provided for automatic identification of patients according to near-term risk of ventricular arrhythmias and sudden cardiac death (SCD). Embodiments of the invention are directed to event prediction, risk stratification, and optimization of the assessment, communication, and decision-making to prevent SCD, and in one embodiment take the form of a platform for wearable, mobile, unteathered monitoring devices with embedded decision support. Thus embodiments relate to automatically identifying persons at risk for arrhythmias and SCD through the use of noninvasive, portable, wearable electronic device and sensors equipped with signal-processing software and statistical predictive algorithms that calculate stability-theoretic measures derived from the digital electrocardiogram timeseries acquired by the device. The measurements and predictive algorithms embedded within the device provide for unsupervised use in the home or in general acute-care and chronic-care venues and afford a degree of robustness against variations in individual anatomy and sensor placement. | 1. Non-transitory computer-readable media having computer-executable instructions embodied thereon that when executed, facilitate a method for automatically providing a notification for ventricular arrhythmias in an individual that are likely to result in sudden cardiac death (SCD), the method comprising: receiving electrocardiography (ECG) signals representative of electrical activity of a heart of the individual;identifying QRS and T wave morphology for isochronic points between substantially-consecutive T waves in the ECG signals;determining a QT dispersion stability index as a function of the QRS and T wave morphology, the determining comprising calculating a moving average of Lyapunov exponents;determining a difference between the QT dispersion stability index and a reference value to detect a presence of instability of QT interval dispersion in the ECG signals, the difference corresponding to a risk of sudden cardiac death (SCD); andproviding a notification when an increased risk for SCD is determined. 2. The computer-readable media of claim 1, wherein said determining a QT dispersion stability index as a function of said morphology further comprises eliminating ectopic beats and sinus beats preceding and following said ectopic beats and calculating the maximal value of root-mean-square differences for isochronic points of a repolarization interval between pairs of substantially-consecutive T waves. 3. The computer-readable media of claim 2, wherein said ectopic beats comprise a ventricular premature contraction or an atrial premature contraction. 4. The computer-readable media of claim 2, wherein the method further comprises filtering said signal prior to said calculating. 5. The computer-readable media of claim 2, wherein said determining a QT dispersion stability index as a function of said ECG morphology further comprises removing baseline fluctuation from said signal prior to said calculating. 6. The computer-readable media of claim 2, wherein said determining a QT dispersion stability index as a function of said ECG morphology further comprises normalizing said maximal value of root-mean-square differences to an absolute magnitude of the signal-averaged QRS complex after said calculating. 7. The computer-readable media of claim 1, wherein the received ECG signals are from one of a chest-strap sensor, badge-sensor, necklace sensor, skin-patch sensor, watch-strap sensor, or ankle or leg sensor. 8. The computer-readable media of claim 1, wherein the moving average of Lyapunov exponents is calculated for each heart beat. | CERNER CORPORATION | A61B005/0472 A61B005/0452 A61B005/00 A61B005/11
US09427191 | B2 | 2016-08-30 | Apparatus and methods for estimating time-state physiological parameters | 2012-07-12 | A method of determining a value of a physiological parameter for a subject at a selected state includes obtaining, via a device attached to the subject, a value of the physiological parameter of the subject at a particular time-of-day, and applying a time-dependent relationship function to the obtained physiological parameter value via a processor to determine a value of the physiological parameter at the selected state. | 1. A method of estimating a value of a physiological parameter for a subject at a selected metabolic state, the method comprising: obtaining, via a device attached to the subject, a value of the physiological parameter of the subject at a time-of-day, wherein the device comprises a physiological sensor, wherein the physiological sensor detects and/or measures physiological information from the subject; andestimating the value of the physiological parameter for the subject at the selected metabolic state by applying a time-dependent relationship function to the obtained physiological parameter value via at least one processor, wherein the selected metabolic state is different from a current metabolic state of the subject. 2. The method of claim 1, wherein the time-dependent relationship function is derived from a circadian rhythm for the subject. 3. The method of claim 1, wherein the time-dependent relationship function is a lookup table. 4. The method of claim 1, wherein the physiological parameter includes one or more of the following: subject body temperature, subject heart rate, subject heart rate variability, subject blood gas levels, subject metabolic rate, subject respiration rate, subject blood analyte levels, subject blood pressure, and subject pulse pressure. 5. The method of claim 1, wherein estimating the value of the physiological parameter for the subject at the selected metabolic state comprises obtaining the value of the physiological parameter at the same time-of-day for multiple days and determining an average value for the multiple obtained values, and wherein applying the time-dependent relationship function to the obtained physiological parameter value comprises applying the time-dependent relationship function to the average value. 6. The method of claim 1, further comprising determining if the subject is in a condition of heightened activity at the time-of-day by determining via the device if at least one obtained physiological parameter value is at a level associated with heightened activity, and wherein the time-dependent relationship function is adjusted for the heightened activity condition of the subject prior to estimating the value of the physiological parameter at the selected metabolic state. 7. The method of claim 1, wherein prior to obtaining a value of the physiological parameter of the subject at the time-of-day, values of the physiological parameter of the subject are obtained at multiple times during at least one previous day, and a personalized time-dependent relationship function between at least one of value of the physiological parameter and a value of the physiological parameter at the selected metabolic state is generated for the subject using the obtained values from the at least one previous day, and wherein applying the time-dependent relationship function to the obtained physiological parameter value comprises applying the personalized time-dependent relationship function to the obtained physio... | Valencell, Inc. | A61B005/02 A61B005/00 A61B005/0205 A61B005/1455 A61B005/021 A61B005/024 A61B005/08
US09726911 | B2 | 2017-08-08 | Method for estimating a reference posture | 2011-06-21 | The invention relates to a method for estimating a reference posture of a subject with a view to taking measurements in order to determine the parameters for manufacturing a vision correction device, including, for a plurality of instances in which the head reaches a target reference posture from at least one deviated posture, the steps of: measuring the actual reference posture to thus obtain a plurality of sets of actual reference posture data, and storing said sets of data in a memory; and processing said sets of actual reference posture data using a digital processing unit in order to obtain an optimal reference posture. | 1. A process for estimation of a reference posture of a subject for the purposes of taking measurements for determination of parameters for the manufacture of a vision correction device, comprising the steps, for a plurality of arrivals of the head at a target reference posture from at least one deviated posture, of: measuring the real reference posture, to obtain several sets of data of real reference posture, and storing said sets of data,by means of a digital processing unit processing said sets of data of real reference posture to produce an optimal reference posture,wherein measuring the real reference posture comprises the location of singular points on at least one image of the subject,wherein the posture data comprises a pantoscopic angle value and cap angle value of the head of the subject, andwherein the pantoscopic angle value and cap angle value are determined by means of conditional probabilities depending on the previous sets of data of real reference posture and/or the previous type of deviated posture. 2. The process as claimed in claim 1, in which the real reference posture is measured during arrival of the head at the target reference posture. 3. The process as claimed in claim 1, in which at least two real reference postures are measured, said at least two real reference postures corresponding to two opposite deviated postures, and the optimal reference posture is obtained by taking an average of the reference postures measured during these two opposite deviated postures. 4. The process as claimed in claim 1, also comprising the determination of a confidence interval on said optimal reference posture. 5. The process as claimed in claim 1, in which the target reference posture corresponds to a posture in which the subject naturally looks at a determined target. 6. The process as claimed in claim 5, in which the target reference posture corresponds to the distant vision or near vision posture of the subject. 7. The process as claimed in claim 1, further comprising the application of weight to the data as a function of their respective relevance and of the type of associated deviation for evaluation of the optimal reference posture. 8. The process as claimed in claim 1, further comprising a step for determining the Frankfurt plane of the subject. 9. The process as claimed in claim 7, in which data of the Frankfurt plane are also integrated into the data taken into account for determination of the optimal reference posture and the confidence interval. 10. The process as claimed in claim 1, also comprising the progressive taking into account of an a priori model. 11. The process as claimed in claim 1, also comprising the extrapolation of supplementary data relative to reference postures which have not been taken by the subject from recorded data. 12. The process as claimed in claim 7, in which the singular points are supported by an accessory fixed on a glasses frame worn by the subject. 13. A process for estimation of a... | INTERACTIF VISUEL SYSTEME (I V S) | A61B003/00 A61B003/10 G02C013/00 A61B005/11 A61B005/00
US09955900 | B2 | 2018-05-01 | System and method for continuous monitoring of a human foot | 2013-05-21 | A device for monitoring human feet can include: a transmissive sheet configured to bear at least 90 kg supported at a height of no more than 23 cm, and a foot image capture system below the sheet. An optical image sensor can capture a field of view including at least 250 cm2 of the surface of the sheet. The device can have a central reflective element positioned below the sheet directly above the sensor and two outer mirrors such that two fields of view at least 250 cm2 each can be focused onto the sensor by a lens. Foot sole images can be automatically captured when a patient stands on the device. Images can be transmitted to a database and associated with the patient by analyzing the images for a unique predetermined metric. | 1. A device for monitoring a foot of a human patient, said device comprising: a transmissive sheet configured to bear a load of at least 90 kg with at least 250 cm2 of surface;a housing configured to support said transmissive sheet at a height of no more than 23 cm above a bottom of the housing and to bear said load of at least 90 kg;a foot image capture system positioned below said transmissive sheet and within said housing, having a first diffuse optical light source and a first optical image sensor and configured to capture a field of view including at least 250 cm2 of surface of said transmissive sheet;a second light source, wherein light emitted from said second light source is totally internally reflected within said transmissive sheet without contact by said foot and wherein contact of said foot on said transmissive sheet causes said light from said second light source to be reflected out of said transmissive sheet toward said first optical image sensor;a first polarizer positioned to polarize light emitted from said first diffuse optical light source;a second polarizer positioned in front of said first optical image sensor, wherein said first polarizer creates a first type of polarization and said second polarizer creates a second type of polarization that cancels light that has undergone specular reflection due to reflection by said transmissive sheet rather than diffuse reflection due to reflection by said foot;a third near infrared light source configured to emit light with a wavelength between 750 nm and 900 nm; anda lens configured to focus light of at least two unique wavelengths, of which a first wavelength is between 390 nm and 710 nm and a second wavelength is between 750 nm and 900 nm, to a single focal plane. 2. The device of claim 1 further comprising: an array of a second optical image sensor and a third optical image sensor below said transmissive sheet;lenses coupled to each of said second and third optical image sensors configured to focus unique predetermined portions of said field of view onto said second and third optical image sensors and limit overlap between image sets of said second and third optical image sensors to less than 25 percent; anda processing unit configured to construct a final image of said field of view from said unique predetermined portions. 3. The device of claim 1 further comprising: a central support below a central point of said transmissive sheet configured to support a rotating element, wherein said first optical image sensor is coupled to said rotating element, and said rotating element is configured to rotate said optical image sensor between a first position and a second position;a first outer angled mirror below said transmissive sheet and within said housing configured to reflect an image of a first half of said field of view inward onto said optical image sensor in said first position; anda second outer angled mirror below said transmissive sheet and within said housing opposite said f... | QUAERIMUS, INC. | A61B006/00 A61B005/107 A61B005/00 A61B005/103 A61B005/1174
US09566442 | B2 | 2017-02-14 | Systems and methods for using pulmonary artery pressure from an implantable sensor to detect mitral regurgitation and optimize pacing delays | 2012-11-19 | Techniques are provided for use with a pulmonary artery pressure (PAP) monitor having an implantable PAP sensor. In one example, a PAP signal is sensed that is representative of beat-by-beat variations in PAP occurring during individual cardiac cycles of the patient. The PAP monitor detects peaks within the PAP signal corresponding to valvular regurgitation within the heart, then detects mitral regurgitation (MR) based on the peaks. In other examples, the PAP monitor optimizes pacing parameters based on the PAP signal and corresponding electrical cardiac signals. Examples are provided where the PAP monitor is an external system and other examples are provided where the PAP monitor is a component of an implantable cardiac rhythm management device. | 1. A method for use with an implantable pulmonary artery pressure sensor and an implantable cardiac rhythm management device (CRMD) for implant within a patient, the method comprising: sensing a pulmonary artery pressure (PAP) signal representative of variations in PAP occurring during individual cardiac cycles within the patient;detecting a rate of change of the PAP signal with time (dPAP/dt);detecting a maximum in the dPAP/dt signal (dPAP/dt¦max) and a minimum in the dPAP/dt signal (dPAP/dt¦min) within a portion of the PAP signal corresponding to an individual cardiac cycle; andexamining the dPAP/dt signal within a window between dPAP/dt¦max and dPAP/dt¦min to detect regurgitation peaks, if present, within the PAP signal;detecting mitral regurgitation (MR) based on the presence of a regurgitation peak in the PAP signal;detecting a pulmonary artery systole (PAS) peak within the PAP signal corresponding to a cardiac cycle;detecting a delay interval between the PAS peak and the regurgitation peak; andadjusting a cardiac pacing parameter based, at least in part, on the delay interval. 2. The method of claim 1 wherein detecting MR in the patient based on presence of regurgitation peaks in the PAP signal includes generating an indication of MR if MR peaks are detected in the PAP signal. 3. The method of claim 2 further including detecting progression of MR in the patient based on changes, if any, in the MR peaks over time. 4. The method of claim 1 wherein adjusting a cardiac pacing parameter includes adjusting an atrioventricular (AV) pacing delay. 5. The method of claim 4 wherein adjusting a cardiac pacing parameters additionally includes adjusting an interventricular (VV) pacing delay. 6. The method of claim 5 including performing further adjustments to pacing parameters based a hemodynamic optimization during a period of time when a pulmonary vascular resistance (PVR) value is substantially constant within the patient. 7. The method of claim 6 wherein the hemodynamic optimization includes: estimating a value proportional to cardiac output (CO) from the PAP signal while PVR is substantially constant within the patient; andadjusting a pacing parameter to improve CO. 8. The method of claim 7 wherein adjusting a pacing parameter to improve CO includes: determining maximum values for PAP (maxPAP) within the PAP signal corresponding to a plurality of cardiac cycles;determining a mean of the maxPAP values (maxPAP¦mean);determining a pulmonary artery diastole (PAD) pressure within a portion of the PAP signal corresponding to a current cardiac cycle;determining a difference between maxPAP¦mean and PAD pressure and comparing the difference between maxPAP¦mean and PAD pressure against a threshold indicative of sufficient CO;if the difference between maxPAP¦mean and PAD pressure is less than the threshold indicative of sufficient CO, adjusting the pacing parameter to increase CO; andif the difference between maxPAP¦mean and PAD pressure is greater than... | Pacesetter, Inc. | A61N001/00 A61B005/00 A61N001/365 A61B005/021 A61B005/02 A61B005/0215 A61B005/0452 A61N001/362 A61N001/368
US20140121498 | A1 | 2014-05-01 | Method To Diagnose and Measure Vascular Drainage Insufficiency in the Central Nervous System | 2013-10-29 | Neurodegenerative diseases, such as multiple sclerosis, may be caused or aggravated by insufficient venous draining from the central nervous system. Functional MRI measures the surge of blood flow into localized regions of cerebral cortex in response to activation of those regions by performing visual, auditory or executive tasks. These fMRI measurements are based on blood-oxygen-level dependence. The resulting fMRI/BOLD data is converted to hemodynamic response data and analyzed to determine any abnormality in the hemodynamic response data. Vascular drainage insufficiency is identified in the presence of abnormal hemodynamic response data. Abnormal hemodynamic response data can be determined by a negative trough in a graph of the HDR data or by the duration, depth, or area of the negative trough. | 1. A system for identifying abnormal hemodynamic responses, the system comprising: at least one hardware processor; andone or more modules configured to, when executed by the at least one hardware processor, obtain a baseline blood-oxygen-level-dependence (BOLD) signal value,obtain hemodynamic response data comprising a time series, wherein the time series comprises BOLD signal values over a time period for the one or more regions of interest of a subject's brain,identify a negative trough in the hemodynamic response data, wherein the negative trough comprises a portion of the time period during which the BOLD signal values of the time series are less than the baseline BOLD signal value, anddetermine whether the hemodynamic response data represents an abnormal hemodynamic response based on the identified negative trough. 2. The system of claim 1, wherein the one or more modules are further configured to obtain functional magnetic resonance imaging (“fMRI”) data over the time period for the one or more regions of interest of the subject's brain, and wherein obtaining the hemodynamic response data comprises generating the hemodynamic response data based on the fMRI data. 3. The system of claim 2, wherein the one or more modules are further configured to obtain structural magnetic resonance imaging (MRI) data for the one or more regions of interest of the subject's brain, and wherein obtaining the baseline BOLD signal value comprises generating the baseline BOLD signal value based on the structural MRI data. 4. The system of claim 2, wherein the fMRI data comprises images of the subject's brain captured while the subject performed a single task, followed by a first time interval, followed by a block of multiple tasks, followed by a second time interval. 5. The system of claim 4, wherein the negative trough comprises at least a portion of the second time interval during which the BOLD signal values of the time series are less than the baseline BOLD signal value. 6. The system of claim 4, wherein the single task and the multiple tasks each comprise the same task, and wherein the task comprises providing one of two possible responses. 7. The system of claim 1, wherein the determination of whether the hemodynamic response data represents an abnormal hemodynamic response is based, at least in part, on a duration of the identified negative trough. 8. The system of claim 1, wherein the determination of whether the hemodynamic response data represents an abnormal hemodynamic response is based, at least in part, on a depth of the identified negative trough. 9. The system of claim 1, wherein the determination of whether the hemodynamic response data represents an abnormal hemodynamic response is based, at least in part, on an area of the identified negative trough. 10. A method for identifying abnormal hemodynamic responses, the method comprising using at least one hardware processor to: obtain a baseline blood-oxygen-level-dependence (BOLD) signal v... | - | A61B005/055 A61B005/026
US08719050 | B2 | 2014-05-06 | Systems and methods for self-updating intelligent procedure duration estimation for patient scheduling | 2011-07-26 | Certain embodiments provide systems and methods for self-updating procedure duration estimation for patient scheduling. A scheduling system for scheduling procedures in a clinical environment includes historical procedure data including stored duration values for a procedure. The scheduling system also includes a user interface providing scheduling and procedure duration information to a user for scheduling the procedure for a patient. The scheduling system further includes a scheduling engine estimating one or more duration values for the procedure for scheduling the procedure for a patient. The scheduling engine establishes a default duration value for a procedure and updating the default duration value based on the historical procedure duration data. The scheduling engine provides a plurality of procedure durations including the updated default duration value to the user for selection via the user interface. The scheduling engine schedules a procedure using a user selected value for procedure duration. | 1. A computer-implemented method for dynamic estimation of a clinical procedure duration for patient scheduling in a clinical environment, said method comprising: retrieving a default duration value for a clinical procedure;automatically updating, using a processor, the default duration value for the clinical procedure based on a stored set of historical procedure duration data, the set of historical procedure duration data to be dynamically updated based on an actual measured duration for the clinical procedure,the updating comprising applying a weighted moving average to the default duration value using the set of historical procedure duration data, the weighted moving average including a scaling parameter adjustable to configurably weight newer duration values compared to older duration values; andproviding the updated default duration value to a user for scheduling the clinical procedure, wherein providing comprises providing the updated default duration value, an optimistic procedure value and a pessimistic procedure value via graphical representation on a user interface and allowing the user to select one of the displayed values as a duration for a selection procedure by which to schedule the procedure, the optimistic procedure value calculated based on a lower percentage of the set of historical procedure duration data and the pessimistic procedure value calculated based on an upper percentage of the set of historical procedure duration data. 2. The method of claim 1, wherein the weighted moving average comprises an exponentially weighted moving average. 3. The method of claim 1, further comprising allowing the user to adjust the scaling parameter. 4. The method of claim 1, further comprising factoring in preference and availability in conjunction with the updated default duration value to schedule the procedure. 5. The method of claim 1, further comprising measuring and report a variation in the set of historical procedure duration data. 6. A scheduling system for scheduling procedures in a clinical environment, said scheduling system comprising: a processor coupled to a memory, the memory to include instructions for execution by the processor, the processor programmed to implement:a user interface to provide scheduling and procedure duration information to a user for scheduling a clinical procedure for a patient; anda scheduling engine to:retrieve a default duration value for the clinical procedure;automatically update the default duration value for the clinical procedure based on a stored set of historical procedure duration data, the set of historical procedure duration data to be dynamically updated based on an actual measured duration for the clinical procedure, the updating comprising applying a weighted moving average to the default duration value using the set of historical procedure duration data, the weighted moving average including a scaling parameter adjustable to configurably weight newer duration values compared to old... | General Electric Company | G06Q010/00 G06Q050/00 A61B005/00 G06F019/00
US08721651 | B2 | 2014-05-13 | Templates and methods | 2011-04-27 | Embodiments of the invention include templates and methods for evaluating the appropriate size and shape for a medical implant. In particular, some embodiments include expandable templates and methods for evaluating appropriate size and shape for implantation of a spinal rod. | 1. A template having an overall length and configured to evaluate an appropriate size of a spinal rod comprising: a fixed length section having a first curvilinear shaped portion and a second linear shaped portion comprising a plurality of spaced apart indents that each extend perpendicular to an axis defined by the fixed length section, the second linear shaped portion comprising numerical sizing indicators between adjacent indents; anda movable section telescopically connected to the second linear shaped portion and configured to be moved along a longitudinal axis of the second linear shaped portion to increase and decrease the overall length of the template, the movable section comprising opposite first and second tabs that are each biased to a center of the movable section and include a rounded key that couples into a respective indent;wherein the fixed length section and the movable section together define a shape and the overall length of the template, wherein a respective one of the sizing indicators represents the overall length of the implant. 2. The template of claim 1 wherein the first curvilinear shaped portion of the fixed length section includes a radius of curvature of about 15 mm to 35 mm. 3. The template of claim 1 wherein the first curvilinear shaped portion of the fixed length section is fit at least between a screw attachment structure configured to be placed in a sacrum and a screw attachment structure configured to be placed in a lumbar vertebra. 4. The template of claim 3 wherein the curvilinear shaped portion of the fixed length section is shaped to fit a hyperlordotic curvature. 5. The template of claim 1 wherein the second linear shaped portion is curved. 6. The template of claim 1 wherein the second linear shaped portion is straight. 7. The template of claim 1 wherein the movable section includes substantially the same linear shape as the second linear shaped portion. 8. The template of claim 1 wherein the movable section is placed in two screw attachment structures that are configured to be implanted, respectively in two lumbar vertebra. 9. The template of claim 1 wherein the movable section comprises two components that are configured to join together to capture at least part of the second linear shaped portion, one of the components including the first tab of the movable section and the other component comprising the second tab of the movable section. 10. The template of claim 1 wherein the respective one of the sizing indicators is multiplied by 10 mm to provide the overall length of the template. 11. The template of claim 1 wherein: the movable section comprises a first end including an inner surface defining a passage that includes the first and second tabs; andthe movable section comprises a second end opposite the first end that terminates at an end face that faces away from the first curvilinear shaped portion. 12. A template having an overall length and configured for use to evaluate an appropriate ... | Warsaw Orthopedic, Inc. | A61B001/00 A61B005/103 A61B005/117 G01B001/00
US20140121538 | A1 | 2014-05-01 | NEEDLE WITH AN OPTICAL FIBER INTEGRATED IN AN ELONGATED INSERT | 2012-06-13 | A needle is proposed including a cannula or hollow shaft with a multilumen insert inside. The insert comprises at least two lumen. Both the insert as well as the cannula have bevelled ends. In the insert substantially straight cleaved fibers are present that may be connected at the proximal end to a console. At least one of the distal fiber ends in the insert may protrude more than half the fiber diameter out of the insert. Furthermore, the bevel angle of the insert is different from the bevel angle of the cannula such that combination cannula and insert is such that the fiber ends do not protrude the bevel surface of the cannula. | 1. A needle comprising: a hollow shaft having a longitudinal axis and a first bevel formed at a distal end portion of the hollow shaft and with an acute first angle (a) to the longitudinal axis,an elongated insert having a second bevel formed at a distal end portion of the elongated insert and with an acute second angle (b) to the longitudinal axis, wherein the first angle (a) is smaller than the second angle (b), andan optical fiber, wherein the optical fiber is arranged within the elongated insert and the optical fiber protrudes beyond the surface of the second bevel,wherein the elongated insert is arranged and fixed within the hollow shaft, so that the second bevel and a front surface of the fiber is located within the hollow shaft. 2. The needle of claim 1, wherein the front surface of the optical fiber is formed with a third angle (c) to the longitudinal axis, wherein the third angle is greater than the second angle (b). 3. The needle of claim 1, wherein the elongated insert is removably fixed within the hollow shaft. 4. The needle of claim 1, wherein the elongated insert comprises two channels both with an open end at the second bevel of the elongated insert, wherein one open end is located more proximally than the other open end, and wherein the needle comprises two optical fibers each arranged within one of the channels. 5. The needle of claim 4, wherein the optical fiber which is arranged within the channel with the more proximally located open end protrudes out of the open end. 6. The needle of claim 4, wherein the open ends of the two channels are located with a distance from each other which is greater than the diameter of the elongated insert. 7. The needle of claim 1, wherein the elongated insert is coated with a metal coating or a coating having low autofluroescence. 8. The needle of claim 1, wherein the elongated insert comprises three channels each with an open end at the second bevel, wherein a first open end is located distally, a second open end is located in the proximity of the first open end, and a third open end is located proximally, and wherein the needle comprises three optical fibers arranged in the three channels of the elongated insert, respectively. 9. A system for tissue inspection, comprising: a needle according to claim 1, anda console including a light source, a light detector and a processing unit for processing the signals provided by the light detector. 10. The system of claim 9, wherein one of the light source and light detector provides wavelength selectivity. 11. The system of claim 9, wherein the light source is one of a laser, a light-emitting diode or a filtered light source. 12. The system of claim 9, wherein the console further comprises one of a fiber switch, a beam splitter or a dichroic beam combiner. 13. The system of claim 9, wherein the system is adapted to perform at least one out of the group consisting of diffuse reflectance spectroscopy, diffuse optical tomography, differential p... | KONINKLIJKE PHILIPS N.V. | A61B005/00 A61B010/02 A61B001/00 A61B001/06 A61B001/07
US20140135608 | A1 | 2014-05-15 | TEXTILE ELECTRODE DEVICE FOR ACQUISITION OF ELECTROPHYSIOLOGICAL SIGNALS FROM THE SKIN AND MANUFACTURING PROCESS THEREOF | 2012-04-02 | A textile electrode device, for detection of electrophysiological signals from the skin of a subject, having: a substrate designed to be positioned on the skin; at least a first detection electrode arranged on the substrate; and at least a first conducting element, carried by the substrate and electrically connected to the first detection electrode. The first detection electrode has a plurality of textile fibres, including conductive fibres and, optionally, fibres of a super-absorbent material, arranged in a direction substantially orthogonal to an upper surface of the substrate and reciprocally in contact with each other, so as to ensure uniform electrical contact over the entire first detection electrode. In particular, the first detection electrode is obtained by means of the flocking technique. | 1. A textile electrode device, comprising: a substrate, designed to be positioned on the skin of a subject; at least a first detection electrode arranged on the substrate and configured to detect electrophysiological signals from the skin of the subject; and at least a first conducting element, carried by the substrate and electrically connected to the first detection electrode, characterized in that the first detection electrode comprises a first plurality of textile fibres, of an electrically conductive material, arranged in a direction substantially orthogonal to an upper surface of the substrate and reciprocally in contact with each other. 2. The device according to claim 1, wherein said first detection electrode is obtained by means of the flocking technique. 3. The device according to claim 2, wherein the first detection electrode is obtained by means of the electrostatic flocking technique. 4. The device according to claim 1, wherein said first detection electrode further comprises a second plurality of textile fibres, of a super-absorbent material, interposed between the textile fibres of conductive material of the first plurality. 5. The device according to claim 1, further comprising an adhesive layer arranged between the substrate and the first detection electrode, to which the textile fibres are anchored. 6. The device according to claim 1, wherein the textile fibres have a length in the range between 0 5 mm and 2 mm, and a linear density in the range between 1 dtex and 20 dtex. 7. The device according to claim 1, wherein said first detection electrode is obtained by means of the flocking technique, and also comprising further detection electrodes, these also obtained by the flocking technique and arranged over the substrate, and further conducting elements, each one electrically connected to a respective detection electrode. 8. The device according to claim 1, wherein the first conducting element is woven through the substrate, and has a first end in electrical and mechanical contact with the first detection electrode and a second end in contact with an electrical connector element, designed for connection to a conditioning electronics for the detected electrophysiological signals. 9. The device according to claim 1, wherein the substrate comprises an elastic fabric. 10. The device according to claim 9, wherein the substrate is part of, or is carried by, a wearable element that can be worn by the subject, so that the first detection electrode is directly in contact with the skin. 11. A sensor-fitted wearable element, comprising a textile electrode device according to claim 1, the sensor-fitted wearable element being designed to be worn by a subject for detection of electrophysiological signals from the skin. 12. A process for manufacturing a textile electrode device, comprising the steps of: providing a substrate, designed to be positioned on the skin of a subject;forming at least a first detection electrode on the substra... | POLITECNICO DI TORINO | A61B005/04
US08721567 | B2 | 2014-05-13 | Mobile postural screening method and system | 2011-12-23 | A mobile, hand-held communication device with a display screen and a camera is programmed to perform a postural screening method. An image of a patient is acquired on the display screen having an array of pixels. A pixel to distance ratio of the displayed image is determined. A postural displacement of the patient in the displayed image is calculated using the determined ratio. A gyroscope, accelerometer and/or a level of the device is used to level the camera before capturing the image with the camera. Reference lines are overlaid on the display screen and the image to enable alignment of the image. A reference line on the display screen is used for normalizing a known distance in the aligned image to a reference distance of a known number of pixels on the screen for determining the ratio. | 1. A postural screening method using a mobile, programmed, hand-held communication device including a display screen, a camera for acquiring an image of a patient on the display screen, and at least one positional device selected from the group consisting of a gyroscope, an accelerometer, and a level, the method comprising: displaying an image on the display screen of the camera's current view of a patient,utilizing the at least one positional device of the mobile, programmed, hand-held communication device to level the camera,capturing an image of the patient once the camera is leveled,determining a pixel to distance ratio for the displayed image,calculating a postural displacement of the patient in the displayed captured image using the determined ratio. 2. The method of claim 1, wherein a known linear distance in the displayed captured image and the number of display screen pixels spanning the distance are used in determining the pixel to distance ratio. 3. The method of claim 2, wherein the known linear distance is the height of the patient. 4. The method of claim 2, wherein the known linear distance is a marked distance provided in the acquired image of the patient. 5. The method of claim 2, including scaling the size of the image relative to the display screen to normalize the known linear distance to a display screen reference distance corresponding to a known number of pixels for determining the pixel to distance ratio. 6. The method of claim 5, including providing at least one reference line over the displayed image to demark the display screen reference distance. 7. The method of claim 1, wherein said utilizing the at least one positional device includes providing a stationary reference line overlay on the display screen over the patient's image, providing a movement indicator overlay on the display screen over the stationary reference line overlay and the patient's image anchored to the displayed image for movement therewith as a function of orientation of the camera when tracked by the at least one positional device, and adjusting the orientation of the camera while tracking the orientation of the camera with the at least one positional device to align the movement indicator overlay with the stationary reference line overlay on the display screen to level the camera, wherein the stationary reference line overlay on the screen provides vertical, horizontal and center references, and wherein the movement indicator overlay anchored to the displayed patient's image provides corresponding references. 8. The method of claim 1, including providing anatomical landmarks on the displayed captured image of the patient to facilitate calculating a postural displacement. 9. The method of claim 1, including displaying a reference line on the display screen over the acquired image, performing panning to center the image on the screen, and performing zooming to fit the image in the reference line before determining the pixel to distance ratio.... | - | A61B005/117
US08715196 | B2 | 2014-05-06 | Method and device for the intermittent occlusion of the coronary sinus | 2013-05-13 | In a method for intermittently occluding the coronary sinus, in which in an alternating manner the coronary sinus is occluded by an occlusion device and the occlusion is released, the curve of the fluid pressure occurring in the coronary sinus after the release of the occlusion is estimated by calculation and the time of the beginning of the next occlusion is determined as a function of the estimated pressure curve. | 1. A device for the intermittent occlusion of the coronary sinus, comprising: an occlusion device for the alternate occlusion of the coronary sinus and release of the occlusion, wherein the occlusion device is positioned along a distal end of a multi-lumen catheter that is insertable into in the coronary sinus of a heart via an atrium;a device configured to detect bodily characteristic measurements including pressure maxima or pressure minima measurements occurring in the coronary sinus; anda control device for delivering control signals that control the time of the beginning and release of the occlusion caused by the occlusion device insertable in the coronary sinus, wherein the control device is configured to estimate an envelope curve of the bodily characteristic measurements including said pressure maxima or minima measurements detected in the coronary sinus during consecutive heart beats after the release of the occlusion, wherein the control unit is configured to trigger the next occlusion of the coronary sinus caused by the occlusion device at a time determined by the control unit as a function of the estimated envelope curve of the bodily characteristic measurements. 2. The device of claim 1, wherein the multi-lumen catheter comprises a balloon inflation lumen. 3. The device of claim 2, wherein the balloon-inflation lumen receives fluid from a fluid pumping system. 4. The device of claim 3, wherein the control unit delivers control signals for stopping and starting the fluid pumping system so as to control occlusions of the coronary sinus by the occlusion device. 5. The device of claim 1, wherein the device configured to detect the bodily characteristic measurement occurring in the coronary sinus comprises a pressure measuring device positioned proximate to the distal end of the multi-lumen catheter. 6. The device of claim 5, wherein pressure values detected by the pressure measuring device are stored in a memory that stores data indicative of the estimated pressure curve. | Miracor Medical Systems GmbH | A61B005/02 A61M029/00
US08721678 | B2 | 2014-05-13 | Surgical tourniquet cuff system | 2009-03-10 | A surgical tourniquet cuff system includes a tourniquet cuff with a cuff connector for communicating pneumatically with the cuff and for releasably connecting to a tourniquet instrument connector to establish a pneumatic passageway between the cuff connector and the tourniquet instrument connector. A tourniquet instrument supplies pressurized gas through the pneumatic passageway to the cuff. The tourniquet instrument connector includes a cuff pressure transducer for producing a cuff pressure signal indicative of the pressure of gas within the gas passageway near the connection. The cuff may include a cuff usage register for containing a cuff usage record and the tourniquet instrument connector may include a cuff usage register interface for reading the record. The tourniquet cuff may further include a cuff sheath forming a flexible conduit containing the cuff connector and sized to allow the connection of the cuff connector to the tourniquet instrument connector within the sheath. | 1. A tourniquet cuff apparatus comprising: a cuff having an inflatable portion and a length sufficient to encircle a limb of a patient;the cuff including a port communicating pneumatically with the inflatable portion of the cuff, the port having a cuff connector;a tourniquet instrument connector mating with the cuff connector to define a connection passageway between the two connectors that communicates pneumatically with the inflatable portion of the cuff;a connection transducer mounted external to a remote tourniquet instrument and adjacent to the connection passageway and configured to sense the pressure in the connection passageway and to generate and wirelessly transmit a connection pressure signal representing the pressure within the inflatable portion of the cuff, wherein the connection transducer is mounted to the tourniquet instrument connector and movable therewith into and out of mating connection with the cuff connector;an interface for receiving the wirelessly transmitted connection pressure signal, wherein the interface is mounted to the tourniquet instrument connector;a continuous flexible tube extending from the tourniquet instrument connector to the tourniquet instrument to define therebetween a tube pneumatic passageway communicating pneumatically with the connection passageway;an internal transducer mounted internal to the tourniquet instrument and arranged for detecting the pressure in the tube pneumatic passageway and providing a second pressure signal representing the pressure in the connection passageway;a signal conducting member for conveying the connection pressure signal received by the interface to the remote tourniquet instrument, the signal conducting member is located outside of the flexible tube and has one end connected to the interface and an opposing end connected to the instrument; anda controller connected to the tourniquet instrument for receiving and comparing the connection pressure signal and the second pressure signal and for initiating a fault alert in instances when those two signals vary by more than a predetermined minimum. 2. The apparatus of claim 1 wherein the cuff connector is carried on the cuff, and further comprising a shroud mounted on the cuff in a retracted position to enclose the cuff connector and to be extendable therefrom to enable the mating of the cuff connector and tourniquet instrument connector inside the shroud and enclosing a portion of the signal conducting member. 3. The apparatus of claim 1 wherein the signal conducting member is a signal-carrying wire extending from the connection transducer to the tourniquet instrument. 4. The apparatus of claim 3 wherein the connection transducer is located between the tube and the cuff and adjacent to the connection passageway and wherein the signal carrying wire and tube are enclosable within a shroud that is mounted to the cuff and to be extendable therefrom. 5. The apparatus of claim 1 wherein the connection transducer is a pressure ... | Western Clinical Engineering Ltd. | A61B017/12 A61B017/135 A61B005/11
US08861819 | B2 | 2014-10-14 | Apparatus and method for correcting artifacts of functional image acquired by magnetic resonance imaging | 2013-06-12 | A method of processing data acquired by an MRI apparatus includes: acquiring functional image data of an object; acquiring structural image data of the object; determining motion information of the object based on the structural image data; and correcting the functional image data based on the motion information of the object to generate a corrected functional image of the object. | 1. A method of processing data acquired by a magnetic resonance imaging (MRI) apparatus, the method comprising: acquiring functional MR image data of an object which reflects a physiological function of the object;acquiring structural MR image data of the object which represents an anatomical structure of the object;determining motion information of the object based on the structural MR image data; andcorrecting the functional MR image data based on the motion information of the object to generate a corrected functional MR image of the object,wherein portions of the structural MR image data are acquired in correspondence with an acquisition of corresponding portions of the functional MR image data. 2. The method according to claim 1, wherein the motion information is determined based at least on first structural MR image data acquired before a portion of the functional MR image data is acquired and second structural MR image data acquired after the portion of the functional MR image data is acquired. 3. The method according to claim 2, wherein the functional MR image data comprises volume data generated based on a plurality of MR images, the first structural MR image data comprises volume data generated based on a plurality of MR images, andthe second structural MR image data comprises volume data generated based on a plurality of MR images. 4. The method according to claim 3, wherein a time interval for acquiring the functional MR image data is greater than a time interval for acquiring the first structural MR image data and the second structural MR image data. 5. The method according to claim 1, wherein the functional MR image includes at least one of a brain functional image, a metabolism functional image, a temperature image, and a spectroscopic image. 6. The method according to claim 1, wherein the acquiring the structural MR image data includes acquiring the structural MR image data at time intervals. 7. The method according to claim 1, wherein the acquiring the structural MR image data includes acquiring the portions of the structural MR image data between acquisitions of respective portions of the functional MR image data. 8. The method according to claim 7, wherein the functional MR image data and the structural MR image data include slice image data. 9. The method according to claim 7, wherein the functional MR image data and the structural MR image data include volume image data slabs. 10. The method according to claim 1, wherein the acquiring the structural MR image data includes acquiring the structural image data in each of an activation section and a deactivation section of a function of interest. 11. The method according to claim 1, wherein the acquiring the structural MR image data includes: forming a k-space by sampling an echo signal of the object via compressed sensing; andacquiring the structural MR image data from the k-space. 12. The method according to claim 1, wherein the acquiring the structural MR image data ... | Samsung Electronics Co., Ltd. | G06K009/00
US09113803 | B2 | 2015-08-25 | Magnetoencephalography meter for measuring neuromagnetism | 2013-11-20 | Disclosed is a magnetoencephalography meter which includes a plurality of optical pumping magnetometers which are arranged in a helmet shape to cover the head of the subject. Each optical pumping magnetometer has a vapor cell which is filled with alkali metal atoms and is arranged substantially in parallel to the surface of the head of the subject, a laser light emission unit that emits laser light in a direction toward the head of the subject and causes laser light to enter the vapor cell, a reflection unit that reflects laser light passed through the vapor cell in a direction away from the head of the subject which is a direction substantially perpendicular to the surface of the head of the subject, and a polarization change detection unit that receives laser light reflected by the reflection unit and detects change in polarization of laser light. | 1. A magnetoencephalography meter which measures neuromagnetism of a head of a subject, the magnetoencephalography meter comprising: a plurality of optical pumping magnetometers which are arranged in a helmet shape configured to cover the head of the subject,wherein each optical pumping magnetometer comprises: a vapor cell that is filled with alkali metal atoms and is arranged in parallel to the surface of the head of the subject such that a local z-axis of each optical pumping magnetometer is perpendicular to a surface of the head of the subject,a laser light emission unit that is configured to emit a laser light in a −z direction parallel to the local z-axis toward the head of the subject and to cause the laser light to enter the vapor cell,a reflection unit that is configured to reflect the laser light passed through the vapor cell in a +z direction parallel to the local z-axis away from the head of the subject, anda polarization change detection unit that is configured to receive the laser light reflected by the reflection unit and to detect a change in polarization of the laser light. 2. The magnetoencephalography meter according to claim 1, wherein, for each of the optical pumping magnetometers, the laser light emission unit, the reflection unit and the polarization change detection unit are respectively provided in plural numbers. 3. The magnetoencephalography meter according to claim 1, wherein both the laser light emission unit and the polarization change detection unit are provided on the vapor cell. 4. The magnetoencephalography meter according to claim 1, wherein, in the optical pumping magnetometer,the laser light emission unit comprises a pump light emission unit that is configured to emit a pump light and a probe light emission unit that is configured to emit a probe light,the pump light emission unit is configured to cause the pump light to enter the vapor cell in a first direction parallel to the surface of the head of the subject,the probe light emission unit is configured to cause the probe light to enter the vapor cell in a second direction perpendicular to the first direction,the reflection unit is configured to reflect the probe light passed through the vapor cell, andthe polarization change detection unit is configured to detect the change in polarization of the probe light reflected by the reflection unit. 5. The magnetoencephalography meter according to claim 1, wherein the laser light emission unit is configured to cause the laser light to enter the vapor cell in the −z direction toward the head of the subject which is a direction perpendicular to the surface of the head of the subject. | Sumitomo Heavy Industries, Ltd. | A61B005/04 A61B005/00 G01R033/26
US08747313 | B2 | 2014-06-10 | Health monitoring appliance | 2014-01-06 | A heart monitoring system for a person includes one or more wireless nodes; and a wearable appliance in communication with the one or more wireless nodes, the appliance monitoring vital signs. | 1. A monitoring system, comprising: one or more wireless nodes communicating over a wireless medical frequency band assigned by a government agency for only medical use; andan appliance in communication with the one or more wireless nodes to capture a patient vital sign. 2. The system of claim 1, comprising patient monitoring equipment coupled to the wireless nodes to display patient vital signs without attaching cables to a patient. 3. The system of claim 1, wherein the wearable appliance includes a high reliability transmission link with a redundant communication protocol to transmit patient data. 4. The system of claim 1, comprising a set of wireless nodes restricted to indoor uses and a set of wireless nodes without location restriction. 5. The system of claim 1, wherein wireless nodes have predetermined quality of service, coexistence with other wireless devices, data integrity and security. 6. The system of claim 1, wherein the wireless nodes comprise adaptive spectrum aware wireless nodes. 7. The system of claim 1, wherein the wearable appliance is implanted inside a patient. 8. The system of claim 1, comprising a wireless coordinator coupled to the wireless nodes. 9. The system of claim 1, comprising a call center coupled to the appliance to provide a human response. 10. The system of claim 1, comprising a database to store medicine taking habits, eating and drinking habits, sleeping habits, or exercise habits. 11. The system of claim 1, comprising hospital or operating room patient monitoring equipment coupled to the wireless node. 12. The system of claim 1, wherein the appliance comprises a sensor to capture at least one of: RR (respiratory rate), SpO2 (oxygen saturation), ECG (electrocardiogram), HR (heart rate), core temperature (inside heart) and peripheral temperature (on top of instep), CI (cardiac output index), systematic pressure, systematic systolic arterial pressure; systematic diastolic arterial pressure; systematic mean arterial pressure, CVP (central venous pressure), pulmonary pressures, pulmonary systolic arterial pressure, pulmonary diastolic arterial pressure, pulmonary mean arterial pressure, svO2 (oxygen saturation in the lung artery), ETCO2 (outcoming carbon dioxide), FIO (ingoing oxygen), diuretics, patient weight, patient fluid balance (ingoing and outcoming fluids), EEG, intracranial pressure (ICP). 13. The system of claim 1, wherein the wireless nodes are in an ambulance, comprising a long range transceiver coupled to the wireless nodes to send patient data from the ambulance to the hospital. 14. The system of claim 1, comprising a cellular transceiver, optical transceiver, or body area network coupled to the wireless nodes. 15. The system of claim 1, comprising a plurality of directional antennas placed around the patient or under a patient, wherein each directional antenna is aimed at the wearable appliance to capture transmission from the wearable appliance. 16. A wireless system for a patient, ... | - | A61B005/00
US09486144 | B2 | 2016-11-08 | Photoacoustic image generation apparatus and acoustic wave unit | 2014-01-29 | Using a laser source unit, pulse laser beams having a plurality of wavelengths is switched and emitted. A Q switch is inserted into an optical resonator including a pair of mirrors which face each other with a laser rod interposed therebetween. A wavelength selection unit includes a plurality of band pass filters having different transmission wavelengths, and selectively inserts the plurality of band pass filters into a light path of the optical resonator. A trigger control circuit controls driving unit that drives the wavelength selection unit so that the band pass filters inserted into the light path of the optical resonator are switched at a predetermined switching speed. In addition, the trigger control circuit causes the laser rod to be irradiated with excitation light from a flash lamp, and then turns on the Q switch at a timing when the wavelength selection unit inserts the band pass filter. | 1. A photoacoustic image generation apparatus comprising: a laser source unit capable of emitting a plurality of pulse laser beams having different wavelengths respectively, the laser source unit including a laser rod, an excitation light source that irradiates the laser rod with excitation light, an optical resonator having a pair of mirrors facing each other with the laser rod interposed therebetween, a Q switch which is inserted into the optical resonator, a wavelength selection unit that includes a plurality of band pass filters having different transmission wavelengths and selectively inserts the plurality of band pass filters into a light path of the optical resonator, and a servo motor that drives the wavelength selection unit so that the band pass filters inserted into the light path of the optical resonator are sequentially switched in a predetermined order; andan acoustic wave unit that generates a photoacoustic image, the acoustic wave unit including a detection unit that detects a photoacoustic signal generated within an object when the object is irradiated with the pulse laser beams having the plurality of wavelengths, and generates pieces of photoacoustic data corresponding to the respective wavelengths, an intensity ratio extraction unit that extracts a magnitude relation between relative signal intensities of the pieces of photoacoustic data corresponding to the respective wavelengths, a photoacoustic image construction unit that generates a photoacoustic image on the basis of the extracted magnitude relation, and a trigger control circuit that causes the laser rod to be irradiated with excitation light from the excitation light source while controlling the servo motor, and after the irradiation with the excitation light, turns on the Q switch at a timing when the wavelength selection unit inserts the band pass filter, having a transmission wavelength corresponding to a wavelength of the pulse laser beam to be emitted, into the light path to emit the pulse laser beam, whereinthe wavelength selection unit is constituted by a filter rotating body that switches the band pass filter selectively inserted into the light path of the optical resonator in association with rotation, and the servo motor rotationally drives the filter rotating body,the trigger control circuit sends a signal for controlling the servo motor so that the filter rotating body is continuously rotated in a predetermined direction at a predetermined rotation speed,the predetermined rotation speed is determined by the trigger control circuit on the basis of the number of wavelengths of the pulse laser beam to be emitted and the number of times of emission of the pulse laser beam per unit time,the trigger control circuit determines a timing at which irradiation with the excitation light is performed and a timing at which the Q switch is turned on based on filter rotational angle, wherein the filter rotational angle indicates a rotational angle of the filter rotating bo... | FUJIFILM Corporation | A61B005/05 A61B005/00 A61B008/13 H01S003/106 A61B008/08 A61B005/145 A61B008/00 H01S003/08 H01S003/092 H01S003/11
US10165981 | B2 | 2019-01-01 | Surgical navigation method | 2014-01-16 | A surgical navigation system is disclosed including a camera that is fixedly attached to a patient. The camera space merges with the patient space and thereby eliminates the need for a separate patient tracker. The surgical navigation system calculates the position of a surgical tool with a tracking device in view of the camera and shows on a display device the position of the surgical tool with respect to the patient superimposed and in correlation with a scan image of the patient. | 1. A method of tracking a surgical tool with respect to a patient, the method comprising the steps: attaching a camera to a face of the patient in a fixed position such that a field of view of the camera points away from the patient; andtracking a position of the surgical tool in relation to the patient using pictures taken by the camera and a computerized navigation system. 2. The method of claim 1, further comprising the step: displaying on a display device the position of the surgical tool with respect to the patient superimposed and in correlation with a scan image of the patient. 3. The method of claim 2, wherein the scan image includes an image of the camera on the patient, the method further comprising the step: automatically registering a position of the camera with the scan image of the patient from the image of the camera and a database of form factor information about the camera. 4. The method of claim 1, further comprising the steps: registering a position of the camera with a scan image of the patient;validating the surgical tool; andoptionally calibrating the surgical tool. 5. The method of claim 4, wherein the camera has a coordinate system and wherein the scan image is transformed into the coordinate system of the camera a single time during registration. 6. The method of claim 1, the surgical tool having a tip and one or more optical navigation markers; the method further comprising the step: locating the one or more optical navigation markers on the surgical tool such that the one or more optical navigation markers are oriented facing toward the tip of the surgical tool so that the one or more optical navigation markers are in a position to be viewed by the camera when the tip of the surgical instrument is inserted into the patient. 7. The method of claim 1, wherein the step of attaching the camera to the patient in the fixed position further comprises the step: attaching the camera with a pin to a bony structure of the patient. 8. The method of claim 1, wherein the step of attaching the camera to the patient in the fixed position further comprises the step: attaching the camera with a non-invasive attachment mechanism to skin of the patient. 9. The method of claim 8, the step of attaching the camera with the non-invasive attachment mechanism further comprises the step: attaching the camera with an adhesive to skin of the patient. 10. The method of claim 1, further comprising the step: locating one or more fiducial markers on the camera in a known pre-defined spatial relationship with respect to the camera, wherein the one or more fiducial markers are sufficient to define a position of the camera to the computerized navigation system. 11. The method of claim 1, wherein the step of tracking the position of the surgical tool in relation to the patient further comprises the step: directly concatenating a positional vector from the surgical tool to the camera without concatenating a positional vector from the camera to a s... | STRYKER EUROPEAN HOLDINGS I, LLC | A61B005/00 A61B005/06 A61B017/00 A61B090/00 A61B034/20
US10828438 | B2 | 2020-11-10 | Electronic apparatus control using a breathing assistance apparatus | 2012-03-07 | A breathing gases supply apparatus 1 can comprise a blower 103/105 and breathing circuit for delivering breathing gases to a patient. The apparatus also can comprise a first controller 109, the controller 109 configured to receive input from at least one sensor 110-112 indicative of patient breathing, and a transmitter 201 configured to communicate with the controller 109 and transmit control signals to an electronic apparatus 203. The controller 109 can be configured to determine sleep in a patient based on the occurrence of a breathing pattern indicative of sleep, detected from the input received from the sensor 110-112 and upon determining sleep, operate the transmitter 201 to send a control signal to control an electronic apparatus 203. | 1. A breathing gases supply apparatus comprising: a blower and a breathing circuit for delivering breathing gases to a patient, the blower being enclosed by a housing, a controller disposed within the housing and configured to receive input from at least one sensor indicative of patient breathing, wherein the sensor is selected from the group consisting of a pressure sensor, a flow sensor, a humidity sensor, a temperature sensor, a voltage sensor, a current sensor, an EEG sensor, and an accelerometer,a transmitter disposed within the housing and configured to communicate with the controller and transmit a control signal to remotely control an external home electronic apparatus that is an apparatus other than a breathing gases supply apparatus, the external home electronic apparatus being disposed outside of the housing and not mechanically coupled to the housing,wherein the controller is configured to determine an onset of sleep and a sleep state of the patient which is an asleep state based on the occurrence of a sleep disorder breathing (SBD) event indicative of the asleep state, detected from the input received from the sensor, and upon determining the asleep state, operate the transmitter to send the control signal to control a state of operation of the external home electronic apparatus based on the asleep state, and wherein the controller is configured to operate the transmitter to send the control signal to turn off the external home electronic apparatus or turn off a function of the external home electronic apparatus or both when the determined sleep state is the asleep state. 2. A breathing gases supply apparatus as claimed in claim 1, wherein the SDB event is one or more of a flow limitation, hypopnea or apnea. 3. A breathing gases supply apparatus as claimed in claim 1, wherein the controller is configured to determine the asleep state based on the any one or more of the following: number of SDB events,duration of SDB events,spread of SDB events, ortypes of SDB events. 4. A breathing apparatus as claimed in claim 1, wherein the breathing pattern indicative of the asleep state is a rhythmic or erratic breathing pattern, or a change between a rhythmic or erratic breathing pattern. 5. A breathing gases supply apparatus as claimed in claim 1, wherein the transmitter utilises infrared, RF or sonic energy to send the control signal. 6. A breathing gases supply apparatus as claimed in claim 1, wherein the external home electronic apparatus is further configured to transmit a signal to the controller and the controller further configured to receive the signal from the other external home electronic apparatus. 7. A breathing gases supply apparatus as claimed in claim 1, wherein the external home electronic apparatus is one or more of: a television,a radioa lights,a heater,an air conditioner,a heat pump,a media player, oran alarm clock. 8. A breathing gases supply apparatus as claimed in claim 1, wherein the sensor is a pressure sensor or... | Fisher & Paykel Healthcare Limited | A61M016/00 A61B005/087 A61B005/00 A61M016/16 A61M021/02 A61B005/0476 A61M021/00 A61M016/10
US09408663 | B2 | 2016-08-09 | Bendable catheter arms having varied flexibility | 2013-11-15 | In various embodiments, a catheter comprising an expandable electrode assembly or basket is provided. In specific embodiments, the basket is particularly useful for mapping electrical activity at one or more locations within the heart. The basket can comprise a plurality of bendable or deflectable arms. At least one of the arms may have varied flexibility over its length in the form of one or more discontinuities of stiffness or flexibility at an elbow region or other variances in flexibility over the arm's length. Such variance in flexibility may allow the arm to assume a different bent configuration or respond to external factors more positively than possible with an arm having a static or near static flexibility or stiffness over its length. | 1. An arm for an expandable catheter basket, the arm comprising: a bendable support member defining a distal portion, a proximal portion, and an intermediate portion therebetween;means for enhancing flexibility of the distal and proximal portions relative to the intermediate portion, wherein the means for enhancing flexibility of the distal and proximal portions relative to the intermediate portion comprises the distal and proximal portions being tapered on a top side; andat least one electrode positioned along the support member. 2. The arm of claim 1, wherein the distal and proximal portions are each tapered on the top side and an opposing bottom sides of the bendable support member. 3. The arm of claim 1, wherein the means for enhancing flexibility of the distal and proximal portions relative to the intermediate portion further comprises openings located in the distal and proximal portions. 4. The arm of claim 1, wherein the means for enhancing flexibility of the distal and proximal portions relative to the intermediate portion further comprises the distal and proximal portions each comprising a first layer and a second layer, wherein the first layer comprises a first material and the second layer comprises a second material, and wherein the first material is different from the second material. 5. A catheter, the catheter comprising: an elongated body having a proximal end and a distal end; andan electrode assembly at the distal end of the elongated body, the electrode assembly comprising a plurality of arms, each of the arms having a proximal end connected to the distal end of the elongated body and a distal end, the distal ends of the arms being connected at a tip junction, wherein the electrode assembly is collapsible to a collapsed arrangement and is expandable to an expanded arrangement;wherein each of the plurality of arms comprises: at least one electrode; anda bendable support member defining a distal portion, a proximal portion, and an intermediate portion therebetween, wherein one of the distal and proximal portions comprises an enhanced flexible portion that is more flexible than the intermediate portion, wherein the enhanced flexible portion comprises the bendable support member being tapered on one of a top side and a bottom side. 6. The catheter of claim 5, wherein the distal portion comprises the enhanced flexible portion. 7. The catheter of claim 5, wherein the proximal portion comprises the enhanced flexible portion. 8. The catheter of claim 5, wherein the distal portion and the proximal portion are more flexible than the intermediate portion. 9. The catheter of claim 5, wherein the enhanced flexible portion is further tapered on an opposing side of the bendable support member. 10. The catheter of claim 5, wherein the enhanced flexible portion further includes openings therein. 11. The catheter of claim 5, wherein the enhanced flexible portion further includes a first layer and a second layer, wherein the first layer... | St. Jude Medical, Atrial Fibrillation Division, Inc. | A61B005/04 A61B018/14 A61B005/042 A61B005/00 A61B018/00
US20140144441 | A1 | 2014-05-29 | DOSIMETRIC THERAPEUTIC GAS DELIVERY METHOD FOR RAPID DOSIMETRY ADJUSTMENT AND OPTIMIZATION | 2013-11-25 | The disclosure describes a technique for monitoring patient utilization of inhaled Nitric Oxide as well as waste exhaust of Nitric Oxide in gases exhaled from patient lungs. By monitoring the real dose provided to a patient, actual compliance with therapeutic target doses may be monitored to improve patient safety and therapeutic benefit from inhaled Nitric Oxide. Simultaneously, unnecessary waste of inhaled Nitric Oxide may be avoided thereby increasing the cost effectiveness of Nitric Oxide therapy. The minimization of Nitric Oxide waste has the further benefit of reducing environmental Nitrogen Dioxide levels in e.g. a NICU environment thereby mitigating medical personnel's Nitrogen Dioxide exposure. | 1. A method for delivering precise dosing of a Nitric Oxide containing gas to a patient for inhalation, the method comprising: a) delivering an oxygen containing gas to a patient interface for inhalation,b) injecting a Nitric Oxide containing gas into the oxygen containing gas prior to the patient interface,c) providing an exhaust line configured to receive an exhaled gas from a patient and to transport the exhaled gas to an exhaust vent,d) taking a sample of an exhaust line gas comprising any exhaled gas through an exhaust sampling line in fluid communication with the exhaust line prior to the exhaust vent,e) directing the sample of the exhaust line gas comprising any exhaled gas to a chemiluminescent NO detection sensor in fluid communication with the exhaust sampling line andf) measuring an amount of NOx in the sample of the exhaust line gas comprising any exhaled gas. 2. The method for delivering precise dosing of a Nitric Oxide containing gas to a patient for inhalation claim 1, further comprising the step of forming a bypass flow of oxygen containing gas into the exhaust line during a patient exhalation. 3. The method for delivering precise dosing of a Nitric Oxide containing gas to a patient for inhalation claim 1, further comprising a step of directing the sample to a NO2 converter and converting NO2 molecules in the sample to Nitric Oxide molecules on a one-to-one basis prior to directing the sample to the chemiluminescent NOx detection sensor. 4. The method for delivering precise dosing of a Nitric Oxide containing gas to a patient for inhalation claim 1, further comprising a step of directing the sample to an electrochemical cell in fluid communication with the exhaust sampling line and measuring an amount of a NO2 in the sample. 5. The method for delivering precise dosing of a Nitric Oxide containing gas to a patient for inhalation claim 1, further comprising the executing the following steps on a specifically programmed computer or specifically configured microprocessor: g) calculating a Nitric Oxide dose provided to a patient,h) calculating an amount of NOx in the sample of the exhaust line gas comprising any exhaled gas,i) based on the values calculated in step g) and step h), calculating an amount of Nitric Oxide absorbed by a patient. 6. The method for delivering precise dosing of a Nitric Oxide containing gas to a patient for inhalation claim 5, wherein the computer specifically programmed or the microprocessor specifically configured to execute steps h) and i) based on the following calculations:m._NO,waste=∫tt′(CNO+CNO2)·ρNO·QEtTandUptakeNO=m._NO,del-m._NO,waste. 7. The method for delivering precise dosing of a Nitric Oxide containing gas to a patient for inhalation claim 1, further comprising providing a positive expiratory pressure system comprising an exhalation valve and an exhalation pressure sensor in the exhaust line. 8. The method for delivering precise dosing of a Nitric Oxide containing gas to a patient for... | L'Air Liquide, Société Anonyme pour I'Etude et I'Exploitation des Procédés Georges Claude American Air Liquide, Inc. | A61M016/00 A61B005/00 A61M016/20 A61B005/08 A61M016/10 A61M016/12
US20140148726 | A1 | 2014-05-29 | METHODS FOR DETECTING A CONDITION | 2011-10-19 | The invention generally relates to methods for measuring impedance change detecting a condition. In certain embodiments, the invention provides a method for detecting a condition that involves measuring impedance change over time in a region of tissue suspected to be associated with a condition to obtain an impedance signature, and comparing the impedance signature to a reference signature, thereby detecting the condition. | 1. A method for detecting a condition, the method comprising: measuring impedance change over time in a region of tissue suspected to be associated with a condition to obtain an impedance signature; andcomparing the impedance signature to a reference signature, thereby detecting the condition. 2. The method according to claim 1, wherein the condition is selected from the group consisting of a heart attack, a stroke, a cancer, and a traumatic brain injury. 3. The method according to claim 1, wherein measuring change comprises: applying energy the region of tissue to obtain a measurement of impedance of the region of tissue at a point in time; andrepeating the applying step one or more times over a period of time. 4. The method according to claim 3, wherein energy is mechanical energy. 5. The method according to claim 4, wherein mechanical energy is produced by an ultrasound device. 6. The method according to claim 5, wherein the ultrasound device comprises a focusing element to focus the applied energy. 7. The method according to claim 4, wherein the mechanical energy is in combination with an additional type of energy. 8. The method according to claim 7, wherein the additional type of energy is selected from the group consisting of: chemical, optical, electromagnetic, and thermal. 9. The method according to claim 3, wherein applying comprises a combination of an electric field and a mechanical field. 10. The method according to claim 9, wherein the mechanical field is generated by an ultrasound device. 11. The method according to claim 9, wherein the electric field is pulsed. 12. The method according to claim 9, wherein the electric field is time varying. 13. The method according to claim 9, wherein the electric field is pulsed a plurality of time, and each pulse may be for a different length of time. 14. The method according to claim 9, wherein the electric field is time invariant. 15. The method according to claim 9, wherein the mechanical field is pulsed. 16. The method according to claim 9, wherein the mechanical field is time varying. 17. The method according to claim 9, wherein the mechanical field is pulsed a plurality of time, and each pulse may be for a different length of time. 18. The method according to claim 1, wherein the region of tissue is a structure or multiple structures within the brain or the nervous system selected from the group consisting of: dorsal lateral prefrontal cortex, any component of the basal ganglia, nucleus accumbens, gastric nuclei, brainstem, thalamus, inferior colliculus, superior colliculus, periaqueductal gray, primary motor cortex, supplementary motor cortex, occipital lobe, Brodmann areas 1-48, primary sensory cortex, primary visual cortex, primary auditory cortex, amygdala, hippocampus, cochlea, cranial nerves, cerebellum, frontal lobe, occipital lobe, temporal lobe, parietal lobe, sub-cortical structures, and spinal cord. 19. The method according to claim 1, wherein the impedance sign... | - | A61B005/053 A61B005/00
US20140121564 | A1 | 2014-05-01 | ESTIMATING BODY FAT IN A USER | 2013-05-02 | Embodiments of the present application relate generally to electrical and electronic hardware, computer software, wired and wireless network communications, wearable, hand held, portable computing devices for facilitating communication of information, and the fields of healthcare and personal health. More specifically the present application relates to a new and useful systems, methods and apparatus for estimating body fat in a user with applications in the healthcare and personal health fields. An electronic device, such as a portable electronic device (e.g., smartphone, pad, tablet, etc.) may include software (e.g., an APP) to implement body fat estimates of a user and may use hardware and/or software resident in the electronic device (e.g., display, accelerometer, gyroscopes, transducers, vibration engines, speakers, microphones, GPS capability, etc.) to aid a user in placing the electronic device at instructed location on the user's body and to apply an impulse to the body at instructed locations. | 1. A method for estimating body fat, comprising: providing a user device configured for one or more functions not associated with estimating body fat,the user device including program instructions fixed in a non-transitory computer readable medium, andthe program instructions execute on a processor of the user device and are operative to re-configure the user device for estimating body fat;instructing a user on placement of the user device on one or more positions on a body;recording through the user device, an impulse response of the body to an impact applied to the body; andestimating a body fat value of the body by analyzing the impulse response. 2. The method of claim 1, wherein the body is the user's body. 3. The method of claim 1, wherein the instructing comprises the user visually perceiving instructions displayed by the user device. 4. The method of claim 1, wherein the impact is applied by a system of the user device. 5. The method of claim 1, wherein the impact is applied by the user. 6. The method of claim 1, wherein the user device is a device selected from the group consisting of a smartphone, a cellular phone, a tablet, a tablet computer, a pad device, a touch screen device, a touch screen computer, a laptop computer, a personal computer (PC), a server, a personal digital assistant (PDA), a portable gaming device; a mobile electronic device, and a wireless media device. 7. The method of claim 1 and further comprising: displaying the body fat value of the body on a display of the user device. 8. The method of claim 1, wherein the instructing further comprises instructing the user where, when and at what magnitude to impact the body. 9. The method of claim 1, wherein the estimating further comprises estimating a physical dimension of the body. 10. The method of claim 9, wherein the estimating the physical dimension of the body comprises using the user device to do the estimating of the physical dimension of the body. 11. The method of claim 10, wherein the estimating the physical dimension of the body comprises estimating a body fat distribution of the body. 12. The method of claim 11 and further comprising: generating a health-related recommendation for the user. 13. The method of claim 9 and further comprising: generating a health-related recommendation for the user. 14. The method of claim 9, wherein the analyzing further comprises matching the impulse response to a template impulse response. 15. The method of claim 9, wherein the analyzing further comprises correlating time-domain impulse response to a body fat value. 16. The method of claim 9, wherein the analyzing further comprises correlating frequency-domain impulse response to a body fat value. 17. A device configured for a primary function and re-configured for estimating body fat of a user, comprising: a user device including a processor;program instructions fixed in a non-transitory computer readable medium and configured to execute on the processor, the pr... | AliphCom | A61B005/00
US20140135632 | A1 | 2014-05-15 | METHOD AND APPARATUS FOR DETERMINING CARDIAC MEDICAL PARAMETERS FROM SUPRA-SYSTOLIC SIGNALS OBTAINED FROM AN OSCILLOMETRIC BLOOD PRESSURE SYSTEM | 2012-11-15 | A method and apparatus determine certain cardiac medical parameters that are useful is diagnosing cardiovascular disease. The apparatus is designed to carry out the method, which includes the steps of: (a) inflating a blood pressure cuff on the brachial artery to a supra-systolic pressure;(b) sensing a sequence of pressure pulse waveforms associated with the brachial artery that result from a plurality of cardiac ejection cycles;(c) averaging the waveforms to produce an average, representative waveform having an initial, incident wave portion and a reflected wave portion;(d) analyzing the representative waveform to determine a value of one or more cardiac medical parameters including the reflection wave ratio (RWR), the reflected wave transit time (RWTT), the maximum amplitude of the initial pressure wave (PS1), the maximum rise (slope) of the initial pressure wave (dp/dt), and/or the systolic ejection period (SEP); and(e) displaying the value of the medical parameter(s). | 1.-21. (canceled) 22. A method of analyzing arterial blood pressure waveforms comprising the steps of: (a) averaging the waveforms to produced an average representative waveform having an initial wave portion (SS1) and a reflected wave portion (SS2);(b) analyzing the representative waveform to determine a time of occurrence of an initial trough, a first peak, and a second peak;(c) determining a height of the first peak and the second peak with respect to the initial trough. 23. The method of claim 22, further comprising the steps of determining a time of occurrence of a second trough and determining a time difference between the first trough and the second trough. 24. The method of claim 22, further comprising the steps of determining a time of occurrence of a third trough and determining a time difference between the first trough and the third trough. 25. The method of claim 22, further comprising the step of determining a time of occurrence of a second trough and a third trough. 26. The method defined in claim 22, wherein step (b) comprises the steps of: (1) pre-filtering the representative waveform to produce a plurality of waveforms, each with a different bandpass frequency; and(2) finding troughs and peaks in said plurality of waveforms; and(3) selecting optimum times of occurrence of the initial trough, the first peak and the second peak from among said troughs and peaks of said plurality of waveforms. | PULSECOR LIMITED | A61B005/021
US20140121551 | A1 | 2014-05-01 | CARDIAC OUTPUT MEASURING UNIT | 2013-10-03 | A cardiac output measuring unit includes: a biological signal receiving section which is configured to receive a plurality of biological signals; a calibration information storing section which is configured to store calibration information; a calculation section which is configured to calculate a cardiac output based on the plurality of biological signals and the calibration information; and a communication section which is capable of transmitting the cardiac output to an external device. | 1. A cardiac output measuring unit comprising: a biological signal receiving section which is configured to receive a plurality of biological signals;a calibration information storing section which is configured to store calibration information;a calculation section which is configured to calculate a cardiac output based on the plurality of biological signals and the calibration information; anda communication section which is capable of transmitting the cardiac output to an external device. 2. The cardiac output measuring unit according to claim 1, wherein the communication section is capable of receiving the calibration information from the external device, andthe calibration information storing section stores the received calibration information. 3. The cardiac output measuring unit according to claim 1, further comprising: an input section which enables a user to input the calibration information, whereinthe calibration information storing section stores the input calibration information. 4. The cardiac output measuring unit according to claim 1, wherein the biological signal receiving section receives the plurality of biological signals transmitted from the external device. 5. The cardiac output measuring unit according to claim 1, further comprising: a biological signal measuring section which is configured to measure the plurality of biological signals and transmit the plurality of biological signals to the biological signal receiving section. 6. The cardiac output measuring unit according to claim 5, wherein the biological signal measuring section includes: at least two electrodes to measure an R-wave of an electrocardiographic waveform; and a photoelectric pulse wave detection sensor, andthe calculation section calculates the cardiac output by using a pulse wave propagation time. 7. The cardiac output measuring unit according to claim 6, wherein the at least two electrodes and the photoelectric pulse wave detection sensor are integrally formed. 8. The cardiac output measuring unit according to claim 1, wherein the calibration information includes one of a patient's height, weight, body-surface area, gender, blood pressure value at a predetermined time, pulse pressure at a predetermined time, pulse wave propagation time at a predetermined time, and pulse wave at a predetermined time. 9. The cardiac output measuring unit according to claim 1, further comprising: a display section which is capable of displaying one or more of the cardiac output, the calibration information, and the biological signal. | NIHON KOHDEN CORPORATION | A61B005/04
US08731969 | B1 | 2014-05-20 | Interactive system for patient access to electronic medical records | 2013-04-22 | A programmable rules-based interface between a patient and an electronic medical record EMR allows controlled patient access to the EMR allowing increased patient participation in the healthcare process. | 1. A computer-implemented electronic medical record (EMR) access control system configured to implement an access program stored on a computer-readable medium comprising: a computer, which when controlled by the access control program, is configured to: a) receive patient-sourced medical data about a patient generated and entered into the computer by the patient from the patient at a patient computer system;b) generate a trend analysis based on previously received patient-sourced medical data that does not include healthcare provider-sourced medical data;c) generate a patient specific data range based on healthcare provider-sourced medical data generated based on interaction between the patient and a healthcare provider in a computer-implemented electronic medical record system of the healthcare provider; wherein the healthcare provider-sourced medical data does not include patient-sourced medical data;d) compare the received patient-sourced medical data to the trend analysis and the patient specific data range and determine that the received patient-sourced medical data is not an outlier when compared to the trend analysis and is within the patient specific data range; ande) incorporate the received patient-sourced medical data based on the determination into a patient-sourced medical data section of the computer-implemented electronic medical record system of the healthcare provider, tagging the received data as patient-sourced medical data to generate tagged patient sourced medical data stored on the computer system,wherein the access program is configured to block access to the computer-implemented electronic medical record system by the patient. 2. The computer-implemented electronic medical record (EMR) access control system of claim 1, wherein comparing the received patient-sourced medical data to the trend analysis and the patient specific data range includes testing the data for entry errors based on knowledge about the patient held in the electronic medical record of the healthcare provider. 3. The computer-implemented electronic medical record (EMR) access control system of claim 2, wherein the patient is notified of the entry errors to permit re-entry of the patient-sourced medical data. 4. The computer-implemented electronic medical record (EMR) access control system of claim 1, further including, providing output to the patient indicating a medical issue based on the comparison. 5. The computer-implemented electronic medical record (EMR) access control system of claim 4, wherein the computer provides the patient with prepared background information about the medical issue. 6. The computer-implemented electronic medical record (EMR) access control system of claim 4, wherein the computer provides the patient with clinical options for assisting in correcting the medical issue. 7. The computer-implemented electronic medical record (EMR) access control system of claim 4, wherein the patient is prompted to seek healthcare support. ... | Epic Systems Corporation | A61B005/00 G06F019/00
US08721570 | B2 | 2014-05-13 | Strain monitoring system and apparatus | 2013-08-22 | A system for monitoring strain as an indicator of biological conditions, such as spinal fusion, glucose levels, spinal loading, and heart rate. The system includes an inter-digitated capacitor sensor, and RF transmitter, and an associated antenna, all of which are microminiature or microscopic in size and can be implanted in a biological host such as a human or animal. An inductively coupled power supply is also employed to avoid the need for implantation of chemical batteries. Power is provided to the sensor and transmitter, and data is transmitted from the sensor, when an external receiving device, such as a handheld RF ID type receiver, is placed proximate the location of the implanted sensor, transmitter and inductively coupled power supply. The implanted sensor, transmitter and inductively coupled power supply can be left in place permanently or removed when desired. | 1. An apparatus for sensing strain, comprising: a sensor;said sensor comprising an inter-digitated area variation capacitor;wherein said sensor comprises a plurality of free-standing inter-digitated fingers;and wherein lateral movement of the inter-digitated fingers produces a change in capacitance detected by said sensor;a transmitter;said transmitter coupled to said sensor;an antenna;said antenna coupled to said transmitter;wherein said sensor, said transmitter, and said antenna are adapted for implantation in a biological host;wherein the sensor is configured to be coupled to an internal body member of the host;wherein said sensor, said transmitter, and said antenna are adapted for monitoring said change in capacitance to measure a characteristic of loading on said body member; anda receiver subsystem configured to interface with an antenna and output a strain value to a user;wherein the receiver subsystem contains a power supply and is external to the host. 2. An apparatus as recited in claim 1: wherein said body member comprises a first bone segment. 3. An apparatus as recited in claim 2: wherein said sensor is adapted for mounting to a fixation device configured to attach to at least said first bone segment and configured to produce a signal representative of strain in said fixation device; andwherein said transmitter is configured for transmitting said signal representative of strain. 4. An apparatus as recited in claim 3: wherein said first bone segment comprises a first vertebra, and wherein said fixation device comprises a spinal fixation device configured to couple a first vertebra to a second vertebra. 5. An apparatus as recited in claim 4: wherein said spinal fixation device has a central area;wherein said spinal fixation device is reduced in width near said central area; andwherein said sensor, said transmitter, and said antenna are affixed to said spinal fixation device proximate to where said spinal fixation device is reduced in width. 6. An apparatus for sensing strain, comprising: a sensor;said sensor comprising an inter-digitated area variation capacitor;wherein said sensor comprises a plurality of free-standing inter-digitated fingers; and wherein lateral movement of the inter-digitated fingers produces a change in capacitance detected by said sensor;a transmitter;said transmitter coupled to said sensor;an antenna;said antenna coupled to said transmitter;wherein said sensor, said transmitter, and said antenna are adapted for implantation in a biological host; andwherein said sensor is adapted for measuring skeletal loading via said change in capacitance; anda receiver subsystem configured to interface with an antenna and output a strain value to a user;wherein the receiver subsystem contains a power supply and is external to the host. 7. A system as recited in claim 6: wherein said sensor is adapted for mounting to a fixation device coupled between a first bone segment and a second bone segment;the sensor being configure... | Deborah Munro (Schenberger) | A61B005/00
US08727977 | B2 | 2014-05-20 | Body-worn vital sign monitor | 2010-04-19 | The invention provides a body-worn vital sign monitor that measures a patient's vital signs (e.g. blood pressure, SpO2, heart rate, respiratory rate, and temperature) while simultaneously characterizing their activity state (e.g. resting, walking, convulsing, falling) and posture (upright, supine). The monitor processes this information to minimize corruption of the vital signs and associated alarms/alerts by motion-related artifacts. It also features a graphical user interface (GUI) rendered on a touchpanel display that facilitates a number of features to simplify and improve patient monitoring and safety in both the hospital and home. | 1. A system for monitoring a patient, comprising: at least one vital sign sensor configured to measure and transmit a time-dependent vital sign waveform; a vital sign monitor configured to be worn on the patient's body and comprising: a housing, a display device on a surface of the housing comprising a touch panel display configured to receive data input and to render a plurality of interfaces, a processing component comprising a microprocessor and a first interface to the vital sign sensor configured to receive the vital sign waveform, and a second interface to the display device configured to receive the data input and to cause the display device to render the plurality of interfaces, the processing component configured to (i) determine from the vital sign waveform a vital sign value, (ii) cause the display device to render a first graphical user interface in a default mode, (iii) cause the display device to render a second graphical user interface which displays the vital sign value in a password-protected mode, (iv) cause the display device to render a third graphical user interface which collects data input characterizing the patient's cognitive ability from the display device, and (v) analyze the data input characterizing the patient's cognitive ability to determine a mentation parameter indicating the level of cognitive ability of the patient, and a wireless transmitter configured to receive the vital sign value and the mentation parameter from the processing component and transmit them over a wireless interface; and a remote computer configured to receive the vital sign value and the mentation parameter from the vital sign monitor. 2. The system of claim 1, wherein the third graphical user interface comprises the set of input fields configured to collect data input characterizing the patient's cognitive ability. 3. The system of claim 2, wherein the touchpanel display comprises a touch-sensitive area associated with each input field. 4. The system of claim 3, wherein the touch-sensitive area is configured to generate a digital signal after being contacted. 5. The system of claim 3, wherein each input field comprises a unique graphical icon. 6. The system of claim 2, wherein the set of input fields are organized to form a cognitive ability test. 7. The system of claim 6, wherein each input field comprises a numerical value, and the mentation test comprises an algorithm for determining if the input fields are contacted according to a numerical order corresponding to their numerical values. 8. The system of claim 1, wherein the vital sign monitor further comprises a communication system configured to receive audio information from the patient. 9. The system of claim 8, wherein the communication system comprises a microphone. 10. The system of claim 9, wherein the communication system comprises a speech-to-text converter configured to convert audio information received by the microphone into digital information. 11. The system of cl... | Sotera Wireless, Inc. | A61B005/00
US08722015 | B2 | 2014-05-13 | Compositions and methods for treatment of angiogenesis-associated ocular disorders | 2011-04-01 | The invention provides methods and compositions for identifying and quantifying pathological changes on the retina. | 1. A method of identifying retinal pathological neovascularization of a subject comprising locally administering to the retina of said subject a composition comprising a peptide consisting of the amino acid sequence of SEQ ID NO: 1, 2, or 3 that binds to pathological neovessels, and detecting binding of said peptide to retinal blood vessels of said subject, wherein said binding indicates retinal pathological neovascularization. 2. The method of claim 1, wherein said peptide is fluorescently labeled. 3. The method of claim 1, wherein said composition is in the form of eye drops, ointment, gel, or an ocular insert. 4. The method of claim 2, wherein said peptide is labeled with a fluorescent molecule selected from the group consisting of rhodamine, ethidium bromide, fluorescein, green fluorescent protein (GFP), or fluorescein isothiocyanate (FITC). 5. A method of treating retinal pathological neovascularization of an ophthalmic condition or disorder selected from retinopathy of prematurity, diabetic retinopathy, and age-related macular degeneration in a subject in need thereof comprising the steps of: (a) identifying a subject with the ophthalmic condition or disorder; and(b) locally administering to the retina of said subject a peptide consisting of the amino acid sequence of SEQ ID NO: 1, 2, or 3, linked to an anti-angiogenic agent selected from the group consisting of, angiopoietin-2, angiostatin, endostatin, tumstatin, pigment epithelium-derived factor, and a VEGF inhibitor, and a pharmaceutically acceptable carrier, thereby reducing pathological neovascularization. 6. The method of claim 5, wherein said peptide linked to said anti-angiogenic agent is in the form of eye drops, ointment, gel, or an ocular insert. | The Schepens Eye Research Institute, Inc. | A61K049/00 A61K038/00 A61B005/00
US08727999 | B2 | 2014-05-20 | Pulse measurement device, method and medium controlling sensor according to exercise activity level | 2007-04-05 | A pulse measurement device for more precisely measuring a pulse, including a sensing unit to sense a photoplethysmography (PPG) signal and an acceleration signal obtained from a user, a pressure control unit to control pressure applied to the sensing unit, and a signal determination unit to determine an optimum pressure range by analyzing the PPG signal varying with a change of the pressure applied to the sensing unit by the pressure control unit and to determine an exercise level of the user by using the acceleration signal. | 1. A pulse measurement device, comprising: a sensing unit to sense a photoplethysmography (PPG) signal and to directly sense an acceleration signal obtained from a user;a pressure control unit to control pressure applied to the sensing unit;a light amount control unit to control an amount of incident light on the sensing unit; anda signal determination unit to determine an optimum pressure range by analyzing the PPG signal varying with a change of the pressure applied to the sensing unit by the pressure control unit and to determine an exercise level of an activity of the user by using the acceleration signal,wherein the optimal pressure range corresponds to a range of maximum peak values of the PPG signal which have a value greater than a preset percentage of a maximum value among the maximum peak values of the PPG signal,wherein the optimal pressure range is a range of pressure values from a minimum pressure value to a maximum pressure value, in which external pressure is applied in accordance with the user's exercise level, the minimum pressure value corresponds to a first maximum peak value of the PPG signal having a value corresponding to the preset percentage of the maximum value among the maximum peak values, and the maximum pressure value corresponds to a second maximum peak value of the PPG signal having a value corresponding to the preset percentage of the maximum value among the maximum peak values, andwhen the exercise level is determined by the signal determination unit as corresponding to a relatively high level of activity, the pressure control unit controls the pressure applied to the sensing unit to exceed the optimum pressure range and the light amount control unit controls the amount of incident light on the sensing unit to be increased to compensate for any decrease in the PPG signal due to the pressure control unit controlling the pressure to exceed the optimum pressure range. 2. The device of claim 1, wherein the pressure control unit controls the pressure applied to the sensing unit to be the minimum pressure of the optimum pressure range when the exercise level corresponds to a rest state. 3. The device of claim 2, wherein the pressure control unit controls the pressure applied to the sensing unit to be the maximum pressure of the optimum pressure range when the exercise level corresponds to a light walking state. 4. The device of claim 1, wherein the light amount control unit selectively controls the amount of incident light applied to the sensing unit by only increasing the incident light when the exercise level is determined to be a relatively high level of activity and the pressure applied to the sensing unit exceeds the optimum pressure range. 5. A pulse measurement device, comprising: a sensing unit to sense a photoplethysmography (PPG) signal and an acceleration signal obtained from a user;a pressure control unit to control pressure applied to the sensing unit;a light amount control unit to control an amount of ... | Samsung Electronics Co., Ltd. | A61B005/02
US08718735 | B2 | 2014-05-06 | Physiological parameter confidence measure | 2011-06-03 | Confidence in a physiological parameter is measured from physiological data responsive to the intensity of multiple wavelengths of optical radiation after tissue attenuation. The physiological parameter is estimated based upon the physiological data. Reference data clusters are stored according to known values of the physiological parameter. At least one of the data clusters is selected according to the estimated physiological parameter. The confidence measure is determined from a comparison of the selected data clusters and the physiological data. | 1. A method of determining a measure of confidence in a physiological parameter, the physiological parameter determined by transmitting multiple wavelengths of optical radiation into a tissue site and detecting the optical radiation after tissue attenuation, the method comprising: deriving physiological data responsive to the intensity of three or more wavelengths of optical radiation transmitted into a tissue site and detected after tissue attenuation;estimating a physiological parameter based upon the physiological data;providing a plurality of data sets, each of the data sets based on related predetermined physiological data at the three or more wavelengths;selecting at least one data set from the plurality of data sets based on the estimated physiological parameter; anddetermining a measure of confidence in the estimated physiological parameter based upon the selected at least one data set and the derived physiological data. 2. The method according to claim 1, wherein the providing step comprises: predetermining the physiological data for known values of the physiological parameter across a sample population;grouping the data into sets according to the physiological parameter values; andstoring the data sets so as to be retrievable according to the physiological parameter values. 3. The method according to claim 1, wherein the selecting step comprises: determining at least one data set having a corresponding physiological parameter value closest to the estimated physiological parameter; andreading the determined at least one data set from the memory. 4. The method according to claim 3, wherein the physiological data comprise ratios of normalized plethysmographs. 5. The method according to claim 4, wherein the physiological parameter comprises SpO2, MetHb or HbCO. 6. The method according to claim 5, wherein the data sets comprise a plurality of parametric curves of normalized plethysmograph ratio versus wavelength. 7. The method according to claim 1, further comprising: activating a probe-off alarm when the measure of confidence is less than a predetermined value. 8. The method according to claim 1, further comprising: activating a probe-off alarm when the measure of confidence falls outside a predetermined region. 9. A confidence measurement system comprising: a sensor configured to provide data responsive to the intensity of three or more wavelengths of optical radiation transmitted into a tissue site and detected after tissue attenuation;a preprocessor configured to receive data from the sensor and determine a plurality of physiological data therefrom;a parameter estimator configured to receive the plurality of physiological data and output an estimate of a physiological parameter;a data element configured to store a plurality of data sets corresponding to known values of the physiological parameter and based on related predetermined physiological data at the three or more wavelengths; anda confidence measurer adapted to compare the... | Cercacor Laboratories, Inc. | A61B005/1455
US08715209 | B2 | 2014-05-06 | Methods and devices to modulate the autonomic nervous system with ultrasound | 2012-04-12 | In some embodiments, sympathetic nerves surrounding arteries or leading to organs are targeted with energy sources to correct or modulate physiologic processes. In some embodiments, different types of energy sources are utilized singly or combined with one another. In some embodiments, bioactive agents or devices activated by the energy sources are delivered to the region of interest and the energy is enhanced by such agents. | 1. A method of treating a patient, comprising: directing an energy applicator within a blood vessel to a target region comprising a nerve within an autonomic nervous system and delivering a three dimensional pattern of unfocused ultrasound energy to the target region in an approximately spherical or ellipsoidal configuration around a reference position associated with the blood vessel using the energy applicator, wherein the energy applicator comprises an intravascular catheter. 2. The method of claim 1, wherein the blood vessel leads to or from a kidney. 3. The method of claim 1, wherein the nerve is up to ten millimeters away from the blood vessel. 4. The method of claim 1, wherein the delivery of ultrasound energy generates heat around the blood vessel but not inside a wall of the blood vessel. 5. The method of claim 4, wherein the delivery of ultrasound energy generates a temperature around the vessel between 40 and 60 degrees Fahrenheit. 6. The method of claim 4, wherein the delivery of ultrasound energy generates a temperature around the vessel between 60 and 90 degrees Fahrenheit. 7. The method of claim 4, wherein the method further comprises cooling the inside of the blood vessel. 8. The method of claim 1, wherein the intensity of the delivered ultrasound energy is between 50 mW/cm2 and 1000 mW/cm2. 9. The method of claim 1, wherein the frequency of the delivered ultrasound energy is between 0.5 Mhz and 10 Mhz. 10. The method of claim 1, wherein the nerve is a renal nerve. 11. The method of claim 1, wherein the delivered three dimensional pattern of unfocused ultrasound energy at least partially modulates nerves associated with the carotid sinus. 12. The method of claim 1, wherein the delivered three dimensional pattern of unfocused ultrasound energy at least partially ablates the carotid body. 13. The method of claim 1, wherein the nerve is associated with an aortic baroreceptor. 14. A method of altering the autonomic nervous system, comprising: delivering a three dimensional pattern of a first dose of unfocused ultrasound energy to a target region in the vicinity of a blood vessel within a patient; detecting a change in a parameter related to a response of the autonomic nervous system to the application of the first dose;and delivering a three dimensional pattern of a second dose of unfocused ultrasound energy to the target region in response to the detected change in the parameter,wherein the first and second doses of unfocused ultrasound energy are delivered to the target region in an approximately spherical or ellipsoidal configuration around a reference position associated with the blood vessel. 15. The method of claim 14, wherein the parameter comprises blood pressure. 16. The method of claim 14, wherein the parameter comprises a norepinephrine level in blood. 17. The method of claim 14, wherein the parameter comprises a norepinephrine level in a kidney. 18. The method of claim 14, wherein the parameter comprises a... | Kona Medical, Inc. | A61B005/05
US08734364 | B1 | 2014-05-27 | Device and method for obtaining a biological sample | 2013-11-07 | Embodiments relate generally to a sampling device adapted for sampling of biological materials from a subject and methods of use or manufacture of such devices, as well as diagnostic methods employing such devices and kits including such devices. The sampling device may comprise: an outer tube; an elongate insertion member having a first end and a second end, wherein the first end is distal of the second end, the insertion member being received in and sized to be movable through the outer tube; a coupling portion disposed at the first end of the insertion member; and a sampling portion coupled to the coupling portion and configured to collect the biological materials. The coupling portion is separable from the insertion member. | 1. A sampling device adapted for transcervical sampling of biological materials from a patient comprising: an outer tube having visible reference marks at a first end of the tube, the marks indicating intervals of distance along the first end of the tube;an elongate insertion member having a first end and a second end, wherein the first end is distal of the second end, the insertion member being received in and sized to be movable through the outer tube;a coupling portion disposed at the first end of the insertion member;a sampling portion coupled to the coupling portion and configured to collect the biological materials by absorption or adsorption;a first stop disposed adjacent the reference marks on the outer tube, the position of the first stop being adjustable with respect to the reference marks on the outer tube; anda second stop arranged to restrict the distance that the first end of the insertion member can extend past the first end of the outer tube;wherein the first stop is sized to pass through a vagina of the patient but to be restricted from passing through an external os of a cervix of the patient, and wherein the outer tube is sized to pass through the external os; andwherein the insertion member is formed to have a structurally weakened portion that is structurally weakened relative to immediately adjacent portions of the insertion member and is formed proximally of the coupling portion at the first end of the insertion member, wherein the structurally weakened portion facilitates separation of the coupling portion from the insertion member; andwherein the outer tube and insertion member are movable relative to each other between at least a first position where the sampling portion is covered by the outer tube, a second position where the sampling member is uncovered by the outer tube and the coupling portion is at least partially covered by the outer tube, and a third position where the sampling portion, coupling portion and structurally weakened portion are uncovered by the outer tube to allow separation of the coupling portion from the insertion member. 2. The device of claim 1, wherein the movement of the outer tube with respect to the elongate insertion member from the first position to the third position is limited by the second stop contacting a limiting structure that restrains the outer tube in the second position until the second stop overcomes the limiting structure. 3. The device of claim 2 wherein the limiting structure is a circumferentially enlarged portion of the insertion member and the second stop is a tubular member, the tubular member being able to overcome the limiting structure by receiving the limiting structure within a portion of a central lumen, and the limiting member having an interference fit with the second stop. 4. The device of claim 1, wherein the structurally weakened portion is arranged such that when a moment is applied about the structurally weakened portion, plastic deformation or breaking o... | Genetic Technologies Limited | A61B005/00
US09314207 | B2 | 2016-04-19 | Device and method for authorizing the operation of a medical apparatus using a portable identification device carried by an operator | 2013-11-27 | Treatment system for a patient, preferably for performing a dialysis treatment, including a medical apparatus, preferably a dialysis apparatus, having a communication device which is configured to emit a wireless interrogation signal and receive a wireless identification signal, and an identification device which can be carried by an operator to identify the operator. The identification device is preferably embodied as a watch and is configured to send a wireless identification signal to the medical apparatus to confirm the identity of the operator and that the operator is authorized to operate the medical apparatus to which the signal has been sent. | 1. A treatment system for a patient for performing a dialysis treatment comprising: a dialysis apparatus having a communication device which is configured to emit a wireless interrogation signal and receive a wireless identification signal; andan identification device that can be carried by an operator, said identification device configured to send a wireless identification signal to the dialysis apparatus, to emit an identification signal at least one of periodically and after reception of an interrogation signal from the communication device of the dialysis apparatus, and to receive and display information sent by the communication device, wherein the communication device is configured to verify whether the identification signal belongs to a member of the maintenance staff and, when the identification signal is an identification signal of a member of the maintenance staff and when a need for maintenance of the dialysis apparatus has been determined, to send at least one of a suitable alarm and suitable information to the identification device of the maintenance staff member regarding the need for maintenance, said maintenance staff member, in response to said at least one of an alarm and information, then acting to do at least one of determine what maintenance of the dialysis apparatus is required, and perform the required maintenance. 2. The treatment system according to claim 1, wherein the communication device of the dialysis apparatus and the identification device are configured to communicate with each other via a common wireless radio standard. 3. The treatment system according to claim 1, wherein the communication device of the dialysis apparatus and the identification device are configured to communicate with each other via an infra-red signal. 4. The treatment system according to claim 1, wherein a log database is provided and the dialysis apparatus is configured to enter operating accesses and the identities of the operators who effect the operating accesses into the log database. 5. The treatment system according to claim 1, wherein the identification device is formed as a watch, a pager, a mobile phone, or a portable computer. 6. The treatment system according to claim 1, wherein the identification device is formed as a tablet PC. 7. A method for identifying an operator of a medical apparatus for a treatment system, the medical apparatus having a communication device which is configured to emit a wireless interrogation signal and receive a wireless identification signal and an identification device that can be carried by an operator, said method comprising the steps of: wirelessly emitting an interrogation signal by the communication device of the medical apparatus to at least one identification device carried by an operator, the identification device identifying the operator;sending a wireless identification signal from the identification device to the medical apparatus in response to receipt of the interrogation signal;recei... | FRESENIUS MEDICAL CARE DEUTSCHLAND GMBH | H04B007/00 A61B005/00 A61M001/14 H04W012/06 G06F019/00 H04L029/08 A61B019/00
US09254111 | B2 | 2016-02-09 | PET acquisition scheduling based on MR scout images | 2012-11-27 | Exemplary embodiments of the present disclosure are directed to scheduling positron emission tomography (PET) scans for a combined PET-MRI scanner based on an acquisition of MR scout images of a subject. An anatomy and orientation of the subject can be determined based on the MR scout images and the schedule for acquiring PET scans of the subject can be determined from the anatomy of the subject. The schedule generated using exemplary embodiments of the present disclosure can specify a sequence of bed positions, scan durations at each bed position, and whether respiratory gating will be used at one or more of the bed positions. | 1. A method of operating a combined PET-MRI scanner comprising: acquiring a sequence of MR scout images of a subject with a processing device in communication with MR imaging components to acquire the sequence of the MR scout images of the subject via a MRI scanner portion of the combined PET-MRI scanner;automatically determining an anatomy and an orientation of the subject at various table positions with the processing device based on the MR scout images; andautomatically generating a sequence of table positions and scan durations for each table position for acquiring PET scans of the subject with the processing device in communication with PET imaging components and the MR imaging components to acquire a sequence of PET scans of the subject via a PET scanner portion and according to the sequence programmatically generated based on the anatomy of the subject determined from the MR scout images, wherein each of the scan durations are determined based on at least one of an expected PET attenuation or whether retrospective respiratory gating will be used for a region identified in the MR scout images. 2. The method of claim 1, wherein the table is automatically moved along a longitudinal axis with respect to an MRI scanner portion of the combined PET-MRI scanner, and wherein the table is automatically moved through a field of view of the MRI scanner portion to acquire the sequence of MR scout images along at least a portion of a length of the table. 3. The method of claim 2, further comprising acquiring at least one of the PET scans of the sequence of PET scans at each of the table positions. 4. The method of claim 3, wherein the sequence includes an acquisition time associated with each of the table positions and the method further comprises acquiring the at least one of the PET scans at each of the table positions according to the acquisition time. 5. The method of claim 4, further comprising calculating the acquisition time based on the anatomy of the subject determined from the MR scout images. 6. The method of claim 4, further comprising identifying the PET scans of the sequence of PET scans for which respiratory gating or motion compensation algorithm will be used. 7. The method of claim 4, further comprising calculating the table positions to separate moving anatomy PET scans from non-moving anatomy scans based on the MR scout images. 8. The method of claim 1, wherein the anatomy determined from the MR scout images are represented in an anatomy map and an orientation of the subject is determined based on the anatomy map. 9. The method of claim 1, wherein the table is automatically moved along a longitudinal axis with respect to an MRI scanner portion of the combined PET-MRI scanner to acquire the MR scout images; and wherein the table is automatically moved along the longitudinal axis with respect to the PET scanner portion of the combined PET-MRI scanner to acquire at least one of the PET scans of the sequence of PET scans at a sequ... | General Electric Company | A61B006/00 A61B005/00 A61B005/055 A61B006/02 A61B006/04 A61B006/03
US09415213 | B2 | 2016-08-16 | Systems and leads for improved RF compatibility and methods of manufacture and use | 2013-11-06 | An implantable electrical stimulation lead includes a lead body having a distal end, a proximal end, and a longitudinal length; a plurality of electrodes disposed along the distal end of the lead body; a plurality of terminals disposed along the proximal end of the lead body; and a plurality of conductors electrically coupling the plurality of electrodes to the plurality of terminals. To reduce or redistribute current induced in the conductors during an MRI procedure, an internal conductive structure, such as a dummy coil or hollow metal tube, or non-therapeutic electrodes may be provided. Alternatively or additionally, a multi-layer region of the conductors may extend beneath the electrodes or terminals or the electrodes or terminals may vary in size or surface area. | 1. An implantable electrical stimulation lead comprising: a lead body having a distal end, a proximal end, and a longitudinal length;a plurality of electrodes disposed along the distal end of the lead body;a plurality of terminals disposed along the proximal end of the lead body;a plurality of conductors electrically coupling the plurality of electrodes to the plurality of terminals; andat least one internal conductive structure disposed within the distal end or proximal end of the lead body near at least one of the electrodes or terminals, respectively, wherein the at least one internal conductive structure is not conductively connected to the electrodes, terminals, or conductors, wherein the at least one internal conductive structure comprises a dummy coil disposed within the distal end of the lead body and extending radially under at least a distal-most one of the plurality of electrodes. 2. The lead of claim 1, wherein the dummy coil extends along a portion of the lead containing a plurality of the plurality of electrodes. 3. A method for stimulating tissue, the method comprising: implanting the lead of claim 1 into tissue of a patient such that at least some of the electrodes are disposed in proximity to tissue to be stimulated; andproviding current to at least some of the electrodes from an electrically coupled pulse generator. 4. The lead of claim 1, wherein the dummy coil is grounded. 5. The lead of claim 1, wherein each of the plurality of conductors comprises a coiled portion and an uncoiled distal portion that extends from the coiled portion to a one of the plurality of electrodes to which the conductor is coupled. 6. An electrical stimulation system comprising: the lead of claim 1;a control module configured and arranged to electrically couple to the proximal end of the lead body, the control module comprising a housing, andan electronic subassembly disposed in the housing; anda connector for receiving the lead, the connector having a proximal end, a distal end, and a longitudinal length, the connector comprising a connector housing defining a port at the distal end of the connector, the port configured and arranged for receiving the proximal end of the lead body, anda plurality of connector contacts disposed in the connector housing, the connector contacts configured and arranged to couple to at least one of the plurality of terminals disposed on the proximal end of the lead body. 7. The method of claim 3, further comprising applying a RI field to the lead and tissue. 8. The method of claim 7, wherein applying a RF field comprises conducting an MRI procedure on a patient within whom the lead is implanted. 9. The lead of claim 5, wherein the dummy coil has a pitch that is equal to a pitch of the coiled portion of at least one of the conductors. 10. The lead of claim 5, wherein the dummy coil has a coil diameter that is equal to a coil diameter of the coiled portion of at least one of the conductors. 11. The electrical stimul... | Boston Scientific Neuromodulation Corporation | A61N001/37 A61N001/08 A61N001/05 A61B005/055
US09307911 | B2 | 2016-04-12 | Rotational shape-memory actuators and associated devices, systems, and methods | 2014-01-17 | Rotational shape-memory actuators and associated devices, systems, and methods are disclosed. In some embodiments, a rotational shape-memory actuator includes a first anchor, a second anchor, a spring element extending between the first and second anchors, a first shape memory element extending between the first and second anchors, a second shape memory element extending between the first and second anchors, and a communication line wrapped around the first and second shape memory elements. The first and second shape memory elements are configured to transition between a first configuration in which the first and second shape memory elements are twisted together and a second configuration in which the first and second shape memory elements are less twisted together such that transitions of the first and second shape memory elements between the first and second configurations cause the second anchor to rotate with respect to the first anchor. | 1. A method of manufacturing an intravascular imaging device, comprising: providing a first anchor and a second anchor;fixedly securing at least two shape memory elements to the first anchor and the second anchor;rotating the second anchor relative to the first anchor such that the at least two shape memory elements are twisted together; andcoupling an imaging element to the second anchor;wherein the at least two shape memory elements are configured to transition between a first state and a second state such that when the at least two shape memory elements are in the first state the at least two shape memory elements are twisted together and when the at least two shape memory elements are in the second state the at least two shape memory elements are less twisted than in the first state. 2. The method of claim 1, wherein the first state is a martensite state and the second state is an austenite state. 3. The method of claim 1, further comprising wrapping a communication line for an imaging element around the at least two shape memory elements. 4. The method of claim 3, further comprising fixedly securing a spring to the first anchor and the second anchor. 5. The method of claim 4, wherein the spring is positioned around the communication line such that the communication line is positioned between the at least two shape memory elements and the spring. 6. The method of claim 5, wherein a length between the first anchor and the second anchor is less than 5 mm after the first and second shape memory elements and the spring are secured thereto. 7. The method of claim 3, further comprising positioning an insulating member around the at least two shape memory elements, wherein wrapping the communication line for the imaging element around the at least two shape memory elements comprises wrapping the communication line around the insulating member. 8. The method of claim 3, wherein the imaging element is an ultrasound transducer and the communication line comprises an electrical conductor. 9. The method of claim 3, wherein the imaging element is an optical emitter and the communication line comprises an optical fiber. 10. The method of claim 1, wherein the at least two shape memory elements comprise at least three shape memory elements. 11. An intravascular imaging device, comprising: a flexible elongate member;a first anchor fixedly secured to the flexible elongate member;a second anchor;an imaging element coupled to the second anchor;at least two shape memory elements extending between the first and second anchors, a proximal portion of each of the at least two shape memory elements secured to the first anchor and a distal portion of each of the at least two shape memory elements secured to the second anchor;wherein the at least two shape memory elements are configured to transition between a first state and a second state such that when the at least two shape memory elements are in the first state the at least two shape memory elements are i... | Volcano Corporation | A61B008/14 A61B005/00 A61B008/12 A61B008/00
US09427157 | B2 | 2016-08-30 | Biosignal transmitter, biosignal receiver, and method of transmitting and receiving biosignal | 2013-10-17 | Technology for transmitting and receiving a biosignal based on a pattern related to the biosignal and a feature point included in the biosignal. A biosignal transmitter includes a biosignal obtaining unit configured to obtain a biosignal comprising a plurality of unit signals, a parsing unit configured to parse the biosignal to extract a first unit signal of the plurality of unit signals, a pattern obtaining unit configured to obtain a pattern related to the biosignal based on the first unit signal, and a transmitting unit configured to transmit information related to a feature point of the first unit signal based on the first unit signal and the pattern. | 1. A biosignal transmitter comprising: a biosignal obtaining unit configured to obtain a biosignal comprising a plurality of unit signals;a parsing unit configured to parse the biosignal to extract a first unit signal of the plurality of unit signals;a generating unit configured to generate a pattern that correlates to the first unit signal in response to a determining of which pattern, of a plurality of patterns, correlates to the first unit signal indicating that a correspondable pattern has not yet been generated; anda transmitting unit configured to: transmit the generated pattern that correlates to the first unit signal when the determining of which pattern correlates to the first unit signal indicates that the correspondable pattern has not yet been generated,transmit information related to a feature point of the first unit signal when the first unit signal correlates to a predetermined pattern, andtransmit the first unit signal when the first unit signal does not correlate to the predetermined pattern,wherein the information related to the feature point comprises an amplitude and position of a peak in the first unit signal. 2. The biosignal transmitter of claim 1, wherein the parsing unit is further configured to extract the first unit signal by detecting respective peaks of the plurality of unit signals, and parsing the biosignal based on positions of the peaks. 3. The biosignal transmitter of claim 1, further comprising: a pattern determining unit configured to determine a pattern, of the plurality of patterns, related to the biosignal based on the first unit signal, including the determining of which pattern of the plurality of patterns correlates to the first unit signal, wherein the generating unit is comprised in the pattern determining unit. 4. The biosignal transmitter of claim 3, wherein the determining unit is further configured to: obtain a first pattern, of the plurality of patterns determined correspondable with the first unit signal, stored in a storage space provided in advance;determine whether the first pattern corresponds to a waveform of the first unit signal; anddetermine that the first pattern correlates to the first unit signal based on a result of the determining of whether the first pattern corresponds to the waveform of the first unit signal. 5. The biosignal transmitter of claim 3, wherein the generating unit is further configured to: receive a predetermined number of unit signals from the parsing unit; andcalculate an average of the predetermined number of the unit signals to generate the pattern that correlates to the first unit signal. 6. The biosignal transmitter of claim 1, wherein the transmitting unit is further configured to: calculate a correlation between the first unit signal and the predetermined pattern;extract the feature point of the first unit signal in response to the correlation meeting a predetermined threshold; andtransmit the information related to the feature point. 7. The biosignal tra... | Samsung Electronics Co., Ltd. | A61B005/04 A61B005/00 A61B005/0452 A61B005/0408 A61B005/0456 G06K009/00
US09675290 | B2 | 2017-06-13 | Sensitivity calibration of in vivo sensors used to measure analyte concentration | 2013-10-29 | Methods, devices, systems, and computer program products are provided to improve sensitivity calibration of an in vivo analyte sensor and usability of an associated analyte monitoring system. In certain embodiments, methods are provided that improve the user experience of using an analyte monitoring system. Certain embodiments of the present disclosure include features that reduce the amount of calibration or re-calibration performed by the analyte monitoring system. More specifically methods of using a suspect calibration attempt to avoid having to recalibrate by adjusting the calibration or mitigating effects of sensor signal attenuation that caused the calibration attempt to be suspect are provided. Additional features are disclosed. | 1. A computer-implemented method, comprising: receiving a signal representative of sensor data from an analyte sensor configured to monitor an analyte level over time;calibrating the analyte sensor if attenuation of the received signal from the analyte sensor is not detectable;deferring calibration of the analyte sensor if attenuation of the received signal from the analyte sensor is detectable when calibration is requested, wherein the calibration is deferred until the attenuation of the received signal is no longer detected;storing the signal from the analyte sensor for a period of time spanning from before the calibration to after the calibration;determining whether a previously undetected signal attenuation has occurred during the calibration based on the stored signal after the calibration has been completed;performing reconstruction of the received signal based on the stored signal from the analyte sensor for the period of time spanning from before the calibration to after the calibration, when it is determined that the previously undetected signal attenuation has occurred, to generate a reconstructed signal;determining whether the previously undetected signal attenuation is continuing to occur in the reconstructed signal according to at least one attenuation characterization;in response to the previously undetected signal attenuation not continuing to occur in the reconstructed signal, updating the calibration of the analyte sensor based on the reconstructed signal; andin response to the previously undetected signal attenuation continuing to occur in the reconstructed signal, invalidating the calibration of the analyte sensor and requesting a new calibration of the analyte sensor. 2. The method of claim 1, further including displaying an analyte concentration value corresponding to the monitored analyte level if the previously undetected signal attenuation did not occur during calibration based on the stored signal. 3. The method of claim 2, further comprising suspending displaying the analyte concentration value if the calibration of the analyte sensor is invalidated and the previously undetected signal attenuation is greater than a predefined threshold. 4. The method of claim 1, further comprising displaying an analyte concentration value when the new calibration is performed and the previously undetected signal attenuation is less than a predefined threshold. 5. The method of claim 1, further comprising delaying invalidating the calibration if the previously undetected signal attenuation is determined to be continuing to occur. 6. The method of claim 1, wherein deferring calibration if attenuation of the signal from the analyte sensor is determined to be continuing to occur further includes detecting signal attenuation from at least one of a hardware system condition, an environmental condition, and a physiological condition. 7. The method of claim 1, wherein deferring calibration if attenuation of the signal from the analyte sens... | Abbott Diabetes Care Inc. | A61B005/00 A61B005/1495 A61B005/145
US20140128754 | A1 | 2014-05-08 | MULTIMODAL PHYSIOLOGICAL SENSING FOR WEARABLE DEVICES OR MOBILE DEVICES | 2012-11-08 | Embodiments relate generally to electrical and electronic hardware, computer software, wired and wireless network communications, and wearable computing devices for sensing health and wellness-related physiological characteristics. More specifically, disclosed is a physiological sensor using, for example, acoustic signal energy to determine physiological characteristics in one mode, such as a heart rate, the physiological sensor being disposed in a wearable device (or carried device), and generating data communication signals using acoustic signal energy in another mode. The physiological sensor also can be configured to receive data communication signals. In at least one embodiment, an apparatus includes one or more multimodal physiological sensors configured to receive physiological signals in a first mode and at least generate data communication signals in a second mode. A wearable housing includes the multimodal physiological sensors, and a multimodal physiological sensing device is configured to receive a sensor signal and generate data representing a physiological characteristic. | 1. An apparatus comprising: one or more multimodal physiological sensors configured to receive physiological signals in a first mode and to generate data communication signals in a second mode;a wearable housing including the one or more multimodal physiological sensors, the wearable housing configured to position at least a subset of the one or more multimodal physiological sensors to receive a physiologic signal originating from human tissue; anda multimodal physiological sensing device configured to receive a sensor signal to based on the physiologic signal, the multimodal physiological sensing device being further configured to generate data representing a physiological characteristic. 2. The apparatus of claim 1, wherein the multimodal physiological sensing device is configured to further to generate a heart rate signal as the physiological characteristic. 3. The apparatus of claim 1, wherein the one or more multimodal physiological sensors further comprise: one or more multimodal piezoelectric transducers configured to receive acoustic physiological signals in the first mode and to generate acoustic communication signals in the second mode. 4. The apparatus of claim 3, wherein the acoustic signals are generated by either blood vessel pulsation or a human heart, or both. 5. The apparatus of claim 3, wherein the one or more multimodal piezoelectric sensors comprise: a piezoelectric transducer configured to receive the acoustic physiological signals in an audible range of frequencies in the first mode. 6. The apparatus of claim 3, wherein the one or more multimodal piezoelectric sensors comprise: a piezoelectric transducer configured to generate the acoustic communication signals in an ultrasonic range of frequencies in the second mode. 7. The apparatus of claim 3, wherein the one or more multimodal piezoelectric sensors comprise: a piezoelectric transducer configured to receive the acoustic communication signals in an ultrasonic range of frequencies in a third mode. 8. The apparatus of claim 1, wherein the multimodal physiological sensing device comprises: a physiological signal detector configured to determine a heart rate in the first mode; anda data signal generator configured to generate a data communication signal in the second mode. 9. The apparatus of claim 1, wherein the one or more multimodal physiological sensors comprise: a piezoelectric transducer configured to operate in the first mode and the second mode. 10. The apparatus of claim 9, wherein a portion of the piezoelectric transducer is formed external to a surface of the wearable housing, the portion of the piezoelectric transducer being configured to contact the human tissue. 11. The apparatus of claim 9, wherein the piezoelectric transducer is formed within the wearable housing, the wearable housing further comprising: a first material having an acoustic impedance value in a range of acoustic impedance values including a value of acoustic impedance for the human tis... | AliphCom | A61B005/024 A61B005/00
US20140121486 | A1 | 2014-05-01 | Method and apparatus for analyte measurement test time | 2014-01-07 | A disposable biosensor test strip includes a plurality of penetrating members, which are associated with a capillary chamber having a depth suitable for capillary flow of blood and holds a volume of less than about 1.0 .μl of the blood sample. A working electrode and a counter or reference electrode are disposed within the capillary chamber. A reagent is proximal to or in contact with at least the working electrode. The reagent includes an enzyme and a mediator. The reagent reacts with glucose to produce an electroactive reaction product. A blood sample, containing glucose, is applied into the capillary chamber. The capillary chamber directs capillary flow of the blood sample into contact with the reagent to cause the blood sample to at least partially solubilize or hydrate the reagent. The blood sample is detected in the capillary chamber. The electroactive reaction product is electro-oxidized or electro-reduced at the working electrode. | 1. A device of determining the concentration of glucose in a blood sample, comprising: a disposable biosensor test strip including a plurality of penetrating members, each of the penetrating members associated with a capillary chamber having a depth suitable for capillary flow of blood and holding a volume of less than 1.0 μl of the blood sample, a working electrode and a counter or reference electrode disposed within the capillary chamber, and a reagent proximal to or in contact with at least the working electrode, the capillary chamber directing capillary flow of the blood sample into contact with the reagent to cause the blood sample to at least partially solubilize or hydrate the reagent; anda memory with at least one user profile. 2. The device of claim 1, further comprising: a readout of the analyte concentration in the blood sample provided within 10 seconds after the detecting, determining and providing. 3. The device of claim 1, wherein the capillary chamber holds a volume of about 600 nL. 4. The device of claim 3, further comprising: a readout of the glucose concentration that is made within about 5 seconds after said detecting. 5. The device of claim 1, wherein the capillary chamber holds a volume of between 0.25 .μl and 0.4 μl. 6. The device of claim 5, further comprising: a readout of the glucose concentration made within about 5 seconds after said detecting. 7. The device of claim 1, wherein the capillary chamber holds a volume of about 400 nL. 8. The device of claim 7, further comprising: a readout of the glucose concentration made within about 5 seconds after said detecting. 9. The device of claim 1, wherein in the capillary chamber holds a volume of about 300 nL. 10. The device of claim 9, further comprising: a readout of the glucose concentration made within about 5 seconds after said detecting. 11. The device of claim 1, further comprising: a readout of the glucose concentration made within about 8 seconds of said detecting. 12. The device of claim 1, further comprising: a readout of the glucose concentration made about 3.5 to about 8 seconds after said detecting. 13. The device of claim 1, further comprising: a readout of the glucose concentration made within about 5 seconds of said detecting. 14. The device of claim 1, further comprising: a readout of the glucose concentration made within about 4 seconds of said detecting. 15. The device of claim 1, further comprising: a readout of the glucose concentration made about 5 seconds after said detecting. 16. The device of claim 1, further comprising: a readout of the glucose concentration made about 4 seconds after said detecting. 17. A method of determining the concentration of glucose in a blood sample, comprising: providing a disposable biosensor test strip including a plurality of penetrating members, each of the penetrating members associated with a capillary chamber having a depth suitable for capillary flow of blood and holding a volume of less than 1.0 μl o... | SANOFI-AVENTIS DEUTSCHLAND GMBH | A61B005/145 A61B005/151 A61B005/157 A61B005/1468
US20140141385 | A1 | 2014-05-22 | INTEGRATIVE SYSTEM FOR DENTAL PROCEDURES | 2012-07-03 | A dental system including a computer and a display, and one or more dental sensors communicating with the computer. Some of the dental sensors could be operative to provide information or an image of one or more oral components and communicate the image to the computer or computer memory. The image stored in the memory could be a graphic image and the information could also include an image and a predetermined dental treatment protocol. It could be an X-ray image, a two-dimensional image, a three-dimensional image, a panoramic image, and a CT image. This superimposed dental image, received from a number of dental sensors, and the dental instrument image facilitates correction of errors and inaccuracies in instrument location and/or angle of dental instrument positioning and tooth penetration as well as various measurements such as number and length of root canals and other parameters required for performing an accurate dental procedure. | 1-31. (canceled) 32. A dental system comprising: a dental impedance probe comprising two or more electrode terminals and a conductive probe terminated by a sharp tip adapted to penetrate gingival tissue and facilitate contact with a dental implant;a vibrator mechanically connected to the conductive probe and driven by a low frequency signal generator, the vibrator applies low frequency vibrations via the conductive probe tip to the dental implant to cause minute vibrations of the dental implant that would modulate the impedance of the circuit between the two or more electrode terminals and respectively amplitude of the measured AC voltage signal caused by an AC test current signal between the dental implant and a jaw bone; andwherein amplitude modulation of the measured AC voltage signal caused by the AC test current signal is indicative of dental implant jaw bone joint status. 33. The dental system according to claim 32, wherein amplitude modulation of the measured AC voltage signal is inversely proportional to level of the dental implant integration with the jaw bone and indicates on how well an implant was adapted by the jaw bone. 34. The dental system according to claim 32, wherein the vibrator vibrates at a frequency in the range of 2 to 200 Hz. 35. The dental system according to claim 32, wherein the AC test current signal has a frequency between 100 Hz and 100 kHz. 36. A method for detecting a dental implant status, the method comprising: providing two electrodes and bringing a first electrode into contact with a dental implant and a second electrode into contact with a patient's body;providing an AC test current signal having one or more frequencies between the first and the second electrode and measuring an AC voltage signal amplitude caused by the AC test current signal across the first and second electrodes;applying low frequency vibrations to the dental implant and measuring amplitude modulation of the AC voltage signal amplitude across the first and second electrodes; andwherein the AC voltage signal amplitude changing across the first and second electrodes indicates a status of the dental implant and jaw bone joint. 37. A dental system comprising: a computer having a memory and communicating with at least one dental sensor capable of at least providing an image;at least one dental instrument; andat least one display; andwherein the computer is capable of processing information received from the at least one dental sensor and/or stored in the memory and from the dental instrument and display in real time at least one of an orientation and location of the dental instrument relative to the image provided by the dental sensor. 38. The dental system according to claim 37, wherein the image provided by the dental sensor comprises at least one oral component. 39. The dental system according to claim 37, wherein the image stored in the memory comprises at least one of an X-ray image, a two-dimensional image, a three-dimensional imag... | CREATIVE TEAM INSTRUMENTS LTD | A61B005/053 A61C019/04 A61B005/00 A61C001/08 A61B006/03 A61B001/24 A61B001/04 A61B005/06 A61C008/00 A61B006/14
US20140135606 | A1 | 2014-05-15 | BIOLOGICAL INFORMATION DETECTION SENSOR SUPPLY DEVICE | 2012-09-14 | The biological information detection sensor supply device is provided with a main body case having a supply port to which a biological information measurement device can be attached, a housing unit for housing a biological information detection sensor and a sensor supply film including a cover film and a holding film for sandwiching the biological information detection sensor, and a supply unit for supplying the biological information detection sensor from the housing unit to the supply port. The supply unit supplies the biological information detection sensor to the supply port, and separates the holding film and the cover film from the sensor supply film in a state before the biological information detection sensor is supplied to the supply port. At the supply unit, the biological information detection sensor supplied to the supply port is fitted to the biological information measurement device fitted to the supply port. | 1. A biological information detection sensor feeding apparatus comprising: a body case having a feeding opening configured such that a biological information measurer can be attached thereto;a storage section that stores a strip-shaped sensor feeding film in the body case, the sensor feeding film including a biological information detection sensor, and a holding film and a covering film that sandwich the biological information detection sensor; anda feeding section that feeds the biological information detection sensor from the storage section to the feeding opening, wherein:the feeding section is configured to feed the biological information detection sensor to the feeding opening, and separate the holding film and the covering film from the sensor feeding film before feeding the biological information detection sensor to the feeding opening; andthe feeding section is configured to load the biological information detection sensor fed to the feeding opening, into the biological information measurer attached to the feeding opening. 2. The biological information detection sensor feeding apparatus according to claim 1, wherein: the feeding section has a first winding mechanism that winds the covering film separated from the sensor feeding film, and a second winding mechanism that winds the holding film separated from the sensor feeding film; andeach of the first winding mechanism and the second winding mechanism includes a clutch mechanism. 3. The biological information detection sensor feeding apparatus according to claim 1, wherein: the biological information measurer includes a connector and the biological information detection sensor includes a connecting electrode; andthe feeding section is configured to feed the biological information detection sensor to the sensor feeding opening such that the connecting electrode of the biological information detection sensor fed to the feeding opening is electrically connected with the connector of the biological information measurer attached to the feeding opening. 4. The biological information detection sensor feeding apparatus according to claim 1, wherein: the feeding opening includes a pair of rotatable sandwiching claws; andthe feeding section is configured to feed the biological information detection sensor to the feeding opening such that the biological information detection sensor is sandwiched by the pair of the sandwiching claws. 5. A biological information detection sensor feeding apparatus comprising: a measuring section that measures biological information; a body case having a loading opening;a storage section that stores a strip-shaped sensor feeding film in the body case, the sensor feeding film including a biological information detection sensor, and a holding film and a covering film that sandwich the biological information detection sensor; anda feeding section that feeds the biological information detection sensor from the storage section to the loading opening, wherein:the feeding ... | PANASONIC CORPORATION | A61B005/145
US08718738 | B2 | 2014-05-06 | Method and apparatus for coupling a sample probe with a sample site | 2009-02-26 | The invention comprises method and apparatus for fluid delivery between a sample probe and a sample. The fluid delivery system includes: a fluid reservoir, a delivery channel, a manifold or plenum, a channel or moat, a groove, and/or a dendritic pathway to deliver a thin and distributed layer of a fluid to a sample probe head and/or to a sample site. The fluid delivery system reduces sampling errors due to mechanical tissue distortion, specular reflectance, probe placement, and/or mechanically induced sample site stress/strain associated with optical sampling of the sample. | 1. A sample probe configured to communicate with a non-invasive spectroscopic analyzer to determine an analyte property from a sample site of a body part, said sample probe comprising: a sample probe tip and a manifold within said sample probe terminating proximate said sample probe tip, said manifold configured to receive a coupling fluid from a fluid reservoir and comprising at least one fluid redirecting surface, said at least one fluid redirecting surface configured to dissipate kinetic energy of the coupling fluid as the coupling fluid is received from said fluid reservoir; andsaid sample probe tip comprising a first optic and at least one channel extending from said manifold and to a surface of said sample probe tip, said at least one channel configured to distribute the coupling fluid from said manifold to the surface of said sample probe tip, the surface of said sample probe tip forming a pathway for dispersion of the coupling fluid. 2. The sample probe of claim 1, wherein said manifold is configured so that the coupling fluid moves at a greater flow rate in said manifold than in said at least one channel. 3. The sample probe of claim 1, wherein said manifold is configured to at least partially fill with the coupling fluid. 4. The sample probe of claim 1, wherein said at least one channel is configured to circumferentially distribute the coupling fluid about a center of said sample probe tip. 5. The sample probe of claim 1, wherein said at least one channel comprises a cross-sectional dimension of less than five thousandths of an inch and is configured so that the coupling fluid flows by capillary action from said manifold into said at least one channel. 6. The sample probe of claim 5, further comprising at least one groove in the surface of said sample probe tip forming part of the pathway for dispersion of the coupling fluid, wherein said at least one groove comprises a cross-sectional dimension of less than 0.01 inch. 7. The sample probe of claim 1, further comprising at least one groove in the surface of said sample probe tip forming part of the pathway for dispersion of the coupling fluid, wherein said at least one groove is configured so that the coupling fluid flows by capillary action into said at least one groove. 8. The sample probe of claim 1, wherein said sample probe tip is configured so that the coupling fluid moves to a delivery site within three millimeters of a center of said sample probe tip. 9. The sample probe of claim 1, in combination with said non-invasive spectroscopic analyzer, wherein said sample probe tip is configured to move less than five millimeters relative to said non-invasive spectroscopic analyzer to make proximate contact with a sample site during a measurement. 10. The sample probe of claim 9, further comprising an optical train connecting a tip of a collection fiber at said sample probe tip to a detector, wherein said optical train is configured to move in unison with said sample probe tip wh... | GLT Acquisition Corp. | A61B005/00 G02B006/24
US08725230 | B2 | 2014-05-13 | Steering wheel with hand sensors | 2011-04-01 | The invention relates to a steering wheel for a vehicle can include a sensor assembly mounted in the steering wheel. The sensor assembly can include an electrode configured to measure a biological parameter of a driver of the vehicle. In invention further relates to a sensor assembly for a steering wheel. The sensor assembly can include an electrode configured to measure a biological parameter of a driver of the vehicle. The sensor assembly can be configured to be mounted in the steering wheel. | 1. A steering wheel for a vehicle, comprising: a sensor assembly mounted in the steering wheel, wherein the sensor assembly includes a pair of electrodes configured to measure a biological parameter of a driver of the vehicle due to contact with one hand of the driver, wherein the pair of electrodes are electrically isolated from one another such that an electrical current cannot flow directly between the pair of electrodes; anda temperature sensor configured to measure a skin temperature of the driver and disposed on an outer periphery of the steering wheel between the pair of electrodes. 2. The steering wheel of claim 1, wherein the sensor assembly is mounted in a rim of the steering wheel. 3. The steering wheel of claim 1, further comprising a steering wheel covering, wherein a surface of the steering wheel covering and surfaces of the pair of electrodes are substantially flush with one another so that the steering wheel has a tactilely smooth surface. 4. The steering wheel of claim 1, wherein the sensor assembly is configured to measure the heart rate of a driver. 5. The steering wheel of claim 1, wherein the sensor assembly is configured to measure the skin capacitance of a driver. 6. The steering wheel of claim 1, wherein the temperature sensor is positioned to be within 1-3 inches of a driver's hand contacting the steering wheel. 7. The steering wheel of claim 1, wherein the pair of electrodes are separated from one another so that surfaces of the electrodes are not in contact with one another. 8. The steering wheel of claim 1, wherein the sensor assembly includes a housing, wherein the housing is formed in two pieces. 9. The steering wheel of claim 8, further comprising a steering wheel armature, wherein the two pieces of the housing are fitted around the armature of the steering wheel. 10. The steering wheel of claim 8, wherein the two housing pieces interlock via a tongue and groove. 11. The steering wheel of claim 1, wherein the temperature sensor includes an infrared temperature sensor. 12. A vehicle, comprising: a frame;a cockpit interior supported, at least partially, by the frame;a steering wheel disposed proximate to the cockpit interior and configured, when rotated, to steer the vehicle in a desired direction, the steering wheel including: a sensor assembly mounted in the steering wheel and electrically coupled to a vehicle controller, wherein the sensor assembly includes a pair of electrodes configured to measure a biological parameter of a driver of the vehicle due to contact with one hand of the driver, wherein the pair of electrodes are electrically isolated from one another such that an electrical current cannot flow directly between the pair of electrodes; anda temperature sensor configured to measure a skin temperature of the driver and disposed on an outer periphery of the steering wheel between the pair of electrodes;wherein the vehicle controller is configured to alter at least one aspect of a vehicle environ... | TK Holdings Inc. | A61B005/0408 A61B005/01 A61B005/053 B60K028/00 G08B023/00
US08979871 | B2 | 2015-03-17 | Image-guided therapy of a tissue | 2013-03-15 | Image-guided therapy of a tissue can utilize magnetic resonance imaging (MRI) or another medical imaging device to guide an instrument within the tissue. A workstation can actuate movement of the instrument, and can actuate energy emission and/or cooling of the instrument to effect treatment to the tissue. The workstation and/or an operator of the workstation can be located outside a vicinity of an MRI device or other medical imaging device, and drive means for positioning the instrument can be located within the vicinity of the MRI device or the other medical imaging device. The instrument can be an MRI compatible laser probe that provides thermal therapy to, e.g., a tissue in a brain of a patient. | 1. A system for effecting treatment to a tissue, comprising: a motorless drive mechanism that is compatible with and can operate within an operational field of a medical imaging system to image the tissue without substantially disrupting imaging performed by the medical imaging system, the motorless drive mechanism including a holder to hold a treatment device to treat the tissue, and a first wire translation mechanism that couples one or more wires to the holder, such that a translation of the one or more wires effects one or more of a longitudinal displacement of the holder and a rotation of the holder;a base unit that is coupled to the motorless drive mechanism by the one or more wires, the base unit including a second wire translation mechanism to translate the one or more wires;an electronic controller including an input interface to receive position control signals for setting a position of the treatment device, and an output interface that is coupled to the second wire translation mechanism of the base unit, such that the output interface effects movements of the second wire translation mechanism to translate the one or more wires based on the position control signals received by the input interface to effect movements of the first wire translation mechanism, such that one or more of the longitudinal displacement of the holder and the rotation of the holder are effected based on the position control signals received by the input interface;an energy emission probe as the treatment device, wherein the probe generates a plurality of different output patterns, including, with respect to a longitudinal axis of the probe, a symmetrical output pattern and an asymmetrical output pattern;an energy source to generate energy for the probe; anda workstation adapted to transmit the position control signals to the electronic controller, and to transmit energy control signals to the energy source, wherein the workstation is adapted to process a sequence of the position and energy control signals to: move the holder to a first position and effect a symmetrical treatment to a first portion of the tissue that coincides with the first position with the probe, andmove the holder to a second position and effect an asymmetrical treatment to a second portion of the tissue that coincides with the second position with the probe after the symmetrical treatment. 2. The system according to claim 1, further comprising a guide assembly that is attachable to a surface of a patient, the guide assembly including: a base structure that remains stationary relative to the patient when the guide assembly is attached to the surface of the patient in a locked state; anda tilt portion that is coupled to the base structure, the tilt portion that holds the motorless drive mechanism at a position that is separated from the surface of the patient, and the tilt portion providing an adjustable tilt between a trajectory of the motorless drive mechanism and the base structure when the ... | Monteris Medical Corporation | A61B019/00 A61B005/055 A61B018/20 A61B018/22 A61B017/34 A61B018/00
US08738108 | B2 | 2014-05-27 | Endoscope system and processor apparatus thereof, and method for generating images | 2011-11-29 | An image of a portion to be observed is captured while first light beams are applied thereto. Thereby, a first image signal of a first frame is obtained. The first light beams are in a wavelength range in which an absorption coefficient varies in accordance with a change in oxygen saturation of hemoglobin in blood. An image of the portion to be observed is captured while second light beams are applied thereto. Thereby, a second image signal of a second frame is obtained. The second light beams have a broadband wavelength range. Blood volume and oxygen saturation are obtained from the first and second image signals. A blood volume image representing information on the blood volume in pseudo-color and an oxygen saturation image representing information on the oxygen saturation in pseudo-color are generated. The blood volume image is displayed simultaneously with the oxygen saturation image on a display device. | 1. An endoscope system comprising: an illuminating section for projecting illumination light to a portion to be observed, the portion including a blood vessel;an image signal obtaining section for obtaining first to third image signals from reflection light reflected from the portion, the reflection light being in a wavelength range from 460 nm to 700 nm, the first image signal being obtained from first reflection light including a wavelength range in which an absorption coefficient varies in accordance with oxygen saturation of hemoglobin in blood, the second image signal being obtained from second reflection light including a wavelength range in which an absorption coefficient varies in accordance with blood volume, the third image signal being obtained from third reflection light including an arbitrary wavelength range;a blood volume and oxygen saturation calculating section for obtaining information on the blood volume and on the oxygen saturation based on the first to third image signals;a first color table for blood volume which stores a relation between blood volume and signal value of a color difference signal;a second color table for oxygen saturation which stores a relation between oxygen saturation and signal value of a color difference signal;a blood volume and oxygen saturation image generator for generating a blood volume image and an oxygen saturation image, the blood volume image representing the information on the blood volume, the oxygen saturation image representing the information on the oxygen saturation, the blood volume image comprising luminance to which the third image signal is assigned and color difference signal to which signal value of the color difference signal corresponding to blood volume which is obtained at the blood volume and oxygen saturation calculating section in the first color table, the oxygen saturation image comprising luminance to which the third image signal is assigned and color difference signal to which signal value of the color difference signal corresponding to oxygen saturation which is obtained at the blood volume and oxygen saturation calculating section in the second color table; anda display section for displaying the blood volume image and the oxygen saturation image simultaneously or selectively. 2. The endoscope system of claim 1, wherein the color variation of the blood volume image by change of the blood volume is different from the color variation of the oxygen saturation image by change of the oxygen saturation. 3. The endoscope system of claim 1, wherein one of the first and second color tables varies in chroma and the other varies in hue. 4. The endoscope system of claim 1, wherein the blood volume and oxygen saturation calculating section calculates the blood volume-independent oxygen saturation which is not dependent on the blood volume. 5. The endoscope system of claim 4, wherein the blood volume and oxygen saturation obtaining section includes: a signal ratio calculator for... | Fujifilm Corporation | A61B005/1455
US09271640 | B2 | 2016-03-01 | Optical speculum | 2013-09-18 | A system for direct imaging and diagnosing of abnormal cells in a target tissue includes an image acquisition system comprising a plurality of independently movable optical elements. The image acquisition system is arranged to capture at least one of a single image or multiple images or video of cells within the target tissue using at least one of bright field or dark field source divided into independently operated segments to obtain a plurality of data sets. An image analysis and control unit in communication with the image acquisition system analyzes the data sets and applies algorithms to the data sets for diagnosing abnormal cells. | 1. A system for direct imaging, diagnosing and removing abnormal cells in a target tissue, comprising: an image acquisition system comprising a plurality of optical elements arranged to capture at least one of a single image or multiple images or video of cells within the target tissue using at least one of bright field or dark field source divided into independently operated segments to obtain a plurality of data sets, said optical elements slidably mounted to a track and in mechanical connection with a sliding mechanism that provides independent motion to each of said optical elements; and,an image analysis and control unit in communication with the image acquisition system, the image analysis and control unit analyzing the data sets and applying algorithms to the data sets for diagnosing abnormal cells. 2. The system according to claim 1, wherein said sliding mechanism comprises at least one motor. 3. The system according to claim 1, wherein the image acquisition system has three separate and independent illuminations: White/Monochromatic/IR and UV Bright Field (BF) Illumination, White/Monochromatic Dark Field (DF) illumination for diffusive illumination and divided into segments for independent operation, UV LED located behind a dichroic mirror for Fluorescence, and Bright Field (BF) multi spectral illumination. 4. The system according to claim 1, wherein the image acquisition system includes one or more high resolution imaging sensors which capture different wavelength images of a whole field of the target tissue, wherein the images are transmitted to separate channels of said image analysis and control unit and presented separately on a screen. 5. The system according to claim 1, wherein the image acquisition system further comprises a laser ablation module with a 2-D tilted mirror system to enable accurate ablation of abnormal cells, wherein said laser ablation module uses said data sets to eliminate the diagnosed abnormal cells, and the image acquisition system is designed to stop ablation when it is detected that abnormal cells no longer exist in the image. 6. The system according to claim 5, wherein the laser ablation module comprises a pulsed laser beam selected from the group consisting of infrared laser beam, green laser beam, and ultraviolet laser beam, said laser beam guided via a high power fiber to said target tissue using an imaging lens for focusing said pulse beam with sufficient pulse energy and pulse peak power to remove abnormal cells. 7. The system according to claim 1, wherein said system is an optical disposable speculum; further wherein said optical disposable speculum comprises an optical window provided with a layer of elastic material disposed so as to prevent stray light from entering said image acquisition system. 8. The system according to claim 7, wherein said speculum comprises at least one selected from a group consisting of means for preventing the collapse of the cervix wall, suction means for extracti... | Illumigyn Ltd. | G06K009/00 A61B001/32 A61B001/00 A61B001/04 A61B001/06 A61B001/303 A61B018/22 A61B018/20 A61B018/00
US09706931 | B2 | 2017-07-18 | Biosignal measuring device, biosignal measuring method and biosignal program | 2013-02-22 | A biosignal measuring device has a first information acquisition module, a second information acquisition module, a first calculation module, a second calculation module, a third calculation module, a heartbeat interval estimation module, a determination module, and an output module. The first information acquisition module acquires the pulse wave signal. The second information acquisition module acquires an electrocardiogram signal. The first calculation module calculates a pulse wave velocity based. The second calculation module determines a heartbeat interval. The third calculation module calculates a relationship between pulse wave velocity and the heartbeat interval. The heartbeat interval estimation module estimates an estimated heartbeat interval based on pulse wave velocity and calculated relationship. The determination module determines whether the position of the first and second information acquisition modules has changed based on the heartbeat interval and the estimated heartbeat interval. The output module outputs information. | 1. A biosignal-measuring device, comprising: a first information acquisition module configured to acquire multiple pulse wave signals from a subject at a first position;a second information acquisition module configured to acquire multiple electrocardiogram signals from the subject at a second position different from the first position;a first calculation module configured to calculate multiple pulse wave velocities based on signals acquired by the first information acquisition module and the second information acquisition module;a second calculation module configured to calculate multiple heartbeat intervals based on the signals acquired by the first information acquisition module and the second information acquisition module;a third calculation module configured to calculate a relational expression between multiple pulse wave velocities and multiple heartbeat intervals;a heartbeat interval estimation module configured to estimate multiple estimated heartbeat intervals based on new multiple pulse wave velocities and the relational expression;a determination module configured to determine whether a position of at least one of the first information acquisition module or the second information acquisition module is changed based on multiple heartbeat intervals and multiple estimated heartbeat intervals; andan output module configured to output a notification based on the determination of the determination module. 2. The device according to claim 1, wherein the output module is configured to output the notification as an audible signal. 3. The device according to claim 1, further comprising: a correcting module configured to correct a parameter of the relational expression to estimate a blood pressure using the multiple pulse wave velocities if the determination module determines that the position of at least one of the first information acquisition module or the second information acquisition module is changed. 4. The device according to claim 1, wherein the third calculation module is further configured to calculate the relational expression between multiple pulse wave velocities and multiple heartbeat intervals for a period in which the first information acquisition module and the second information acquisition module are determined to be receiving signals in a stable manner. 5. The device according to claim 1, wherein the determination module is configured to determine the position of the first information acquisition module or the second information acquisition module is changed when a difference between a calculated heartbeat interval and an estimated heartbeat interval is over a specified threshold for a specified time. 6. The device according to claim 5, wherein the determination module is configured to update the specified threshold based on the signals acquired by the first information acquisition module or the second information acquisition module. 7. The device according to claim 1, wherein the first information acquisition module ... | TDK Corporation | A61B005/0402 A61B005/021 A61B005/04 A61B005/0285 A61B005/0295
US10792012 | B2 | 2020-10-06 | Interface devices, systems and methods for multimodal probes | 2013-02-04 | In one aspect, the invention relates to one or more rotatable elements and one or more stationary element such that the elements are arranged along a common axis of rotation co-linear with or substantially parallel to an optical path. The optical path is a portion of a sample arm of an interferometer. Further, the rotatable and stationary elements are configured to couple electrical signals and optical signals between a data collection probe and an interface unit or other component of an imaging system. In one embodiment, the data collection probe is a combination ultrasound and OCT probe. In one aspect, the invention relates to a rotary joint in which the optical fiber and a fiber optic rotary joint lie in the center of one or more conductive elements of an electrical rotary joint which are annularly disposed around one or both of the optical fiber and optical rotary joint. | 1. An imaging system comprising: a disposable imaging probe; andan interface unit comprisinga probe connector comprising an electrical connector and a counterbalance, the probe connector configured to receive the disposable imaging probe,the disposable imaging probe comprising an ultrasound transducer and a rotatable optical fiber segment configured to transmit light from a light source and receive scattered light and a probe body, wherein the probe connector is rotationally balanced,wherein the electrical connector is in electrical communication with the ultrasound transducer;a first section of a sample arm of an interferometer, the first section comprising a stationary optical fiber segment configured to transmit and receive light from the light source;an optical rotary joint comprising an optical coupler configured to couple the stationary optical fiber segment to the rotatable optical fiber segment, wherein the rotatable optical fiber segment is a second section of the sample arm an interferometer; andan electrical rotary joint comprising a first annular ring defining a first annular opening and comprising a first conductive winding anda second annular ring defining a second annular opening and comprising a second conductive winding, wherein a first gap is defined between the first conductive winding and the second conductive winding and an elongate cavity is defined by the first and second annular openings,wherein the optical rotary joint and the electrical rotary joint are coaxial and the light passes through the elongate cavity to the rotatable optical fiber segment of the disposable imaging probe. 2. The interface unit of claim 1 further comprising a stator defining a stator bore; anda rotor defining a rotor bore, wherein the stationary optical fiber segment is concentrically disposed in the stator bore, wherein the light is directed to image a blood vessel. 3. The interface unit of claim 1 wherein the optical coupler is disposed within the elongate cavity. 4. The interface unit of claim 3 wherein the first conductive winding is disposed in a first ferrite ring and the second conductive winding is disposed in a second ferrite ring, wherein the ferrite rings are parallel. 5. The interface unit of claim 2 wherein the rotor is at least partially disposed in the stator bore. 6. The interface unit of claim 2 wherein the stator is at least partially disposed in the rotor bore. 7. The interface unit of claim 1 wherein the first gap ranges from about 20 microns to about 100 microns. 8. The interface unit of claim 1 wherein a second rotatable optical fiber segment and the fiber optic rotary joint are at least partially disposed in the elongate cavity and one or more of the conductive windings are annularly disposed around the fiber optic rotary joint. 9. The interface unit of claim 2 wherein the first conductive windings are stationary windings and the stationary optical fiber and stationary windings are connected to the stator. 10. The i... | LightLab Imaging, Inc. | A61B008/00 A61B005/00 A61B008/12
US09750459 | B2 | 2017-09-05 | Imaging alignment apparatus and method of use therefor | 2013-10-31 | An apparatus includes a baseboard, a grid, a first marker, and a second marker. The grid has a plurality of cells integrally formed with the baseboard. The first marker is integrally formed with the baseboard and intersects the grid at a first angle with respect to a reference line. The second marker is integrally formed with the baseboard and intersects the grid at a second angle with respect to the reference line. The first angle and the second angle are vertically opposite. The grid, the first marker, and the second marker are made of materials having luminescence characteristics that are different than an x-ray characteristic of a material of the baseboard. | 1. An apparatus comprising: a baseboard;a grid having a plurality of cells integrally formed with the baseboard;a first marker integrally formed with the baseboard and intersecting the grid at a first angle with respect to a reference line;a second marker integrally formed with the baseboard and intersecting the grid at a second angle with respect to the reference line, the first angle and the second angle being vertically opposite;one or more manipulation devices coupled to the baseboard,wherein the grid, the first marker, and the second marker are made of materials having luminescence characteristics that are different than luminescence characteristics of a material of the baseboard, and wherein each of the one or more manipulation devices is a leg pivotally coupled to the baseboard and extends laterally away from the baseboard to allow one or more manipulation devices to fold onto the baseboard or manipulate the position of the baseboard when on a patient. 2. The apparatus of claim 1, wherein the first marker and the second marker form a V-shape. 3. The apparatus of claim 2, wherein the first marker and the second marker intersect at a vertical axis of the baseboard. 4. The apparatus of claim 1, wherein the materials of the grid, the first marker, and the second marker are denser than the material of the baseboard. 5. The apparatus of claim 1, wherein the grid, the first marker, and second marker are embedded within the baseboard. 6. The apparatus of claim 1, further comprising a target disposed on the baseboard at a central axis of the baseboard. 7. The apparatus of claim 6, wherein the first marker and the second marker meet at the central axis. 8. The apparatus of claim 1, wherein the baseboard and the grid share a central axis. 9. A method for calibrating an imaging device with respect to a patient, the method comprising: positioning the patient on a table;registering the imaging device with respect to a pelvis of the patient;placing an alignment apparatus over the pelvis of the patient and between the patient and the imaging device, the alignment apparatus including a baseboard and a grid formed integrally with the baseboard, the grid having different luminescence characteristics than those of the baseboard, the alignment apparatus having one or more manipulation devices extending laterally away from the baseboard and defining a leg pivotally coupled to the baseboard to allow the one or more manipulation devices to fold onto the baseboard or manipulate the position of the baseboard when on a patient; andregistering the grid with respect to the pelvis using the imaging device. 10. The method of claim 9, wherein the method is iteratively performed until an amount of detectable cross-parallax is reduced to within a tolerance. 11. The method of claim 9, wherein registering the imaging device includes: a) capturing an image of the pelvis; andb) determining whether a horizontal pelvic line of the pelvis is aligned with a horizontal ax... | - | G06K009/00 A61B005/00 A61B006/04 A61B006/08 A61B006/12 A61B006/00 A61B008/08
US09526918 | B2 | 2016-12-27 | Combined MRI and radiation therapy system | 2013-11-12 | A combined MRI and radiation therapy system has MRI imaging equipment and radiation therapy equipment. The MRI imaging equipment includes a shielded solenoidal magnet including a number of main magnet coils arranged coaxially along an axis, and a shielding arrangement arranged coaxially with the axis, at a greater radius from the axis than the main magnet coils. The radiation therapy equipment includes a LINAC assembly, that includes a linear electron accelerator arranged with an electron beam path parallel to the axis, and electron beam deflection arrangement and a target for generating a beam of therapeutic radiation. The linear electron accelerator is located at a position radially between the main magnet coils and the shielding arrangement. | 1. A combined magnetic resonance imaging (MRI) and radiation therapy system, comprising: MRI imaging equipment configured to acquire magnetic resonance data from a region of an examination subject;radiation therapy equipment configured to apply therapeutic radiation to at least a portion of said region;said MRI imaging equipment comprising a shielded solenoidal magnet comprising a plurality of main magnet coils arranged coaxially along an axis, and a magnetic shielding arrangement arranged coaxially with respect to said axis, at a larger radius from said axis than said plurality of main magnet coils;said radiation therapy equipment comprising a LINAC assembly, said LINAC assembly comprising a linear electron accelerator that accelerates electrons in an electron beam along an electron beam path that is parallel to said axis, a target, and a beam deflection arrangement that deflects electrons from said electron beam onto said target to produce a beam of said therapeutic radiation from said target; andsaid linear electron accelerator being located at a position radially between said main magnet coils and said magnetic shielding arrangement. 2. A combined MRI and radiation therapy system as claimed in claim 1, wherein said shielding arrangement comprises a plurality of shield coils that are coaxial with said main magnet coils. 3. A combined MRI and radiation therapy system as claimed in claim 1 comprising a cryostat in which said main magnet coils are contained, said cryostat comprising slots therein located in a path of said beam of therapeutic radiation, said slots allowing said beam of therapeutic radiation to pass between said main magnet coils. 4. A combined MRI and radiation therapy system as claimed in claim 1 comprising a cryostat in which said main magnet coils are contained, said cryostat comprising a window of material that is transparent to said therapeutic radiation located in a path of said beam of therapeutic radiation, That allows said beam of therapeutic radiation to pass between said main magnet coils. 5. A combined MRI and radiation therapy system as claimed in claim 1 comprising an annular cryostat in which said main magnet coils are contained, and a rotatable gantry in which said LINAC assembly is mounted, said gantry being configured to rotate said LINAC assembly around said main magnet coils in said annular cryostat, and said annular cryostat comprising a circumferential annular band composed of material that is transparent to said therapeutic radiation and an annulis within said cryostat, that is aligned with said circumferential band, that is devoid of said main magnet coils, said circumferential band and said annulis having a width along said axis that permits all selected widths of said therapeutic radiation beam to pass there through unimpeded. 6. A combined MRI and radiation therapy system as claimed in claim 5 wherein said shielding arrangement comprises a plurality of shield coils that are coaxial with said main ma... | Siemens PLC | G01V003/00 A61N005/10 A61B005/055 G01R033/48 G01R033/421
US09872641 | B2 | 2018-01-23 | Methods, devices, and systems related to analyte monitoring | 2013-11-27 | Generally, methods, devices, and systems related to analyte monitoring and data logging are provided—e.g., as related to in vivo analyte monitoring devices and systems. In some aspects, methods, devices, and systems are provided that relate to enable related settings based on an expected use of an in vivo positioned sensor; logging or otherwise recording analyte levels acquired or derived—e.g., sample analyte levels more frequently than they are logged or otherwise recorded in memory; dynamically adjust the data logging frequency; randomly determine times of acquiring or storing analyte levels from the in-vivo positioned analyte sensors; and enable recording related settings when the system is operable. | 1. An analyte monitoring device, comprising: receiver electronics adapted to wirelessly receive sensor-use information and analyte data of a user from an on body unit comprising an in vivo positionable analyte sensor, wherein the sensor-use information indicates the on body unit as being a clinical use type or a personal use type;a display;a processor; andmemory operably coupled to the processor, wherein the memory includes instructions stored therein that, when executed by a processor, cause the processor to: identify, based on the sensor-use information, at least one of a plurality of modes associated with the on body unit's type, wherein the plurality of modes comprises a masked mode and an unmasked mode;operate the analyte monitoring device in the masked mode if the on body unit is the clinical use type, wherein the masked mode prevents analyte values of the user from being displayed on the display; andoperate the analyte monitoring device in the unmasked mode if the on body unit is the personal use type, wherein the analyte values of the user are displayed on the display in the unmasked mode,and wherein the analyte monitoring device is configured to switch between the masked mode and the unmasked mode, without user intervention, based on a communication from the on body unit. 2. The analyte monitoring device of claim 1, wherein the masked mode causes the analyte monitoring device to collect data indicative of the analyte values of the user from the on body unit for a period of time, subsequently output data indicative of the analyte values of the user for analysis by a person other than the user, and prevent output of the collected data to the display of the analyte monitoring device during the entire period in which the analyte monitoring device receives analyte data from the on body unit. 3. The analyte monitoring device of claim 1, wherein the unmasked mode causes the analyte monitoring device to collect data indicative of the analyte values of the user from the on body unit and display the analyte values to the user on the display for routine monitoring of a condition of the user. 4. The analyte monitoring device of claim 1, wherein the masked mode causes the analyte monitoring device to collect data indicative of the analyte values of the user from the on body unit for a period of time, subsequently output data indicative of the analyte values of the user for analysis by a person other than the user, and prevent output of the collected data to the display of the analyte monitoring device during the entire period in which the analyte monitoring device receives analyte data from the on body unit; and wherein the unmasked mode causes the analyte monitoring device to collect data indicative of the analyte values of the user from the on body unit and display the analyte values to the user on the display for routine monitoring of a condition of the user. 5. The analyte monitoring device of claim 4, wherein the memory includes instructions... | ABBOTT DIABETES CARE INC. | A61B005/00 A61B005/145 G06F019/00 A61B005/1495
US20140142450 | A1 | 2014-05-22 | SLEEP APNEA DETECTION SYSTEM AND METHOD | 2013-05-20 | The invention provides a sleep apnea detection system and method. The system includes a detecting module, a processing module, a converting module and a determining module. The detecting module detects a plurality of peak time points of R-waves in an ECG (electrocardiograph) signal. The processing module calculates areas of the R-waves at a predetermined time range based on the peak time points, so as to produce a plurality of first R-wave area signals based on the areas and generate an EDR (ECG Derived Respiration) signal based on the peak time points and the first R-wave area signals. The converting module converts the EDR signal to a frequency signal. The determining module determines whether a maximum peak frequency of the frequency signal is at a first frequency segment or a second frequency segment to determine the frequency signal being an apnea signal or a normal breathing signal. | 1. A sleep apnea detection system, comprising: a detecting module for detecting a plurality of peak time points of R-waves in an ECG (electrocardiograph) signal;a processing module for calculating areas of the plurality of R-waves at a predetermined time range based on the peak time points to produce a plurality of first R-wave area signals based on the areas and generate an EDR (ECG derived respiration) signal based on the peak time points and the first plurality of R-wave area signals;a converting module for converting the EDR signal to a frequency signal; anda determining module for determining whether a maximum peak frequency of the frequency signal is at a first frequency segment or a second frequency segment to determine the frequency signal being an apnea signal or a normal breathing signal. 2. The sleep apnea detection system of claim 1, further comprising a signal retrieving module for retrieving the ECG signal of the predetermined time frame at each time interval. 3. The sleep apnea detection system of claim 1, further comprising a first median filter for filtering drifting baseline or negative singularity of the ECG signal. 4. The sleep apnea detection system of claim 1, wherein the processing module further adjusts extrema of the plurality of first R-wave area signals and produces a plurality of second R-wave area signals between the plurality of first R-wave area signals based on a linear interpolation, such that the EDR signal generates a consecutive signal. 5. The sleep apnea detection system of claim 4, further comprising a second median filter for filtering the drifting baseline of the EDR signal to strengthen the consecutive signal, wherein the converting module converts the consecutive signal to the frequency signal based on a fast Fourier transform method. 6. The sleep apnea detection system of claim 1, when the maximum peak frequency is located at the first frequency segment, the determining module further compares the maximum peak with a predetermined threshold, when the maximum peak is greater than the threshold, the determining module determines that the frequency signal is a apnea signal, and when the maximum peak is less than the threshold, the determining module determines that the frequency signal is a mixed signal. 7. The sleep apnea detection system of claim 1, wherein the first frequency segment is less than the second frequency segment, when the maximum peak frequency is located at the second frequency segment, the determining module determines that the frequency signal is the normal breathing signal. 8. A method for detecting a sleep apnea, comprising: (1) detecting peak time points of a plurality of R-waves of an ECG signal;(2) calculating areas of the plurality of R-waves at a predetermined time range based on the peak time points;(3) producing a plurality of first R-wave area signals based on the areas;(4) generating an EDR (ECG derived respiration) signal based on the peak time points and the plurality ... | NATIONAL CHIAO TUNG UNIVERSITY | A61B005/00 A61B005/0456
US20140128735 | A1 | 2014-05-08 | WIRELESS REAL-TIME ELECTROCARDIOGRAM AND MEDICAL IMAGE INTEGRATION | 2013-03-15 | A medical data acquisition and display system utilizing separate data signals to transmit both high-resolution data and low-latency synchronization data acquired from patient sensors utilizing different wireless protocols. The low-latency stream of data transmitted over a radio frequency transmission as a timing-pulse in real-time. This high-resolution data includes detailed sensor readings from the patient and also includes digital markers (i.e., the timing-pulse) identifying the temporal location of the high-resolution data relative to imaging data that is simultaneously acquired from a patient. The high-resolution data can be electrocardiogram (ECG) data. The timing pulse can be based on the physiological QRS complex within the ECG data. The imaging data can be echocardiogram imagery of a heart that generated the ECG data. The echocardiogram imagery and the high-resolution ECG data are presented simultaneously by aligning the transmitted digital markers with the physiological QRS complex within the ECG data. | 1. A multi-channel wireless system for medical electrocardiogram (ECG) data and echocardiogram (echo) image data comprising: a medical data acquisition apparatus configured to acquire ECG data and echo image data from a plurality of sensors;a first radio transmitter, configured to utilize a low-latency data protocol, operably coupled to the medical data acquisition apparatus and configured to transmit a first portion of the ECG data simultaneously with a separate transmission of the echo image data;a second radio transmitter having a high-bandwidth data protocol operably coupled to the medical data acquisition apparatus, and configured to transmit a high-resolution data stream of the ECG data received from the medical data acquisition apparatus, the high-resolution data stream including the first portion of the ECG data;a first radio receiver configured to receive the first portion of ECG data via the low-latency data protocol from the first radio transmitter;a second radio receiver configured to receive the high-resolution data stream of the ECG data via the high-bandwidth data protocol; anda processor operably coupled to the first radio receiver and the second radio receiver, wherein the processor is configured to synchronize the high-resolution data stream of ECG data with the echo image data based on the correspondence of the first portion of the ECG data with a temporal receipt of the echo image data. 2. The system of claim 1, the medical data acquisition apparatus including a processor configured to derive the first portion of the ECG data from the high-resolution data stream of ECG data received from the medical data acquisition apparatus. 3. The system of claim 1, further comprising a display to present the echo image data and the high-resolution data stream of ECG data. 4. The system of claim 1, wherein the echo image data is received via a wireless communication link. 5. The system of claim 1, wherein the echo image data is received via a wired communication link. 6. The system of claim 1, wherein the high-resolution data stream has a data latency of more than 35 milliseconds. 7. The system of claim 1, wherein the low-latency data protocol has a data latency of 35 milliseconds or less. 8. The system of claim 1, wherein the plurality of sensors includes a five-lead electrocardiogram sensor array. 9. The system of claim 1, wherein the plurality of sensors includes a twelve-lead electrocardiogram sensor array. 10. A method of synchronizing echocardiogram (echo) medical image(s) with high-resolution electrocardiogram (ECG) medical data acquired from a patient, the method comprising: obtaining an echo image;obtaining a ECG data signal simultaneously with the obtaining of the echo image;generating a temporal marker based on a marker in the ECG data signal;delivering the echo image to a receiver;transmitting the temporal marker on a low-latency wireless link;coordinating the receipt of the temporal marker and the echo image at the rec... | Cardiac Science Corporation | A61B008/08 A61B008/00 A61B005/0456 A61B005/00 A61B005/04 A61B008/14 A61B005/044
US08715197 | B2 | 2014-05-06 | Blood pressure information measurement device | 2011-02-24 | A blood pressure information measurement device instantaneously changes cuff pressure in a specified pressure section in order to detect a control target value in artery volume constant control. An artery volume signal is detected in that period, and an inflection point of the detected artery volume signal is detected by performing differentiation processing or the like. The inflection point of the detected artery volume signal is fixed as the control target value. | 1. A blood pressure information measurement device for measuring blood pressure information by detecting a volume of an artery, comprising: a cuff to be wound around a predetermined measuring site;an adjustment unit that adjusts pressure in the cuff by pressurization and depressurization;a pressure detector that detects cuff pressure representing the pressure in the cuff;a volume detector arranged at a predetermined position of the cuff, wherein the volume detector detects an artery volume signal indicating the volume of the artery; anda control unit that controls measurement of the blood pressure information by performing servo-control on the adjustment unit so that the volume of the artery is constant,wherein the control unit includes a detection processing unit that detects a control target value in the servo-control based on the artery volume signal, andwherein the detection processing unit comprises: an adjustment control unit that instantaneously changes the cuff pressure in a specified pressure range by controlling the adjustment unit; anda decision unit that detects an inflection point of the artery volume signal obtained in a control period of the adjustment control unit and decides the control target value with using the detected inflection point, wherein the decision unit comprises a differentiation unit that differentiates the artery volume signal, so that when the differentiation unit produces a maximum differential value, the inflection point is detected. 2. The blood pressure information measurement device according to claim 1, wherein the control period of the adjustment control unit is within one heartbeat of a measuring person. 3. The blood pressure information measurement device according to claim 1, wherein the decision unit decides a value corresponding to the detected inflection point as the control target value. 4. The blood pressure information measurement device according to claim 1, wherein the adjustment control unit executes change processing of the cuff pressure in the specified pressure range for a predetermined number of times, andthe decision unit decides an average value of values corresponding to the inflection point of the artery volume signal obtained in the change processing as the control target value. 5. The blood pressure information measurement device according to claim 1, wherein the adjustment control unit executes change processing of the cuff pressure in the specified pressure range for a predetermined number of times, andthe decision unit decides a representative value of values corresponding to the inflection point of the artery volume signal obtained in the change processing as the control target value. 6. The blood pressure information measurement device according to claim 1, wherein the specified pressure range is within a range from a predetermined first pressure value to a second pressure value. 7. The blood pressure information measurement device according to claim 1, wherein the specifie... | OMRON HEALTHCARE Co., Ltd. | A61B005/02
US08718746 | B2 | 2014-05-06 | Pericardial space imaging for cardiac support device implantation | 2008-06-20 | A method for implanting a cardiac support device (CSD) on a patient's heart. An amount of contrast agent sufficient to cause structures on the heart to be visible upon fluoroscopic or other imaging is introduced into the pericardial space surrounding the heart. The heart and contrast agent are imaged to provide a visual indication of the location of the structures of the heart. The CSD is placed on the heart using the visual indications provided by the imaging. | 1. A method for implanting a Cardiac Support Device (CSD) on a patient's heart, including: inserting one or more of a tool for visualizing locations within a pericardial space during the implantation of a CSD on a patient's heart, the tool comprising: an elongate flexible member having an end and one or more radiopaque markers on the elongate flexible member at a predetermined distance from the end into the pericardial space and positioning the end of the elongate flexible member at the intersection of the heart and pericardium;imaging the heart and marker to provide a visual indication of the location of structures of the heart; andusing the predetermined distance to determine the location of the intersection of the heart and the pericardium and using visual indications to position the CSD on the heart. 2. The method of claim 1, wherein imaging the heart includes providing visual indications of the location of the A-V groove and using the visual indication of the A-V groove to place the CSD on the heart. 3. The method of claim 1, further including removing the one or more tool for visualizing locations within a pericardial space. 4. The method of claim 1, further including applying a collar to the pericardium at an opening and causing the collar to form a vacuum seal with the pericardium. | Mardil, Inc. | A61B005/00
US08723939 | B2 | 2014-05-13 | Capsule endoscope system | 2012-07-27 | A capsule endoscope system includes a capsule endoscope which attaches irradiation time of illuminating light required to pick up an image of an object to an item of image data, a magnetic field generating apparatus which generates a guidance magnetic field, an operation section which allows at least one of position and orientation of the capsule endoscope to be changed by manipulating the guidance magnetic field, a control section which attaches posture of a subject, an operating history of the operation section, and an output history of the guidance magnetic field to the item of the image data, a storage unit which stores the item of the image data, and an image play control section which determines, based on at least one piece of the information attached to each item of the image data, whether or not it is necessary to play and display the item of the image data. | 1. A capsule endoscope system comprising: a capsule endoscope comprising:an illumination section adapted to emit illuminating light for illuminating an object in a body cavity of a subject,an imaging section adapted to acquire image data by picking up an image of the object illuminated by the illuminating light, anda magnet adapted to generate a magnetic field;a magnetic field generating apparatus configured to generate a guidance magnetic field to be caused to interact with the magnetic field emitted by the magnet;an operation section configured to allow at least one of position and orientation of the capsule endoscope to be changed actively by manipulating strength and orientation of the guidance magnetic field;a control section configured to be able to attach posture selection information of that indicates which posture of a plurality of predetermined postures the subject is in when the image data is acquired by the capsule endoscope, operating history information that indicates an operating history of the operation section recorded when the image data is acquired by the capsule endoscope, and output history information that indicates an output history of the guidance magnetic field corresponding to the operating history information to each item of the image data outputted from the capsule endoscope and output the image data;a storage unit configured to store each item of the image data outputted from the control section;an image classifying section configured to classify each item of the image data stored in the storage unit as an image data group for each observed region of the capsule endoscope, based on the posture selection information and at least one of the operating history information and the output history information of the information attached to each item of the image data stored in the storage unit; andan image play control section configured to play and display each item of the image data stored in the storage unit for each image data group classified by the image classifying section,wherein the image classifying section is configured to classify each item of the image data stored in the storage unit into an image data group of a gastric fundal portion, an image data group of a gastric corpus side, and an image data group of a vestibular side. | Olympus Medical Systems Corp. | A61B001/04 A62B001/04 A61B005/05 A61B001/00
US08721564 | B2 | 2014-05-13 | Guide wire with core having welded wire segments | 2013-05-13 | An intravascular guide wire having two core materials joined together without the use of a connector tube or sleeve, the core materials being stainless steel and psuedoelastic metal alloy, nitinol. The core materials are joined to each other through an intermediate transition piece made essentially of nickel, which is welded on either side to the two core materials. In a multi-segment intravascular guide wire, discrete, high modulus and medium modulus core portions of different materials are welded to a shapeable, low modulus distal core portion made of a third material having a flattened, shapeable section at a most distal end that is not welded to but made from the distal core portion, so the flattened, shapeable section can be deformed to create a steerable tip. Processes such as simultaneous resistance and friction welding can be used to join the core portions. | 1. A multi-segment intravascular guide wire, comprising: a discrete, proximal, high modulus core portion with proximal and distal ends made of a first material selected from the list consisting of stainless steel, tungsten, or tungsten-rhenium alloy and having a first outer diameter;a discrete, intermediate, medium modulus core portion with proximal and distal ends, wherein the proximal end is joined to the distal end of the proximal core portion, the intermediate core portion being made of a second material of superelastic nitinol and having a second outer diameter;a discrete, shapeable, low modulus distal core portion made of a third material selected from the list consisting of cold worked stainless steel, cold worked linear elastic nitinol, or beta titanium and having a third outer diameter; anda plurality of weld zones formed by resistance welding, joining the discrete core portions together, the weld zones having outer diameters equivalent to the first, second and third outer diameters of the respective core portions. 2. The intravascular guide wire of claim 1, wherein the distal core portion having a flattened shapeable section at a most distal end that is not welded to but is made from the same third material as the shapeable distal portion. 3. The intravascular guide wire of claim 2, wherein the flattened, shapeable section is permanently deformed by finger pressure into at least one of an “L” shape and a “J” shape. 4. The intravascular guide wire of claim 2, wherein the flattened, shapeable section is permanently deformed by finger pressure up to a bending strain of about 3% at its outer surface. | Abbott Cardiovascular Systems Inc. | A61B005/00
US20140136119 | A1 | 2014-05-15 | RATING A PHYSICAL CAPABILITY BY MOTION ANALYSIS | 2014-01-21 | Motion Analysis is used to classify or rate human capability in a physical domain via a minimized movement and data collection protocol optionally producing a discreet, overall figure of merit of the selected physical capability. The minimal protocol can be determined by data mining or other analysis of a more extensive movement and data collection. Protocols can be relevant in medical, sports and occupational applications. Kinematic, kinetic, body type, Electromyography (EMG), Ground Reactive Force (GRF), demographic, and psychological data can be encompassed. Resulting protocols can be capable of transforming raw data representing specific human motions into an objective rating of a skill or capability related to those motions. | 1. A protocol for ascribing a discrete rating to an aspect of human physical performance of a subject comprising: instrumenting the subject to measure, by electronic systems, a predetermined set of motion parameters;directing the subject through a predetermined sequence of motions;collecting real-time data representative, at least, of subject motions;analyzing, according to predetermined criteria, at least a portion of the collected real-time data with a computer system programmed for biomechanical data comparison;determining of a discrete rating based upon the analyzing;where the predetermined motion parameters, predetermined set of motions and predetermined criteria were previously derived by a statistical analysis of measurements of a proper subset of the motion parameters on a proper subset of the motions on a plurality of individuals of known ability in the aspect of human physical performance; the derivation producing the respective predetermined subsets and criteria to comprise an efficient protocol with a desired degree of accuracy and repeatability. 2. The protocol of claim 1 where the discrete rating comprises an overall figure of merit. 3. The protocol of claim 1 where the discrete rating comprises a numeric expression. 4. The protocol of claim 1 where the instrumenting comprises GFR. 5. The protocol of claim 1 where the instrumenting comprises accelerometers. 6. The protocol of claim 1 where the instrumenting and analyzing are performed at distinct locations and times. 7. A protocol for ascribing a discrete rating to an aspect of human physical performance of a subject comprising: analyzing collected real-time data with a computer system programmed for biomechanical data comparison, the computer system having a processor and a memory; the analysis according to predetermined criteria;determining a discrete rating based on the analyzing;where the collected real-time data is representative, at least, of subject's motions determined by instrumenting the subject to measure a predetermined set of motion parameters by electronic systems while the subject is being directed through a predetermined sequence of specific motions;where the predetermined motion parameters, predetermined set of motions and predetermined criteria were previously derived by a statistical analysis of measurements of a proper subset of the motion parameters on a proper subset of the motions on a plurality of individuals of known ability in the aspect of human physical performance; the derivation producing the respective predetermined sets and criteria to comprise an efficient protocol with a desired degree of accuracy and repeatability. 8. The protocol of claim 7 where the discrete rating comprises an overall figure of merit. 9. The protocol of claim 7 where the discrete rating comprises a numeric expression. 10. The protocol of claim 7 where the discrete rating comprises an estimate of the probability that the subject is feigning a degree of ability. 11. The ... | - | G06F019/00 A61B005/00
US08715193 | B2 | 2014-05-06 | Determination of the clinical state of a subject | 2005-03-24 | The invention relates to the determination of the clinical state of a subject. In order to bring about an uncomplicated method for monitoring the clinical state of a subject and for accomplishing a diagnostic scale, such as a nociception scale, on which a certain reading corresponds to the same level for all patients, a normalization transform is applied to a measurement signal containing physiological data obtained from a patient, whereby a normalized measurement signal having a predetermined value range is obtained. The normalization transform is dependent on predetermined history data, such as previous signal data of said measurement signal. A diagnostic index dependent on the normalized measurement signal is then formed, the diagnostic index serving as a measure of the clinical state of the patient. The diagnostic index may be formed based on one or more normalized measurement signals. | 1. A method for ascertaining a clinical state of a subject, the method comprising the steps of: acquiring a first measurement signal from the subject using one or more sensors, the first measurement signal containing desired physiological data reflecting the clinical state of the subject:utilizing a computer unit to apply a first normalization transform to the first measurement signal, the first normalization transform being subject specific and dependent on the distribution of previously acquired history data of the same type as the physiological data, wherein the previously acquired history data includes previous signal data of the first measurement signal from the subject, whereby a first normalized measurement signal having a predetermined value range is obtained; andutilizing the computer unit to form a diagnostic index which is dependent on the first normalized measurement signal, the diagnostic index serving as a measure of the clinical state of the subject. 2. A method according to claim 1, wherein the forming step includes forming the diagnostic index, in which the diagnostic index is proportional to the first normalized measurement signal. 3. A method according to claim 2, wherein the forming step includes employing the first normalized measurement signal directly as the measure of the clinical state of the subject. 4. A method according to claim 1, wherein the acquiring step is further defined as acquiring the first measurement signal containing a first type of physiological data; and the previously acquired history data includes both previous physiological data of the first type from the first measurement signal and physiological data of the first type obtained from a group of subjects. 5. A method according to claim 1, further comprising the steps of: determining at least one subject-specific value for at least one predetermined parameter of the first measurement signal; andsubstituting the at least one subject-specific value for at least one parameter in a predetermined parameterized transform to obtain the first normalization transform. 6. A method according to claim 1, wherein the applying step includes applying a histogram transform to the first measurement signal. 7. A method according to claim 6, wherein the applying step includes the sub-steps of: forming an input array for the first measurement signal, the input array including a predetermined number of input elements storing input values sorted in a desired order;creating an output array comprising output elements storing a predetermined number of index values sorted in a desired order;for an incoming signal value of the first measurement signal, determining the input element that corresponds to said incoming signal value in the input array; andtransforming the incoming signal value to the index value stored in the output element corresponding to the determined input element. 8. A method according to claim 1, wherein the acquiring step includes a sub-step of deriving ... | General Electric Company | A61B005/02 A61B005/08
US08731635 | B2 | 2014-05-20 | Coils for magnetic resonance spectroscopy and imaging of human breast | 2008-11-06 | System(s) and method(s) for magnetic resonance imaging and spectroscopy, and magnetic resonance spectroscopic imaging (MRSI) are provided. A unified heteronuclear coil system includes a volume coil tuned to detect a first nuclei and a butterfly coil tuned to detect a second nuclei for simultaneous detection of both the first nuclei and the second nuclei signals from human breast tissue and perform MRIS. First nuclei and second nuclei each include 1H, 13C, 31P, 23Na, and 19F. The heteronuclear coil system affords detection of NMR-detectable chemicals specific to cancerous breast tissue to improve breast cancer diagnostic specificity. Adjustment of the heteronuclear coil system to detect various nuclei, combined with a specific pulse excitation sequence, facilitates chemical analysis that provides for chemical discrimination and characterization of compounds present in cancerous and other breast tissue as well as healthy breast physiology. | 1. A coil system for detection in a magnetic resonance apparatus, the coil system comprising: a butterfly coil tuned for excitation and detection of a first type of nuclei at a magnetic field, wherein the butterfly coil generates a first homogeneous B1 field;a volume coil tuned for excitation and detection of a second type of nuclei at the magnetic field, wherein the volume coil is attached to the butterfly coil, wherein the volume coil generates a second homogeneous B1 field, wherein the second homogeneous B1 field is perpendicular to the first homogeneous B1 field; andat least one of single-tune or double-tune inductive-capacitive circuitry that facilitates, at least in part, to tune the butterfly coil and the volume coil. 2. The coil system of claim 1, the butterfly coil comprises one of a single loop wired into a butterfly shape or two loops, each loop with a rectangular section with a major side and a minor side, wherein each loop includes one or more loops. 3. The coil system of claim 1, the volume coil comprises a plurality of parallel loops arranged in geometry with C∞ symmetry about an axis that pierces one of the loops through its center. 4. The coil system of claim 3, wherein the two or more loops in the plurality of loops are equally spaced along the symmetry axis. 5. The coil system of claim 3, wherein the magnetic field determines a number of segments in which each loop is segmented, the segments electrically connected with one or more capacitors. 6. The coil system of claim 1, wherein the butterfly coil and the volume coil have resonant frequencies equal, respectively, to the Larmor frequencies of the first type of nuclei and the second type of nuclei at a 1.5 T or greater magnetic field. 7. The coil system of claim 6, wherein the butterfly coil and the volume coil have resonant frequencies equal, respectively, to the Larmor frequencies of the first type of nuclei and the second type of nuclei at a 7 T or greater magnetic field. 8. The coil system of claim 1, wherein the butterfly coil has a resonant frequency equal to a Larmor frequency of at least one of 1H, 13C, 19F, 23Na, or 31P. 9. The coil system of claim 8, wherein the volume coil has a resonant frequency equal to the Larmor frequency of at least one of 1H, 13C, 19F, 23Na, or 31P. 10. The coil system of claim 1, wherein the butterfly coil has a tuning circuit comprising two or more variable capacitors. 11. The coil system of claim 1, wherein the butterfly coil and the volume coil are tuned to detect in disparate radio frequency channels. 12. A system that facilitates chemical analysis of an image object in a magnetic resonance apparatus, the system comprising: a heteronuclear coil system component that provides excitation and detection of a first type of nuclei at a magnetic field, wherein the heteronuclear coil system comprises a butterfly outer coil that comprises at least a first loop and a second loop, wherein the first loop and the second loop are configured ... | University of Pittsburgh—Of the Commonwealth System of Higher Education | A61B005/05
US08724876 | B2 | 2014-05-13 | Method and system for substantially reducing streak artifacts in helical cone beam computer tomography (CT) | 2011-10-18 | Streak artifacts arise in helical CT reconstruction with cone beam weighting (CBW) with helical pitch ratio between 0.5 and 1.0 in a prevalent 2PI mode. The sreak artifacts are substantially removed by applying upsampling to the measured data in the segment direction before weighting. Furthermore, by making the upsampling adaptive to the view Z-position, an amount of extra processing is greatly reduced to near 1%. | 1. A method of weighting measured helical cone beam data in computed tomography, comprising the steps of: a) upsampling the measured helical cone beam data in a segment direction to obtain interpolated data with a reduced sampling pitch near a predetermined segment;b) determining weights based upon a predetermined cone beam weight function corresponding to the measured helical cone beam data and the interpolated data; andc) reconstructing an image using the weights, the measured data and the interpolated data. 2. The method of weighting measured helical cone beam data in computed tomography according to claim 1 wherein the reconstruction is between one and two rotations. 3. The method of weighting measured helical beam data in computed tomography according to claim 1 wherein the upsampling is performed with a fixed upsampling factor. 4. The method of weighting measured helical cone beam data in computed tomography according to claim 1 wherein the upsampling is performed with an adaptive upsampling factor. 5. The method of weighting measured helical cone beam data in computed tomography according to claim 4 wherein the adaptive upsampling factor depends on a view position. 6. The method of weighting measured helical cone beam data in computed tomography according to claim 5 wherein a number of the segments to be processed during the reconstruction is relatively constant. 7. The method of weighting measured helical cone beam data in computed tomography according to claim 5 wherein the adaptive upsampling factor U′ is determined by⁢U′=((TsegMIN-2)Δ⁢⁢view×ViewRevHP)where Δview is a distance from the central view, TsegMIN is a minimal number of total segments to add, ViewRev is a number of views per revolution and HP is a helical pitch. 8. The method of weighting measured helical cone beam data in computed tomography according to claim 1 wherein the upsampling is performed in a fixed number of views. 9. The method of weighting measured helical cone beam data in computed tomography according to claim 1 wherein the upsampling is performed in an adaptive number of views (view positions). 10. The method of weighting measured helical cone beam data in computed tomography according to claim 9 wherein the adaptive number of views Uview is determined by⁢Uview=2×ceil⁡((TsegMIN-2)⁢ViewRevHP)where ceil is a predetermined function, TsegMIN is a minimal number of total segments to add, ViewRev is a number of views per revolution and HP is a helical pitch. 11. The method of weighting measured helical cone beam data in computed tomography according to claim 1 wherein the predetermined cone beam weight function is WCBW, which is a non-linear function as defined byWCBW⁡(β,γ,v)=uCBW⁡(β,γ,v)∑n=-Nn=N⁢uCBW⁡(βnC⁡(β,γ),γnC⁡(γ),vnC⁡(γ,v))wherein β is the view angle, (γ, v) are the detector coordinates respectively in fan angle and vertical coordinates, and superscript C stands for complementary. 12. A system for weighting measured helical cone beam data in compu... | Kabushiki Kaisha Toshiba Toshiba Medical Systems Corporation | G06K009/00 A61B006/00 A61B005/05
US08725539 | B2 | 2014-05-13 | Systems and methods for providing a continuum of care | 2011-09-07 | Disclosed herein are embodiments for providing a continuum of care. At least one embodiment includes receiving patient information for a patient, the patient information including medical information of the patient suffering from a specific medical condition and determining whether the patient qualifies for the continuum of care. Similarly, some embodiments include, in response to determining that the patient qualifies for the continuum of care, facilitating a primary patient screening to determine whether the patient has a tangential medical condition. Still some embodiments include creating a continuum of care plan for the patient that utilizes the patient information and results of the primary screening to predict a future medical care need of the patient. | 1. A method for providing a continuum of care comprising: receiving, by a computing device, patient information for a patient, the patient information comprising medical information of the patient suffering from a specific medical condition;determining, by the computing device, whether the patient qualifies for the continuum of care;in response to determining that the patient qualifies for the continuum of care, facilitating, by the computing device, a primary patient screening to determine whether the patient has a tangential medical condition that would require a different medical professional in a different medical field than the medical field of a current medical provider that is currently treating the patient;creating, by the computing device, a continuum of care plan for the patient that utilizes the patient information and results of the primary screening to predict a future medical care need of the patient, wherein the continuum of care plan provides a central oversight of the patient to coordinate patient care with a plurality of different health care providers; andproviding, by the computing device, the continuum of care plan to the current medical professional. 2. The method of claim 1, further comprising, in response to determining that the patient has the tangential medical condition, performing a secondary screening to determine an extent of the tangential medical condition. 3. The method of claim 1, wherein creating the continuum of care plan comprises scheduling an appointment with at least one specializing physician to diagnose at least one of the following: the specific medical condition and the tangential medical condition. 4. The method of claim 1, wherein the plurality of different health care providers comprises at least two of the following: an emergency department, a primary care physician, a specializing physician, a home health care agency, an assisted living facility, a nursing home, a social services department, and a pharmacist. 5. The method of claim 1, further comprising assigning a patient manager for the patient, the patient manager being utilized to determine whether the continuum of care plan is properly implemented and that the patient is following the continuum of care plan, as instructed. 6. The method of claim 1, wherein the primary screening comprises a test for at least one of the following: vision, hearing, fall risk, depression, abuse and neglect, altered mental status, abdominal pain, chest pain, lung disease, heart problems, diabetes, Dyspnea, fever, pneumonia, stroke, and mobility. 7. The method of claim 1, further comprising providing a user interface for accessing the continuum of care plan, the user interface being provided to at least one of the following: an emergency department, a primary care physician, a specializing physician, a home health care agency, an assisted living facility, a nursing home, a social services department, and a pharmacist. 8. A system for providing a continuum of ... | Premier Health Care Services Inc. | G06Q010/00 G06Q050/00 G06Q040/00 G06F019/00 A61B005/00 A61N001/00
US08719054 | B2 | 2014-05-06 | Enhanced communication link for patient diagnosis and treatment | 2006-10-25 | Exemplary embodiments provide a verification technique that facilitates administration of a health-related procedure to an intended recipient patient or group of patients. An interface template or signal protocol may be configured to establish suitable matching between the patient and various types of objects used to administer the health-related procedure. | 1. A system comprising: circuitry configured to confirm physical engagement involving at least one communication module and at least one interface module that at least includes one or more surface shape attributes that serve as at least one of (i) a procedure identifier or (ii) a group identifier for at least one of a diagnosis, a test, a treatment, a malady, an ailment, a surgical procedure, an anesthetic, a medication, a diet, a therapy, or a nutritional regimen;circuitry configured to activate one or more product components associated with at least one health-related procedure at least partly in response to confirmation of physical engagement involving the at least one communication module and the at least one interface module; andcircuitry configured to access at least one portion of at least one patient data record of at least one individual identified based at least partly on identification information associated with the at least one interface module, at least partly in response to confirmation of physical engagement involving the at least one communication module and the at least one interface module. 2. The system of claim 1, wherein the circuitry configured to confirm physical engagement involving at least one communication module and at least one interface module that at least includes one or more surface shape attributes that serve as at least one of a procedure identifier or a group identifier comprises: circuitry configured to confirm physical complementary matching engagement involving at least one communication module and at least one interface module that at least includes one or more surface shape attributes that serve as at least one of a procedure identifier or a group identifier. 3. The system of claim 1, wherein the circuitry configured to confirm physical engagement involving at least one communication module and at least one interface module that at least includes one or more surface shape attributes that serve as at least one of a procedure identifier or a group identifier comprises: circuitry configured to confirm physical engagement involving at least one communication module and at least one interface module that at least includes one or more of the following types of surface shape attributes that serve as at least one of a procedure identifier or a group identifier: pattern, projection, recess, matrix, and/or contour. 4. The system of claim 1, wherein the circuitry configured to confirm physical engagement involving at least one communication module and at least one interface module that at least includes one or more surface shape attributes that serve as at least one of a procedure identifier or a group identifier comprises: circuitry configured to confirm physical engagement involving at least one communication module and at least one interface module that at least includes one or more geometric shapes that serve as at least one of a procedure identifier or a group identifier. 5. The system of claim 1, wherein t... | The Invention Science Fund I, LLC | A61B005/00 G06F019/00
US08725226 | B2 | 2014-05-13 | Optical sensor path selection | 2009-11-13 | A device includes a sensor for measuring a parameter for tissue. The sensor includes a plurality of optical elements including a plurality of detectors and at least one emitter. Separation distances between the various optical elements are selected based on a depth corresponding to a region of interest in the tissue and based on a depth corresponding to an exclusion region in the tissue. | 1. A method comprising: determining a first depth corresponding to a region of interest and a second depth corresponding to an exclusion region;selecting a first dimension using the first depth and a second dimension using the second depth; andconfiguring an arrangement of optical elements for a sensor, the optical elements including a plurality of at least two detectors and at least one emitter, the arrangement corresponding to the first dimension and to the second dimension, wherein the at least two detectors includes a first detector having a first output and including a second detector having a second output, the first output and the second output corresponding to detected light, the detected light from the at least one emitter and traversing the region of interest and traversing the exclusion region. 2. The method of claim 1 wherein configuring the arrangement of optical elements includes separating a first emitter of the at least one emitter and a second detector of the plurality of detectors by the first dimension and separating the first emitter and a first detector of the plurality of detectors by the second dimension. 3. The method of claim 1 wherein configuring the arrangement of optical elements includes separating a first emitter of the at least one emitter and the first detector of the plurality of detectors by the second dimension, separating a second emitter of the at least one emitter and a second detector of the plurality of detectors by approximately the second dimension, separating the first emitter and the second detector by the first dimension, and separating the second emitter and the first detector by approximately the first dimension. 4. The method of claim 1 wherein the first dimension is in the range of approximately 25-40 mm. 5. The method of claim 1 further including affixing the optical elements in a housing. 6. The method of claim 5 further including coupling a processor to the optical elements. 7. The method of claim 6 further including coupling a communication port to the processor. 8. The method of claim 6 wherein the processor is configured to execute an algorithm to determine oxygenation in the region of interest based on subtracting optical absorbance corresponding to the second output from optical absorbance corresponding to the first output. 9. The method of claim 1 wherein the at least one emitter includes a first emitter and a second emitter, and further comprising selecting a first wavelength for the first emitter and selecting a second wavelength for the second emitter, wherein the first wavelength differs from the second wavelength. 10. The method of claim 1 wherein the first output corresponds to optical absorbance and the second output corresponds to optical absorbance. | Nonin Medical, Inc. | A61B005/00
US08734346 | B2 | 2014-05-27 | Analyte monitoring device and methods of use | 2007-04-30 | An analyte monitor includes a sensor, a sensor control unit, and a display unit. The sensor has, for example, a substrate, a recessed channel formed in the substrate, and conductive material disposed in the recessed channel to form a working electrode. The sensor control unit typically has a housing adapted for placement on skin and is adapted to receive a portion of an electrochemical sensor. The sensor control unit also includes two or more conductive contacts disposed on the housing and configured for coupling to two or more contact pads on the sensor. A transmitter is disposed in the housing and coupled to the plurality of conductive contacts for transmitting data obtained using the sensor. The display unit has a receiver for receiving data transmitted by the transmitter of the sensor control unit and a display coupled to the receiver for displaying an indication of a level of an analyte. The analyte monitor may also be part of a drug delivery system to alter the level of the analyte based on the data obtained using the sensor. | 1. A sensor system, comprising: a sensor configured to measure an analyte concentration in interstitial fluid;sensor electronics operably connected to the sensor, wherein the sensor electronics are configured to produce a signal associated with the analyte concentration in the interstitial fluid; anda receiver configured to receive transmissions from the sensor electronics and to display sensor data related to the analyte concentration, wherein when the receiver has not been activated for a predetermined period of time, the receiver is configured to receive the transmissions from the sensor electronics but not to display the sensor data related to the analyte concentration. 2. The sensor system of claim 1, wherein the sensor electronics are programmed with an identification key comprising sensor information. 3. The sensor system of claim 2, wherein the sensor information comprises calibration information. 4. The sensor system of claim 2, wherein the sensor information comprises temperature information. 5. The sensor system of claim 2, wherein the sensor electronics are programmed to transmit the sensor information to the receiver. 6. The sensor system of claim 2, wherein the sensor data displayed by the receiver includes an output indicative of the sensor information. 7. The sensor system of claim 1, wherein the sensor electronics are programmed to store the sensor data. 8. The sensor system of claim 7, wherein the sensor electronics are programmed to transmit the stored sensor data and real time sensor data. 9. The sensor system of claim 8, wherein the sensor data displayed by the receiver includes the stored sensor data and the real time sensor data received from the sensor electronics. 10. The sensor system of claim 1, wherein the sensor comprises a plurality of electrodes including a working electrode, wherein the working electrode comprises an analyte-responsive enzyme and a mediator, wherein at least one of the analyte-responsive enzyme and the mediator is chemically bonded to a polymer disposed on the working electrode, and wherein at least one of the analyte-responsive enzyme and the mediator is crosslinked with the polymer. 11. The sensor system of claim 1, wherein the analyte concentration is a glucose concentration, a lactate concentration, or an oxygen concentration. 12. A method, comprising: measuring an analyte concentration in interstitial fluid using a sensor;producing a signal associated with the analyte concentration in the interstitial fluid using sensor electronics operably connected to the sensor;receiving transmissions from the sensor electronics at a receiver; anddisplaying sensor data related to the analyte concentration using the receiver; wherein when the receiver has not been activated for a predetermined period of time, the receiver is configured to receive the transmissions from the sensor electronics but not to display the sensor data related to the analyte concentration. 13. The method of claim 12, where... | Abbott Diabetes Care Inc. | A61B005/00 A61B005/05
US08892192 | B2 | 2014-11-18 | Efficient modulated imaging | 2013-11-07 | An apparatus for turbid sample measurement comprising a plurality of light sources for illuminating a turbid sample target area with non-spatial structured light, a projection system for illuminating the turbid sample target area with spatial structured light, a sensor for collecting light from the turbid sample target area, and a processor to analyze the data captured by the sensor to yield scattering and absorption coefficients of the turbid sample. A method comprises illuminating the sample with spatial structured light, collecting light reflected from the sample at a number of wavelengths, illuminating the sample with non-spatial structured light, collecting light reflected from the sample at a number of wavelengths, and combining the measurements of the collected light to obtain the optical properties of the sample and/or the concentration of absorbing or fluorescent molecules. The wavelengths of the spatial and non-spatial light sources are preferably different. | 1. An apparatus for the measurement of a turbid sample comprising an illumination apparatus having a plurality of light sources configured to illuminate a target area of a turbid sample with planar light at a plurality of wavelengths,a projection system configured to illuminate said target area of turbid sample with structured light at a plurality of wavelengths, wherein the illumination apparatus and the projection system have different optical projection paths,a sensor configured to collect a plurality of wavelengths of planar light and a plurality of wavelengths of structured light remitted from the target area of the turbid sample, anda processor configured to analyze data of the remitted planar and structured light collected by the sensor to determine the scattering and absorption coefficients of the turbid sample, wherein the plurality of wavelengths of the remitted planar light differ from the plurality of wavelengths of the remitted structured light. 2. An apparatus as in claim 1, wherein the plurality of light sources configured to illuminate the target area of the turbid sample with planar light are positioned about a periphery of a base of the illumination apparatus. 3. An apparatus as in claim 1, wherein the illumination apparatus comprises a light ring assembly. 4. An apparatus as in claim 3, wherein the light ring assembly includes a ring body with sockets formed about a periphery of the ring body, wherein the light sources are removably mounted within the sockets. 5. An apparatus as in claim 4, wherein the light sources comprise LED modules. 6. An apparatus as in claim 1, wherein the sensor is a camera. 7. An apparatus as in claim 1, wherein the sensor is positioned off axis to the illumination apparatus and the projection system. 8. An apparatus as in claim 1, wherein the light sources include a beam homogenizer. 9. An apparatus as in claim 1, wherein the beam homogenizer is an integrating rod. 10. An apparatus as in claim 1, wherein the projection system comprises a number of switchable light sources. 11. An apparatus as in claim 10, wherein the switchable light sources include LEDs having different wavelengths. 12. An apparatus as in claim 1, wherein the illumination apparatus is positioned off axis to the projection system. 13. A method for the measurement of a turbid sample comprising the steps of illuminating a turbid sample with structured light,collecting light reflected from the turbid sample to obtain remitted structured light of the turbid sample at a plurality of wavelengths, λj,illuminating the turbid sample with planar light,collecting light reflected from the turbid sample to obtain remitted planar light of the sample at a plurality of wavelengths, λk, wherein the plurality of wavelengths λk of the remitted planar light differ from the plurality of wavelengths λj of the remitted structured light,andcombining measurements of the remitted structured light and the remitted planar lighted collected from the t... | Modulated Imaging, Inc. | A61B005/00
US08725240 | B2 | 2014-05-13 | Intracardiac tracking system | 2013-08-20 | In general, in one aspect, a method is disclosed for determining information about a position of an object. The method includes: (i) causing current to flow between each of three or more sets of current-injecting electrodes on a first catheter inserted into an organ in a patient's body, the organ having a periphery (ii) in response to current flow caused by each set of current injecting electrodes, measuring an electrical signal at each of one or more measuring electrodes located on one or more additional catheters inserted into the organ in the patient's body and (iii) determining the position of each of one or more of the measuring electrodes on the additional catheters relative to the first catheter based on the measured signals from the one or more measuring electrodes. | 1. A method comprising: causing current to flow between each of three or more sets of current-injecting electrodes on a first catheter inserted into an organ in a patient's body, the organ having a periphery;in response to current flow caused by each set of current injecting electrodes, measuring electric signals at each of multiple measuring electrodes on the first catheter and measuring an electrical signal at each of one or more measuring electrodes located on one or more additional catheters inserted into the organ in the patient's body; anddetermining the position of each of one or more of the measuring electrodes on the one or more additional catheters relative to the first catheter based on the measured signals for the measuring electrodes on the first catheter and the one or more additional catheters, the determination associating each measured signal with a homogeneous component that depends on the relative position of each signal measuring electrode with respect to each set of current injecting electrodes and an inhomogeneous component associated with the periphery of the organ. 2. The method of claim 1, wherein the inhomogeneous component is modeled as a variation in electric potential along a surface enclosing at least the first catheter that depends on the relative positions between the current injecting electrodes and the signal measuring electrodes and on an estimate for conductivity inside the organ. 3. The method of claim 1, wherein the determination accounts for a change in conductivity at the organ's periphery. 4. The method of claim 1, wherein the determination associates each measured signal with a homogeneous component and an inhomogeneous component associated with the organ's periphery. 5. The method of claim 1, wherein the determination comprises an optimization technique that minimizes collective differences between each of the measured signals and an estimate for each of the respective measured signals as a function of the relative position between each of the measuring electrodes on the first and the one or more additional catheters and the sets of current-injecting electrodes on the first catheter and the change in conductivity at the organ's periphery. 6. The method of claim 1, wherein the determination comprises an optimization technique that minimizes collective differences between each of the measured signals and an estimate for each of the respective measured signals as a function of the relative position between each of the measuring electrodes on the first and the one or more additional catheters and the sets of current-injecting electrodes on the first catheter and the estimate for conductivity inside the organ. 7. The method of claim 1, wherein the determination comprises an optimization technique that minimizes collective differences between each of the measured signals and an estimate for each of the respective measured signals as a function of the relative position between each of the measuring electr... | Rhythmia Medical, Inc. | A61B005/04
US09402547 | B2 | 2016-08-02 | Prostate glove with receiver fibers | 2012-10-30 | Systems and methods are provided herein that generally involve measuring a prostate or other object. In some embodiments, a membrane can be sealed over a digit extension to form a closed volume. The closed volume can be inflated via an inflation tube, and a reference pattern can be disposed within the closed volume along with a measurement assembly. In use, a user can put on the glove, position the membrane in proximity to a rectal wall overlying a prostate, and inflate the membrane. As the user slides their finger across the rectal wall, optical fibers in the measurement assembly can move relative to a reference pattern, and a controller can sense light reflected through the fibers from the reference pattern. The controller can calculate or estimate various attributes of the prostate based on the reflected light, such as the palpable surface width or volume. | 1. An examination device, comprising: a glove comprising a plurality of digit extensions;a membrane that is separate from the glove and disposed over an exterior of the glove, the membrane defining an interior volume between an inner surface of the membrane and an outer surface of the glove, the membrane being disposed over only a single digit extension of the glove;a reference pattern disposed within the interior volume of the membrane;an illumination fiber extending into the interior volume of the membrane and configured to transmit light to the reference pattern through an output window;a first receiving fiber extending into the interior volume of the membrane and configured to receive light reflected from the reference pattern through a first input window; anda second receiving fiber extending into the interior volume of the membrane and configured to receive light reflected from the reference pattern through a second input window;wherein the illumination fiber, the first receiving fiber, and the second receiving fiber are separate and distinct from one another;wherein the first and second receiving fibers are configured to be coupled to a controller that calculates a measurement distance based on movement of the first and second receiving fibers relative to the reference pattern. 2. The device of claim 1, wherein the output window is formed in a terminal distal end of the illumination fiber, the first input window is formed in a terminal distal end of the first receiving fiber, and the second input window is formed in a terminal distal end of the second receiving fiber. 3. The device of claim 1, wherein the output window, the first input window, and the second input window are disposed adjacent to one another in a delta configuration. 4. The device of claim 1, wherein the reference pattern includes a plurality of indicia arranged along a measurement axis and wherein the first input window and the second input window are arranged in a line that is substantially parallel to the measurement axis. 5. The device of claim 1, wherein the plurality of indicia include a series of lines spaced equally along the measurement axis. 6. The device of claim 1, wherein the illumination fiber, the first receiving fiber, and the second receiving fiber are configured to transmit near infrared light. 7. The device of claim 1, wherein the illumination fiber, the first receiving fiber, and the second receiving fiber each have a diameter of approximately 0.5 mm. 8. The device of claim 1, wherein the first receiving fiber is coupled to a first optical sensor and the second receiving fiber is coupled to a second optical sensor. 9. The device of claim 1, wherein the first and second receiving fibers are positioned such that light reflected from a feature of the reference pattern is transmitted through the first and second receiving fibers at different times as the first and second fibers are moved relative to the reference pattern, such that a direction of mov... | MedicaMetrix, Inc. | A61B005/00 A61B005/107
US09724035 | B2 | 2017-08-08 | In vivo visualization of lymphatic tissue | 2013-10-31 | Aspects of the invention include methods for visualizing lymphatic tissue in an ocular region, e.g., the cornea, of a living subject, such as a mouse or human. In certain embodiments, the methods include contacting the region with a fluorescently-labeled lymphatic tissue-specific dye, e.g., FITC or rhodamine labeled dextran, and detecting the labeled dye to visualize lymphatic tissue in the region, where the visualization may vary, from an image obtained at a single time to a video over a period of time. The invention finds use in a variety of different applications, including research and therapeutic applications. | 1. A method for visualizing lymphatic tissue in an ocular region of a living subject, the method comprising: contacting the ocular region with a detectably-labeled lymphatic tissue-specific dye via injection into a subconjunctival space; anddetecting the labeled dye to visualize lymphatic tissue in the ocular region of the living subject;wherein the detectably-labeled lymphatic tissue-specific dye comprises a fluorescent label covalently bound to a physiologically-acceptable polysaccharide. 2. The method according to claim 1, wherein the ocular region is the cornea. 3. The method according to claim 1, wherein the method comprises inducing lymphangiogenesis in the ocular region. 4. The method according to claim 3, wherein the ocular region is the cornea and lymphangiogenesis is induced in the cornea using a suture protocol, an implantation protocol or a transplantation protocol. 5. The method according to claim 1, wherein the polysaccharide has a molecular weight ranging from 1,000 kDa up to 10,000 kDa. 6. The method according to claim 5, wherein the polysaccharide is dextran. 7. The method according to claim 1, wherein the detecting comprises obtaining an image at a single time. 8. The method according to claim 1, wherein the detecting comprises obtaining two or more images at different times. 9. The method according to claim 1, wherein the detecting comprises obtaining a video over a period of time. 10. The method according to claim 1, wherein the method further comprises visualizing blood vessels in the ocular region. 11. The method according to claim 1, wherein the method further comprises contacting the ocular region with a candidate agent and evaluating the impact of the candidate agent on at least one of lymphatic and blood vessel activity in the ocular region. 12. The method according to claim 11, wherein the candidate agent is covalently bound to the detectably-labeled lymphatic tissue-specific dye. 13. The method according to claim 1, wherein the method further comprises contacting the ocular region with a therapeutic agent conjugated to the detectably-labeled lymphatic tissue-specific dye. 14. The method according to claim 1, wherein the method further comprises contacting the ocular region with a detectably-labeled lymphatic tissue-specific antibody and detecting the antibody. 15. The method according to claim 14, wherein the detectably-labeled lymphatic tissue-specific dye comprises a fluorescent label having a first maximum emission wavelength, and the detectably-labeled lymphatic tissue-specific antibody comprises a fluorescent label having a second maximum emission wavelength that is different from the first maximum emission wavelength. 16. The method according to claim 1, wherein the living subject is a mammal. 17. The method according to claim 1, wherein the polysaccharide is selected from a pullulan, a dextrin, a dextran sulfate, and a dextran. 18. The method according to claim 17, wherein the fluorescent label ... | The Regents of the University of California | A61B005/00
US09492662 | B2 | 2016-11-15 | Pelvic floor multi-point pressure measuring and electrical stimulation therapeutic apparatus | 2011-10-14 | A pelvic floor treatment apparatus (100) includes a head portion (A) and a body portion (B) connected to the head portion (A) at a first end. The body portion (B) comprises: one or more pressure transducers (D1) located along a length of the body portion (B) and configured to determine pressure at one or more locations within an organ, wherein at least one of the one or more pressure transducers (D1) is selectively movable along the length of the body portion (B); and one or more electrodes (D2) configured to selectively electrically stimulate a location within the organ. | 1. A pelvic floor treatment apparatus, the apparatus comprising: a head portion; anda body portion connected to the head portion at a first end, wherein the body portion comprises: one or more pressure transducers located along the body portion and configured to determine pressures at one or more locations within an organ;a movable head connected to at least one of the one or more pressure transducers; anda track extending along a length of the body portion, wherein the movable head engages the track such that the movable head and the at least one of the one or more pressure transducers are selectively movable along the track and along the length of the body portion; andone or more electrodes configured to selectively electrically stimulate a location within the organ, wherein the track extends from a first location on the body portion proximate the head portion to a second location on the body portion, and wherein the second location is a greater distance from the head portion than the first location is from the head portion. 2. The pelvic floor treatment apparatus of claim 1, further comprising a handle portion connected to the body portion at a second end opposite the first end. 3. The pelvic floor treatment apparatus of claim 1, wherein the body portion further comprises a movable elastic sheet configured to provide, in combination with respective surfaces of the one or more pressure transducers and respective surfaces of the one or more electrodes, a smooth surface across the body portion. 4. The pelvic floor treatment apparatus of claim 3, further comprising an elastic material configured to push the movable elastic sheet outward from a center of the body portion, and wherein at least a first portion of the movable plastic sheet is disposed between the one or more pressure transducers and a center of the body portion and at least a second portion of the movable plastic sheet is disposed between respective pressure transducers of the one or more pressure transducers to form the smooth surface across the body portion. 5. The pelvic floor treatment apparatus of claim 1, wherein the body portion further comprises a hollow channel and one or more leads electrically connected to the one or more pressure transducers or the one or more electrodes, and wherein the one or more leads are disposed within the hollow channel. 6. The pelvic floor treatment apparatus of claim 1, wherein at least one of the one or more pressure transducers comprises a resistance pressure strain gauge. 7. The pelvic floor treatment apparatus of claim 1, wherein each of the one or more pressure transducers is paired with one of the one or more electrodes such that the each pressure transducer is disposed adjacent its paired electrode, and wherein the body portion further comprises: a first pressure transducer and an adjacent first electrode disposed on a first side of the body portion, wherein the first pressure transducer is located nearer the head portion than the adj... | TONGJI UNIVERSITY | A61B005/103 A61N001/36
US09999533 | B2 | 2018-06-19 | Gastric sizing systems including instruments for use in bariatric surgery | 2013-11-06 | Systems and methods for effecting bariatric procedures are disclosed. Each system includes an instrument, a control valve and, optionally, a suction controller. The instrument is in the form of an elongated, flexible sizing tube having a distal end portion including a plurality of apertures. The control valve enables suction to be applied to the patient's stomach via the apertures to drain gastric fluids and to bring adjacent portions of the patient's stomach into engagement with the sizing tube to provide a visually perceptible delineation line along which a portion of the stomach may be resected, sealed and tested. | 1. A system for sizing a patient's stomach for a bariatric procedure, the patient's stomach having a lesser curvature and a greater curvature, said system comprising: a one-piece device configured for introduction through the esophagus into the patient's stomach so that it is resident by itself in the patient's stomach with a portion of said one-piece device disposed along the lesser curvature of the patient's stomach, said one-piece device consisting of a sizing tube, said sizing tube comprising: a distal free end;a proximal end portion; andan elongated unitary tubular member having a central longitudinal axis, a hollow interior extending about said central longitudinal axis, and a sidewall, said sidewall including a portion configured for extending the entire length of the lesser curvature of the patient's stomach and bent into a curved shape directly engaging the lesser curvature of the patient's stomach, said sidewall being formed of a flexible non-expandable material, whereupon said portion of said sidewall is always able to bend into said curved shape in close conformance with the lesser curvature of the patient's stomach, said sidewall including a plurality of apertures extending through said sidewall, a group of said plurality of apertures being disposed in an array extending about the entire periphery of said sidewall, whereupon adjacent ones of said apertures of said array are spaced from each other by an angle greater than zero degrees measured about said central longitudinal axis and extend in more than two radial directions with respect to said central longitudinal axis, said array extending from a point adjacent said distal free end to an intermediate point located between said distal free end and said proximal end portion, said plurality of apertures being in fluid communication with said hollow interior of said sizing tube;said one-piece device being configured to be coupled to a source of suction, whereupon controlled suction is applied to said hollow interior of said sizing tube and through said array to apply suction to the lesser curvature of the patient's stomach and portions of the patient's stomach between said one-piece device and the greater curvature of the patient's stomach to bring those portions of the patient's stomach into close engagement with the periphery of said one-piece device, whereupon said one-piece device can be used as a guide to enable the patient's stomach to be sized therealong, said controlled suction as applied by said array serving as the sole means of holding said one-piece device in place in said curved shape against the lesser curvature of the patient's stomach. 2. The system of claim 1 wherein said sidewall of said one-piece device includes at least one one-way valve, said at least one one-way valve being automatically closed when suction is applied to said interior of said one-piece device, said at least one one-way valve being openable to enable a fluid to be passed therethrough from the inte... | Boehringer Laboratories, Inc. | A61B005/107 A61F005/00 A61B017/072 A61M025/00 A61B017/30 A61B017/32 A61B017/00 A61J015/00
US09265455 | B2 | 2016-02-23 | Methods and systems for optimizing sensor function by the application of voltage | 2012-11-13 | A method is provided for initializing an analyte sensor, such as a glucose sensor. Where a sensor has been disconnected and reconnected, a disconnection time is determined and a sensor initialization protocol is selected based upon the disconnection time. The sensor initialization protocol may include applying a first series of voltage pulses to the sensor. A method for detecting hydration of a sensor is also provided. | 1. A method of initializing a sensor, comprising: determining a disconnection time, wherein the disconnection time is the amount of time a sensor has been disconnected from sensor electronics, wherein the sensor is an analyte sensor,selecting an initialization protocol based on the disconnection time, the initialization protocol selected from the group consisting of: a first initialization scheme comprising a first series of voltage pulses and a second initialization scheme comprising a second series of voltage pulses,wherein the first initialization scheme is selected if the disconnection time falls within a first time range and the second initialization scheme is selected if the disconnection time falls within a second time range; andapplying the selected initialization protocol to the sensor. 2. The method of claim 1, wherein the initialization protocol is selected from the group further consisting of a third initialization scheme comprising the application of no voltage to the sensor, wherein the third initialization scheme is selected if the disconnection time is less than the first time range and the second time range. 3. The method of claim 1, further comprising applying a first stabilization voltage to the sensor, after applying the selected initialization voltage, for a first stabilization time. 4. The method of claim 3, further comprising: determining whether the sensor is stable after applying the first stabilization voltage; andif the sensor is not stable, applying a second stabilization voltage to the sensor for a second stabilization time. 5. The method of claim 4, further comprising calibrating the sensor if the sensor is stable. 6. The method of claim 5, wherein calibrating the sensor includes measuring blood glucose using a blood glucose meter. 7. The method of claim 5, wherein calibration of the sensor is only performed if the disconnection time falls within the first or second time range. 8. The method of claim 4, wherein if the sensor is not stable after a predetermined maximum stabilization time, the initialization protocol is ended so that a new sensor may be connected to the sensor electronics. 9. The method of claim 8, wherein the maximum stabilization time is 30 minutes. 10. The method of claim 1, wherein the first time range is a disconnection time of greater than 120 minutes. 11. The method of claim 1, wherein the second time range is 10 minutes to 120 minutes. 12. The method of claim 1, wherein the second initialization scheme comprises application of at least two voltages to the sensor for a predetermined second initialization time. 13. The method of claim 12, wherein the at least two voltages are a series of stepped down voltages. 14. The method of claim 12, wherein the predetermined second initialization time is less than 30 minutes. 15. A method of initializing a sensor, comprising: determining a disconnection time, wherein the disconnection time is the amount of time a sensor has been disconnected fr... | Medtronic MiniMed, Inc. | A61B005/145 A61B005/00 A61B005/055 A61B005/1473 A61B005/1495 A61B005/1486 G01N027/327 G01N027/416
US09307908 | B2 | 2016-04-12 | Measuring psychological stress from cardiovascular and activity signals | 2012-10-30 | A method and system for measuring psychological stress disclosed. In a first aspect, the method comprises determining R-R intervals from an electrocardiogram (ECG) to calculate a standard deviation of the R-R intervals (SDNN) and determining a stress feature (SF) using the SDNN. In response to reaching a threshold, the method includes performing adaptation to update a probability mass function (PMF). The method includes determining a stress level (SL) using the SF and the updated PMF to continuously measure the psychological stress. In a second aspect, the system comprises a wireless sensor device coupled to a user via at least one electrode, wherein the wireless sensor device includes a processor and a memory device coupled to the processor, wherein the memory device stores an application which, when executed by the processor, causes the processor to carry out the steps of the method. | 1. A system for measuring psychological stress, the system comprising: a wireless sensor device coupled to a user via at least one electrode, wherein the wireless sensor device includes a processor; anda memory device coupled to the processor, wherein the memory device stores an application which, when executed by the processor, causes the processor to:determine R-R intervals from an electrocardiogram (ECG) to calculate a standard deviation of the R-R intervals (SDNN);determine a stress feature (SF) using the SDNN by calculating a mean heart rate (HR) from the ECG within a predetermined time period and by utilizing an algorithm SF =HR+α*SDNN, wherein α is a predetermined negative variable that allows for combining HR and SDNN;in response to reaching a threshold, perform adaptation to update a probability mass function (PMF); anddetermine a stress level (SL) using the SF and the updated PMF to measure the psychological stress. 2. The system of claim 1, wherein the application further causes the processor to: determine a posture state, wherein the psychological stress is not measured if the posture state is active; anddisplay the determined SL to a user or another device. 3. The system of claim 2, wherein the posture state includes any of active, sitting, and standing. 4. The system of claim 1, wherein to determine R-R intervals from the ECG to calculate the SDNN further comprises to: detect R peaks from a measured ECG within the predetermined time period; andcalculate R-R intervals using the detected R peaks. 5. The system of claim 1, wherein to perform adaptation to update the PMF further comprises to: group data into a predetermined distribution;calibrate the predetermined distribution according to a detected resting heart rate; andadjust the predetermined distribution according to additional samples received. 6. The system of claim 5, wherein to adjust the predetermined distribution according to additional samples received further comprises to: in response to data arriving, multiply all bins of the predetermined distribution by 1-ε; andadd ε to a bin corresponding to the data, wherein ε is a parameter for how much the PMF is changed with each adaptation. 7. The system of claim 5, wherein to determine the stress level (SL) using the SF and the PMF further comprises to: add all bins below a bin corresponding to the SF; andcompute the SL utilizing an algorithm that includes a probability mass function for a given posture (PMFposture), the SF, and the added bins. 8. The system of claim 7, wherein the application further causes the processor to: add a fraction of a current bin to improve granularity. | VITAL CONNECT, INC. | A61B005/00 A61B005/0468 A61B005/16 A61B005/11
US20140121534 | A1 | 2014-05-01 | GRID FOR MEASURING PROSTATE VOLUME | 2012-10-30 | Systems and methods are provided herein that generally involve measuring a prostate or other object. In some embodiments, a membrane can be sealed over a digit extension to form a closed volume. The closed volume can be inflated via an inflation tube, and a reference pattern can be disposed within the closed volume along with a measurement assembly. In use, a user can put on the glove, position the membrane in proximity to a rectal wall overlying a prostate, and inflate the membrane. As the user slides their finger across the rectal wall, optical fibers in the measurement assembly can move relative to a reference pattern, and a controller can sense light reflected through the fibers from the reference pattern. The controller can calculate or estimate various attributes of the prostate based on the reflected light, such as the palpable surface width or volume. | 1. An examination device, comprising: a glove configured to be removably disposed over a human hand;a membrane disposed over a portion of the glove and defining an enclosed volume between the glove and the membrane;a reference pattern comprising a plurality of indicia disposed on the membrane and arranged along a measurement axis. 2. The device of claim 1, wherein the indicia are printed on the membrane. 3. The device of claim 1, wherein the indicia are printed on a substrate coupled to the membrane. 4. The device of claim 1, wherein a spacing between the plurality of indicia as measured along the measurement axis is configured to remain constant upon inflation and deflation of the membrane. 5. The device of claim 1, wherein the plurality of indicia includes lines extending perpendicular to the measurement axis. 6. The device of claim 5, wherein the lines are separated by spaces having a width as measured along the measurement axis that is equal to a width of the lines as measured along the measurement axis. 7. The device of claim 5, wherein the lines are separated by spaces having a width as measured along the measurement axis that is less than half of a width of the lines as measured along the measurement axis. 8. The device of claim 5, further comprising an optical fiber extending into the enclosed volume, the lines being separated by spaces having a width as measured along the measurement axis that is less than a diameter of the optical fiber. 9. The device of claim 5, wherein the lines have a width as measured along the measurement axis of approximately 0.7 mm and wherein the lines are separated by spaces having a width as measured along the measurement axis of approximately 0.3 mm. 10. The device of claim 1, wherein the plurality of indicia define a uniform series of alternating dark and light portions. 11. The device of claim 1, wherein the plurality of indicia extend along a portion of the substrate having a width a measured along the measurement axis of about 2 inches and a height as measured along an axis perpendicular to the measurement axis of about 1.5 inches. 12. An examination device, comprising: an inflatable membrane configured to be disposed over and sealed around a digit extension of a glove for a human hand, the membrane defining an enclosed volume;a non-inflatable substrate coupled to an interior surface of the inflatable membrane, the non-inflatable substrate having a reference pattern disposed thereon, the reference pattern comprising a plurality of indicia arranged along a measurement axis. 13. The device of claim 12, wherein the plurality of indicia extend substantially parallel to one another. 14. The device of claim 12, wherein the plurality of indicia define a uniform series of alternating dark and light portions. 15. The device of claim 12, wherein the plurality of indicia are separated by spaces having a width that is equal to a width of the lines. 16. The device of claim 12, wherein the plurality of i... | MEDICAMETRIX, INC. | A61B005/107 A61B006/00
US08725233 | B2 | 2014-05-13 | Load detection device and load detection method | 2008-12-04 | According to this load detection method, load (Fi) in insertion of a linear body having flexibility in an inlet of a hollow tube inserted in a bending vessel in a body is detected, an image of the hollow tube or the linear body is taken, a degree of bending of the hollow tube or the linear body is detected based on the image, and load (Fo) at a tip end of the linear body is calculated based on the detected insertion load (Fi) and the degree of bending. Therefore, the load (Fo) at the tip end of the thin linear body can readily be detected. | 1. A load detection device for detecting load applied to a tip end of a linear body having flexibility when said linear body is inserted in a hollow tube inserted in a bending vessel, comprising: a degree of bending detection device configured to detect a degree of bending of said vessel, said hollow tube, or said linear body;an insertion load detection device configured to detect load in insertion of said linear body in an inlet of said hollow tube; anda processing unit communicatively coupled to the degree of bending detection device and to the insertion load detection device and configured to find the load applied to the tip end of said linear body based on a result of detection by the degree of bending detection device and the insertion load detection device, and based on a coefficient of friction between the linear body and the hollow tube,wherein said processing unit is further configured to correct said coefficient of friction based on variation in flexural rigidity depending on a position in said linear body where the flexural rigidity of said linear body varies depending on the position in said linear body. 2. The load detection device according to claim 1, wherein said degree of bending detection device is further configured to detect the degree of bending of said vessel, said hollow tube, or said linear body based on an image of said vessel, said hollow tube, or said linear body. 3. The load detection device according to claim 1, wherein said coefficient of friction is measured in advance. 4. The load detection device according to claim 1, wherein said vessel is a blood vessel,said hollow tube is a catheter, andsaid linear body is a treatment wire to be inserted in said catheter. 5. The load detection device according to claim 4, wherein said treatment wire includes a delivery wire and an embolization coil provided at a tip end portion of the delivery wire, for filling a cerebral aneurysm. 6. The load detection device according to claim 5, wherein said degree of bending detection device is further configured to detect a degree of bending of said treatment wire when a tip end of said embolization coil enters the cerebral aneurysm, andsaid processing unit is further configured to find load applied to said cerebral aneurysm by said embolization coil. 7. The load detection device according to claim 4, wherein said degree of bending detection device is further configured to detect a degree of bending of said blood vessel based on a three-dimensional image of said blood vessel. 8. The load detection device according to claim 4, wherein said degree of bending detection device is further configured to detect a degree of bending of said treatment wire based on a two-dimensional image of said treatment wire taken by using X-rays during a surgical operation and a three-dimensional image of the blood vessel taken in advance, as superimposed on each other. 9. The load detection device according to claim 1, further comprising a drive unit co... | NTN Corporation | A61B005/05 A61B005/103 A61M029/00
US20140116442 | A1 | 2014-05-01 | SYSTEMS, METHODS, AND/OR APPARATUSES FOR NON-INVASIVE MONITORING OF RESPIRATORY PARAMETERS IN SLEEP DISORDERED BREATHING | 2014-01-03 | In certain example embodiments, an air delivery system includes a controllable flow generator operable to generate a supply of pressurized breathable gas to be provided to a patient for treatment and a pulse oximeter. In certain example embodiments, the pulse oximeter is configured to determine, for example, a measure of patient effort during a treatment period and provide a patient effort signal for input to control operation of the flow generator. Oximeter plethysmogram data may be used, for example, to determine estimated breath phase; sleep structure information; autonomic improvement in response to therapy; information relating to relative breathing effort, breathing frequency, and/or breathing phase; vasoconstrictive response, etc. Such data may be useful in diagnostic systems. | 1. An air delivery system, comprising: a controllable flow generator operable to generate a supply of pressurized breathable gas to be provided to a patient for treatment;a pulse oximeter; anda controller configured to determine sleep structure information for the patient and track the sleep structure information to indicate a therapy's effectiveness based at least in part on output from the pulse oximeter. 2. The air delivery system of claim 1, wherein the sleep structure information includes information about the patient's start, finish, and/or REM sleep states. 3. The air delivery system of claim 2, wherein information about the patient's sleep state is extrapolated via heart period analysis. 4. The air delivery system of claim 1, wherein the controllable flow generator is adapted to provide Continuous Positive Airway Pressure (CPAP). 5. The air delivery system of claim 1, wherein the sleep structure information is tracked by performing statistical or fractal analysis of pulse interval data. 6. The air delivery system of claim 1, wherein the sleep structure information is tracked by analyzing heart-rate variability indices to indicate sleep onset. 7. A method for diagnosing sleep disordered breathing, said method comprising: deriving a pulse oximeter signal from a patient;processing the pulse oximeter signal to generate a patient effort signal indicative of respiratory rate; andtracking sleep structure information for the patient to indicate a therapy's effectiveness. 8. The method of claim 7, wherein the sleep structure information includes information about the patient's start, finish, and/or REM sleep states 9. The method of claim 8, wherein information about the patient's sleep state is extrapolated via heart period analysis. 10. The method of claim 7, wherein the sleep structure information is tracked by performing statistical or fractal analysis of pulse interval data. 11. The method of claim 7, wherein the sleep structure information is tracked by analyzing heart-rate variability indices to indicate sleep onset. 12. The method of claim 7, wherein the patient effort signal is based upon an arterial blood pressure waveform variation in peak-to-peak amplitude. 13. A respiratory effort monitoring apparatus, comprising: a pulse oximeter configured to derive a pulse oximeter signal; anda signal processor configured to receive the pulse oximeter signal and generate a patient effort signal indicative of respiratory rate;wherein the signal processor is configured to track sleep structure information for the patient to indicate a therapy's effectiveness. 14. The respiratory effort monitoring apparatus of claim 13, wherein the sleep structure information includes information about the patient's start, finish, and/or REM sleep states. 15. The respiratory effort monitoring apparatus of claim 14, wherein information about the patient's sleep state is extrapolated via heart period analysis. 16. The respiratory effort monitoring apparatu... | RESMED LIMITED | A61B005/00 A61B005/1455 A61B005/0205 A61M016/00
US20140128704 | A1 | 2014-05-08 | ANALYTE SENSORS HAVING A SIGNAL-TO-NOISE RATIO SUBSTANTIALLY UNAFFECTED BY NON-CONSTANT NOISE | 2013-12-31 | Systems and methods of use involving sensors having a signal-to-noise ratio that is substantially unaffected by non-constant noise are provided for continuous analyte measurement in a host. In some embodiments, a continuous analyte measurement system is configured to be wholly, transcutaneously, intravascularly or extracorporeally implanted. | 1-20. (canceled) 21. An electrochemical continuous glucose sensor configured for implantation in a host, the glucose sensor comprising: an electrode configured to measure a signal indicative of a glucose concentration of a host; anda membrane covering at least a portion of the electrode, wherein the membrane comprises a first domain configured to reduce passage of an interfering species therethrough and a second domain comprising an enzyme configured to react with glucose, wherein the first domain is configured to trap interfering species having a molecular weight equal to or greater than a molecular weight of acetaminophen and configured to prevent the interfering species from reaching the electrode, wherein the first domain is positioned between the second domain and the electrode. 22. The glucose sensor of claim 21, wherein the molecular weight is about 151 Daltons. 23. The glucose sensor of claim 21, wherein the interfering species has an oxidation potential that substantially overlaps with an oxidation potential of a measured species indicative of the concentration of the analyte. 24. The glucose sensor of claim 23, wherein the measured species is a product of an enzymatic reaction between glucose and an enzyme and is measured by the electrode. 25. The glucose sensor of claim 21, wherein the glucose sensor has a sensitivity to glucose of from about 25 pA/mg/dL to about 500 pA/mg/dL. 26. The glucose sensor of claim 21, wherein the membrane further comprises a third domain configured to reduce a flux of glucose therethough. 27. The glucose sensor of claim 26, wherein the third domain comprises a product of a reaction of an isocyanate compound with a compound comprising a hydroxyl group and/or a compound comprising an amine group. 28. The glucose sensor of claim 27, wherein the product is polyurethane. 29. The glucose sensor of claim 27, wherein the product is polyurea. 30. The glucose sensor of claim 27, wherein the product is polyurethaneurea. | DexCom, Inc. | A61B005/1486 A61B005/145
US20140136145 | A1 | 2014-05-15 | Method and System for Evaluating Analyte Sensor Response Characteristics | 2014-01-17 | Apparatus, method, system and kit for receiving a plurality of continuous analyte sensor values for corresponding reference analyte values, calculating a rate of change value for the continuous analyte sensor values, defining a plurality of data range windows of the reference analyte values, evaluating the corresponding continuous analyte sensor values, the rate of change values, the reference analyte values, and/or a plurality of corresponding difference values for the plurality of data range windows, and determining a best fit based on the evaluation of the plurality of data range windows are provided. | 1. A method, comprising: evaluating, using one or more processors, a plurality of data range windows corresponding to a plurality of reference analyte values by evaluating one or more of a plurality of analyte sensor values from an analyte sensor, a rate of change value for each of the plurality of the analyte sensor values, the plurality of reference analyte values, or a plurality of corresponding difference values;determining, using the one or more processors, a least-squares line based on a graphical representation of the rate of change value for each of the plurality of the analyte sensor values and the corresponding difference values for each of the plurality of data range windows; anddetermining, using the one or more processors, a linearity characteristic of the analyte sensor based on a graphical representation of one or more of intercepts of the least-squares lines of each of the plurality of data range windows and the reference analyte values at centers of the plurality of data range windows. 2. The method of claim 1, wherein each of the plurality of corresponding difference values includes a difference between an analyte sensor value and a corresponding reference analyte value. 3. The method of claim 1, wherein determining the linearity characteristic includes evaluating a weighted graphical representation of the intercepts of the least-squares lines of each of the plurality of data range windows and the reference analyte values at the centers of the plurality of data range windows. 4. The method of claim 3, wherein the weighted graphical representation includes scaling by a number of points in each of the plurality of data range windows, scaling by an inverse of a square of a standard error of a slope in each of the plurality of data range windows, or scaling by the inverse of the square of a standard deviation of a slope in each of the plurality of data range windows. 5. The method of claim 1, wherein the analyte sensor values are obtained using the analyte sensor that comprises a plurality of electrodes including a working electrode, wherein the working electrode comprises an analyte-responsive enzyme and a mediator, wherein at least one of the analyte-responsive enzyme and the mediator is chemically bonded to a polymer disposed on the working electrode, and wherein at least one of the analyte-responsive enzyme and the mediator is crosslinked with the polymer. 6. A method, comprising: evaluating, using one or more processors, a plurality of data range windows by evaluating one or more of a plurality of analyte sensor values, a rate of change value for each of the plurality of the analyte sensor values, a plurality of reference analyte values, or a plurality of corresponding difference values;determining, using the one or more processors, a least-squares line based on a graphical representation of the rate of change value for each of the plurality of the analyte sensor values and the corresponding difference values for each of t... | Abbott Diabetes Care Inc. | G06F017/18 A61B005/1495
US20140135589 | A1 | 2014-05-15 | SENSOR SYSTEMS IMPLANTABLE AT BONES OF THE FACE OR THE SKULL BASE | 2012-11-15 | In one embodiment, the present disclosure relates to an implantable sensor system for sensing biological signal of a patient comprising: an anchor for coupling the sensor to at least one patient skull base structure; a first sensor coupled to the anchor for sensing, at a first location proximate to the at least one patient skull base structure, at least one biological signal of a patient; and a transmitter coupled to the sensor and capable of transmitting data from the sensor to an external device. | 1. A method of assessing an efficacy of an epilepsy therapy, comprising: selecting a plurality of dependent variables relating to each of a plurality of seizures in a patient;selecting a plurality of independent variables, wherein each independent variable comprises a therapy parameter, a therapy delivery parameter, a temporal factor, an environmental factor, or a patient factor;quantifying at least one relationship between each of at least two dependent variables and each of at least two independent variables; andperforming an action in response to said quantifying, selected from reporting said at least one relationship, assessing an efficacy of a therapy, assessing an adverse effect of said therapy, providing a therapy modification recommendation, or adjusting said therapy. 2. The method of claim 1, further comprising ranking at least two of said plurality of said independent variables, at least two of said plurality of said dependent variables, or both, according to at least one of a magnitude or a direction. 3. The method of claim 1, further comprising logging to memory data relating to said at least one relationship. 4. The method of claim 1, wherein each of said dependent variables is selected from an intensity of the seizure, a duration of the seizure, an extent of spread of the seizure, a seizure severity index, a seizure frequency, an inter-seizure interval(s), or an adverse effect of a therapy. 5. The method of claim 4, wherein at least one of said plurality of dependent variables is the seizure severity index, wherein the seizure severity index comprises one or more of an autonomic index, a neurologic index, a metabolic index, a respiratory index, a tissue stress marker, a musculoskeletal index, or an endocrine index. 6. The method of claim 1, wherein each of said plurality of independent variables is selected from whether the seizure was treated with a therapy, whether a prior seizure was treated with a therapy, a time elapsed since a previous treatment with a therapy, a number of seizures since a previous treatment with a therapy, a time of day the seizure occurred, a time of month the seizure occurred, a time of year the seizure occurred, a type of a therapy, a dose of a therapy, a current density, a degree of tissue cooling, a degree of tissue warming, a level of consciousness, a level and type of cognitive activity, a level and type of physical activity, a state of health, the concentration of medicaments or chemicals in a tissue, or two or more of the foregoing. 7. The method of claim 1, wherein said at least one therapy is selected from an electrical stimulation of a target structure of the brain, an electrical stimulation of a cranial nerve, a drug, a thermal treatment of a neural structure, a cognitive therapy, or two or more thereof. 8. The method of claim 1, wherein said quantifying comprises a regression analysis on said plurality of said dependent variables and said plurality of said independent variables. 9. A med... | Flint Hills Scientific, L.L.C. | A61B005/00 A61B005/03 A61B005/0476
US08718944 | B2 | 2014-05-06 | Patient-specific image-based computational modeling and techniques for human heart surgery optimization | 2008-05-22 | A method for determining cardiac status comprises for a given patient, constructing a patient-specific, three-dimensional, computational model of the patient's heart; and executing the constructed computational model, said executing generating a quantitative analysis of cardiac function. A method of performing cardiac surgeries comprises: a) assessing surgical options based on a patient-specific, three-dimensional, computational model of a patient's heart; and b) performing surgery based on one or more of the surgical options. A computer system comprises: a) a data source containing data of a patient's heart; b) a modeler coupled to receive data from the data source, the modeler generating a patient-specific, three-dimensional, computational model of the heart based on the heart data; and c) a processor routine for computationally providing information about a certain cardiac function using the three-dimensional heart model and for applying computational, quantitative analysis of the cardiac function, wherein the quantitative analysis of the cardiac function provides an assessment for surgical options, optimizing surgical techniques, or predicting outcomes. | 1. A method for determining cardiac status, comprising: for a given patient,a) using a computer-based modeler, constructing a patient-specific, three-dimensional, computational model of the patient's heart, the model including fluid-structure interactions and right ventricle, left ventricle, and patch and scar tissues of the patient's heart, wherein the fluid-structure interactions include deformation of the patient's heart and are represented by a system of differential equations for solid mechanics and fluid mechanics;by a processor, executing the constructed computational model, said executing generating a quantitative analysis of cardiac function, including assessment of ventricle volume based on a patient-specific simulation which simulates heart expansion and contraction by solving the differential equations, wherein the patient-specific simulation is based on ventricle pressure measured in the patient and includes mechanical stress/strain, flow velocity, shear stress and pressure; andvalidating by the processor the model with pre-operative patient-specific data, including the measured ventricle pressure, prior to assessing surgical options to establish a validated model useable for surgical design,the processor outputting to a user results of the generated quantitative analysis. 2. The method of claim 1, wherein the step of constructing comprises basing the model on patient-specific data including one or more of the data from ventricle morphology, cardiac motion, blood flow, material properties and pressure and volume conditions. 3. The method of claim 2, further comprising providing one or more of the patient-specific data before constructing the model. 4. The method of claim 3, wherein the step of providing one or more of the patient-specific data comprises acquiring the one or more patient-specific data using cardiac magnetic resonance. 5. The method of claim 1, further comprising constructing a three-dimensional, computational model of a healthy heart to serve as baseline control. 6. The method of claim 1, wherein the model further includes right ventricle/left ventricle/patch/scar interactions. 7. The method of claim 1, wherein the model includes valve mechanics. 8. The method of claim 7, wherein the valve mechanics comprise one or both of flow and solid stress/strain results. 9. The method of claim 1, wherein the model includes pulmonary regurgitation. 10. The method of claim 1, wherein the model includes fiber orientation and single-, double-, or multiple-layer anisotropic models. 11. The method of claim 10, wherein the anisotropic models comprise one or both of passive and active anisotropic models. 12. The method of claim 1, wherein the model includes an active contraction model. 13. The method of claim 12, wherein the step of constructing comprises introducing an external force field which is tied to fiber structure and orientations, thereby adding the active contraction model. 14. The method of claim 1, further comp... | Worcester Polytechnic Institute | G06F019/00 G06K009/00 G06K009/20 G06K009/36 A61B005/02
US09662266 | B2 | 2017-05-30 | Systems and methods for the predictive assessment and neurodevelopment therapy for oral feeding | 2014-01-21 | The present disclosure relates to a therapeutic system and methods of using the therapeutic system. In particular, the present disclosure relates to a system for improving an oral feeding ability of a patient including an assessment device to contact a patient and collect data related to an oral feeding ability of the patient, a computing device containing a processor to execute an assessment and therapy application, and the assessment and therapy application to receive the data related to the oral feeding ability, predict one or more areas of neurological muscle activity that need further development, and develop a neurological therapy treatment for improving the one or more areas of neurological muscle activity that need further development. | 1. A system for improving an oral feeding ability of a patient, the system comprising: an assessment device to contact a patient and collect data related to an oral feeding ability of the patient;a computing device containing a processor to execute an assessment and therapy application; andthe assessment and therapy application to: receive the data related to the oral feeding ability;predict one or more areas of neurological muscle activity that need further development while receiving the data related to the oral feeding ability;wherein the assessment device determines that the patient has one of a weak NNS suck pressure less than or equal to ten cmH2O and an appropriate NNS suck pressure in a range of fifteen-twenty cmH2O; anddevelop a neurological therapy treatment for improving the one or more areas of neurological muscle activity that need further development. 2. The system of claim 1, wherein the oral feeding ability is improved by prophylactic feeding, wherein the assessment application determines a burst profile based on a pulse generated by the patient to reinforce a non-nutritive suck. 3. The system of claim 2, wherein the assessment application is in an “always on” mode of operation. 4. The system of claim 1, wherein the oral feeding ability is improved by “Reactive” pulse training, wherein the system analyzes a patient performance during a therapy stimulus and a moderate stimulus. 5. The system of claim 4 wherein the system assesses and develops a therapy for treating a sucking action and a swallowing action of the patient, the system further comprising: a nutritive bottle mechanism to provide a nutritive bolus to the patient; anda transducer to detect the swallowing action of the patient. 6. The system of claim 5, wherein the bolus has a fixed-volume. 7. The system of claim 5, wherein the system further assess patient breathing and simulates breast feeding, the system further comprising an adaptive-flow fluid pump to mimic a flow of breast milk, wherein the pump varies and adapts a volume of the bolus as a function of patient effort. 8. The system of claim 7, wherein the patient effort is defined by a pressure and a nutritive suck activity of the patient, such that the patient must exert greater effort to increase the volume of the bolus. 9. The system of claim 1, wherein the one or more areas of neurological muscle activity that need further development include a regularity and number of individual sucks in individual non-nutritive suck (NNS) bursts, an organization of collective suck bursts, an intensity of effort, and an absence of NNS activity. 10. A method for improving an oral feeding ability of a patient, the method comprising: contacting a patient with an assessment device to collect data related to an oral feeding ability of the patient;executing an assessment and therapy application on a processor of a computing device in communication with the assessment device; andat the assessment and therapy application executi... | Innara Health, Inc. | A61B005/103 A61H007/00 A61H009/00 A61N001/36 A61N001/372 A61B005/00 A61B005/03 A61J017/00
US09867547 | B2 | 2018-01-16 | System and method to calculate cardiac characteristics | 2013-11-19 | A system and method includes reception of a hemodynamic signal, reception of a cardiac impedance signal, identification of a first peak and a second peak of the cardiac impedance signal, identification of a first portion of the hemodynamic signal based on the first peak and a second portion of the hemodynamic signal based on the second peak, and calculation of a cardiac characteristic based on the first portion and the second portion of the hemodynamic signal. | 1. A system comprising; a signal acquisition system including an interface configured to: receive a hemodynamic signal; andreceive a cardiac impedance signal; anda processor configured to execute a system control program in a memory, the system control program causing the processor to: identify by the processor a first peak and a second peak of the cardiac impedance signal;identify by the processor a first portion of the hemodynamic signal corresponding to a full heart cycle based on the cardiac impedance signal first peak;identify by the processor a second portion of the hemodynamic signal corresponding to the full heart cycle based on the cardiac impedance signal second peak;calculate a systolic area index (SAI) cardiac characteristic based on the first portion and the second portion of the hemodynamic signal;the identification of the first portion of the hemodynamic signal including causing the processor to: employ an adaptive multi-cycle detection window by identifying at least two complete periods of the hemodynamic signal occurring within a predetermined time period, wherein the predetermined timed period is centered around the first peak of the cardiac impedance signal;create a weighted average of the at least two complete periods of the hemodynamic signal with adaptively controlled coefficients, wherein the adaptively controlled coefficients represent a time interval between a center of the multi-cycle detection window and a peak of the hemodynamic signal for each of the at least two complete periods of the hemodynamic signal, wherein the weighted average acts as a derived hemodynamic cycle;the calculation of the SAI cardiac characteristic based on the derived hemodynamic cycle;determine a medical diagnosis based on the calculated SAI cardiac characteristic; anddisplay on an operator terminal at least one of the medical diagnosis determined by the processor and the SAI cardiac characteristic calculated by the processor. 2. The system according to claim 1, wherein the first peak corresponds to patient expiration and the second peak corresponds to patient inspiration. 3. The system according to claim 1, the identification of the first portion of the hemodynamic signal comprises identification of a first peak of the hemodynamic signal occurring within a predetermined time period from the occurrence of the first peak of the cardiac impedance signal. 4. The system according to claim 3, the first peak of the cardiac impedance signal is a positive peak, and the second peak of the cardiac impedance signal is a negative peak, and the identification of the second portion of the hemodynamic signal comprises identification of a second peak of the hemodynamic signal occurring within a predetermined time period from the occurrence of the second peak of the cardiac impedance signal. 5. The system according to claim 1, wherein the first peak of the cardiac impedance signal is a positive peak, and the second peak of the cardiac impedance signal is a n... | Siemens Healthcare GmbH | A61B005/021 A61B005/053
US10016135 | B2 | 2018-07-10 | System for transcutaneous monitoring of intracranial pressure | 2014-01-20 | A system for measuring and converting to an observer intelligible form an internal physiological parameter of a patient. The invention allows transcutaneous telemetry of intracranial pressure via a system which includes a patient implanted sensor module and an external processing module, optically coupled to the sensor module via an external coupling module. A sensor within the sensor module transduces the measured pressure and a near infrared emitter transmits the telemetry when interrogated by the external coupling module. A set of tuned inductor-crystal circuits comprised in part of a cylindrical crystal oscillator whose resonant frequency is sensed by a dipper circuit arrangement is provided. Power for the sensor module is derived inductively through rectification of a transcutaneously-applied high-frequency alternating electromagnetic field generated within the external coupling module. A computer within the processing module calculates the physiological parameter from the telemetry signal and represents this data in numerical, graphical, or analog format. | 1. A system for retrieving biometric data from an organism comprising: an intracorporeal device configured to be sealed within the organism;an extracorporeal device configured to be outside the organism;a freespace optical data channel established between the intracorporeal device and the extracorporeal device;a freespace electromagnetic power transmission channel established from the extracorporeal device to the intracorporeal device;the intracorporeal device further comprising: an electrically excited reference oscillator;an electrically excited variable oscillator configured to be in contact with a fluid of the organism;an optical transmitter coupled to the freespace optical data channel and adapted to transmit an encoded version of a signal related to biometric data that is generated by comparing a reference signal from the reference oscillator to a variable frequency from the variable oscillator;a transducer crystal electrically connected to the electrically excited variable oscillator; and,the optical transmitter positioned to transmit the encoded version of the signal to the freespace optical data channel by emitting radiation through the transducer crystal. 2. The system of claim 1 wherein the freespace optical data channel is bidirectional. 3. The system of claim 1 wherein the intracorporeal device is powered only upon receipt of a transmission of power from the electromagnetic power transmission channel. 4. The system of claim 1 wherein the intracorporeal device includes a sensor for gathering biometric data. 5. The system of claim 1 wherein the intracorporeal device includes a conditioning circuit for operating on the biometric data. 6. The system of claim 1 wherein the extracorporeal device includes a processor for operating on the biometric data. 7. The system of claim 1 wherein the intracorporeal device further comprises: a sensor for gathering the biometric data; and,a processor connected to the sensor and to the optical transmitter programmed to control transmission of the biometric data. 8. The system of claim 1 wherein the biometric data is related to at least one of the following: temperature, pressure, biofluid gas and chemical composition. 9. The system of claim 1 wherein the extracorporeal device further comprises a coupling module and an analysis module. 10. The system of claim 9 wherein the coupling module includes: an optical receiver coupled to the freespace optical data channel; and,a power transmitter coupled to the electromagnetic power transmission channel. 11. The system of claim 10 wherein the analysis module further comprises: a decoder coupled to the optical receiver; and,a processor connected to the decoder programmed to interpret the biometric data. 12. The system of claim 10 wherein the power transmitter further includes: a power signal conditioner; and,a transformer connected to the power signal conditioner and to the power transmitter. 13. The system of claim 1 wherein the intracorporeal device f... | - | A61B005/03 A61B005/00
US09295401 | B2 | 2016-03-29 | Neuromonitoring systems and methods | 2013-11-27 | Systems, devices, and methods are described for neuromonitoring. A minimum stimulus signal required to elicit a threshold neuromuscular response is determined by delivery of stimulus signals to tissue and detection of neuromuscular responses in muscle tissue. The strength of the delivered stimulus signals is varied, for example by adjusting the current amplitude or pulse width of the signals, and muscle responses are measure, for example by detecting EMG signals. The delivered stimuli and corresponding responses are then used to determine a stimulation threshold. The stimulation threshold may be used to indicate at least one of nerve proximity and pedicle integrity. | 1. A method for neuromonitoring, comprising: delivering a first stimulus signal having a first amplitude and a second stimulus signal having a second amplitude to tissue including or adjacent to a nerve, the first amplitude being different from the second amplitude;detecting, at one or more sensors associated with muscle tissue, a first neuromuscular response in response to the first stimulus signal and a second neuromuscular response in response to the second stimulus signal;calculating a stimulation threshold for the nerve from the first and second stimulus signal amplitudes and the first and second neuromuscular responses, the stimulation threshold being an estimate of a minimum stimulus level required to elicit a neuromuscular response greater than or equal to a predetermined threshold, wherein the stimulation threshold is different from the first and second stimulus signal amplitudes; andcommunicating to a user an indicator of the stimulation threshold to indicate at least one of nerve proximity and pedicle integrity. 2. The method of claim 1, wherein each of the first and second neuromuscular responses is greater than or equal to the predetermined threshold. 3. The method of claim 1, wherein one of the first and second neuromuscular responses is greater than or equal to the predetermined threshold, and the other of the first and second neuromuscular responses is less than the predetermined threshold. 4. The method of claim 1, wherein the first and second neuromuscular responses are detected using electromyography (EMG), and the predetermined threshold corresponds to a voltage level of detected EMG signals. 5. The method of claim 1, wherein the first and second neuromuscular responses are detected using EMG, and the predetermined threshold corresponds to a level of a correlation function calculated from detected EMG signals. 6. The method of claim 5, further comprising cross-correlating the detected EMG signals with an EMG response template, wherein the predetermined threshold is a level of a correlation function between the detected EMG signals and the EMG response template. 7. The method of claim 1, wherein the calculating step comprises: calculating a linear function from the first and second stimulus signal amplitudes and the first and second neuromuscular responses; anddetermining the stimulation threshold from the linear function. 8. The method of claim 1, wherein the calculating step comprises: calculating a curve fit from the first and second stimulus signal amplitudes and the first and second neuromuscular responses; anddetermining the stimulation threshold from the curve fit. 9. The method of claim 8, wherein the curve fit is a sigmoid function. 10. The method of claim 1, further comprising delivering a plurality of test stimulus signals to the tissue and detecting a plurality of test neuromuscular responses, each of the plurality of test neuromuscular responses corresponding to one of the plurality of test stimulus signal... | CADWELL LABORATORIES, INC. | A61B005/00 A61B005/0488 A61B005/04
US09839387 | B2 | 2017-12-12 | System for withdrawing blood | 2014-01-21 | The present invention includes a system for withdrawing body fluids. The system includes a drive unit having a plunger which is moved from a resting position into a lancing position in order to carry out a lancing process and a lancing unit containing a lancet with a needle. The plunger and lancet are coupled together by a form fit in order to carry out a lancing process. The invention additionally concerns a method for temporarily extending a needle from a device for withdrawing body fluid as well as a lancing unit that can be attached to the drive unit. | 1. A lancing unit, comprising: a plurality of lancets, wherein each of the plurality of lancets includes a needle and a needle tip, wherein the needle tip is embedded in an elastomer before a puncture, and wherein the elastomer is pierced by the needle during a puncture process in order to free the needle tip, characterized in that the elastomer remains on the needle when the lancet is at a fully retracted position and the needle tip is exposed at the fully retracted position; anda magazine containing the plurality of lancets which can be successively coupled to a plunger of a drive unit. 2. Lancing unit according to claim 1, characterized in that the elastomer tightly surrounds the needle tip. 3. Lancing unit according to claim 1, characterized in that the elastomer is selected from the group comprising styrene-oligoblock copolymers, thermoplastic polyolefins, thermoplastic polyurethanes, thermoplastic copolyesters and thermoplastic copolyamides. 4. Lancing unit according to claim 1, characterized in that each of the plurality of lancets has a base body made of plastic in which a metal needle is located. 5. Lancing unit according to claim 1, characterized in that each of the plurality of lancets has a holding device with holding elements to make a form-fitting connection with a plunger of a drive unit. 6. Lancing unit according to claim 1 as well as a housing in which the at least one of the plurality of lancets is arranged in a resting position. 7. Lancing unit according to claim 6, characterized in that the lancing unit contains a sleeve, wherein the lancet is capable of being moved in the sleeve. 8. Lancing unit according to claim 7, characterized in that an underside of the sleeve has a plate with a central opening wherein the plate prevents the elastomer from emerging through the opening so that the said elastomer is pierced when the needle emerges through the central opening. 9. System for withdrawing body fluid comprising a drive unit having a plunger which is moved from a resting position into a lancing position in order to carry out a lancing process anda lancing unit including a plurality of lancets, wherein each of the plurality of lancets includes a needle and a needle tip, wherein the needle tip is embedded in an elastomer before a puncture and wherein the elastomer is pierced by the needle during a puncture process in order to free the needle tip, characterized in that the elastomer remains on the needle when the lancet is at a fully retracted position and the needle tip is exposed at the fully retracted position,a magazine containing the plurality of lancets which can be successively coupled to the plunger of the drive unit, andwhere each of the plurality of lancets is arranged within the lancing unit in the resting position of the plunger and is displaced by the plunger when the plunger moves into the lancing position in such a manner that the needle at least partially emerges through an exit opening in the lancing unit. ... | Roche Diabetes Care, Inc. | A61B005/151 A61B005/15
US09504530 | B2 | 2016-11-29 | Method and apparatus for surgical navigation | 2014-02-03 | Disclosed is a surgical navigation system for tracking an instrument relative to a patient. The system can track a portion of the patient, an instrument, and/or both relative to image data, a coordinate system, an atlas, a morphed atlas, or combinations thereof. The system can include a tracking device on the instrument to provide six degree of freedom information regarding the location of the instrument. | 1. A method of providing an instrument for a procedure, comprising: providing a tracking device configured to be in communication with a navigation system, wherein the instrument extending along a longitudinal axis, by: providing a first tracking portion having a first length wrapped around the longitudinal axis for a first distance and includes a plurality of turns wherein each turn of the plurality of turns is formed at a first winding angle relative to the longitudinal axis to define a first wrap axis; andproviding a second tracking portion having a second length wrapped around the longitudinal axis for a second distance and includes a plurality of turns, wherein each turn of the plurality of turns is formed at a second winding angle relative to the longitudinal axis to define a second wrap axis;providing the first tracking portion and the second tracking portion configured to be in communication with the navigation system;providing the first tracking portion and the second tacking portion on the instrument to generate all of a first navigation vector and a second navigation vector to intersect near a single point in a single plane. 2. The method of claim 1, further comprising: providing the first tracking portion formed of a first material; andproviding the second tracking portion to be formed of a second material. 3. The method of claim 2, wherein the first material and the second material are the same material and a conductive material; and the first plurality of turns and the second plurality of turns are formed around a wall of the instrument. 4. The method of claim 1, further comprising: providing the first tracking portion spaced a distance from the second tracking portion along the longitudinal axis. 5. The method of claim 1, further comprising: providing the first tracking portion to be formed between the second tracking portion and an outer wall of the instrument. 6. The method of claim 1, further comprising: determining with the navigation system: a first navigation vector of the first tracking portion and a second navigation vector of the second tracking portion; anda location information for the tracking device based on the determined first navigation vector and the determined second navigation vector. 7. The method of claim 1, further comprising: providing a third tracking portion wrapped a third length around the longitudinal axis for a third length, wherein the wrapped third length includes a plurality of turns and each turn is formed at a third winding angle relative to the longitudinal axis. 8. The method of claim 1, further comprising: providing a plurality of the tracking devices; andproviding the instrument to be flexible;wherein a first tracking device of the plurality of tracking devices is configured to track a first portion of the instrument and a second tracking device of the plurality of the plurality of tracking devices is configured to track a second portion of the instrument. 9. An instrument, comprising: ... | Medtronic Navigation, Inc. | A61B005/05 A61B019/00 A61B005/06 A61B017/00
US09833168 | B2 | 2017-12-05 | Noise tolerant localization systems and methods | 2012-04-18 | A system and method for tracking catheter electrode locations with the body of a patient during an MRI scan sequence includes mitigation logic configured to identify one or more impedance measurements that were taken during potentially noise-inducing conditions (i.e., magnet gradients, RF pulses), and were thus subject to corruption by noise. The mitigation logic is configured to replace the potentially corrupt impedance measurements with previously-obtained impedance measurements taken from an immediately preceding acquisition cycle (e.g., from a previous time-slice). | 1. A noise-tolerant apparatus for determining a position of an electrode of an invasive medical device, comprising: an electronic control unit (ECU) and a computer-readable memory coupled to said ECU;an electro-anatomical mapping system configured to selectively drive, during a respective time slice, an excitation signal across a respective one of a plurality of paired body surface electrodes and to repeat excitation through a pattern of paired surface electrodes;said mapping system being further configured to acquire, during said time slices, a respective resultant signal from said device electrode;said mapping system being further configured to determine, for each time slice, a respective impedance measurement based on at least said resultant signal wherein at a boundary of each time slice said impedance measurements are discontinuous as being taken from different body surface electrode pairs;position determining logic stored in said memory configured to be executed by said ECU, said position determining logic being configured to determine said device electrode position based on a plurality of impedance measurements taken with respect to said electrode; andmitigation logic stored in said memory configured to be executed by said ECU, said mitigation logic being configured to identify one or more of said impedance measurements taken during an external noise inducing condition and which are subject to corruption, said mitigation logic being further configured to replace said one or more identified impedance measurements in accordance with a predetermined mitigation strategy, said predetermined mitigation strategy includes substituting a previously-obtained impedance measurement for said identified impedance measurement, said previously-obtained impedance measurement being associated with the same body surface electrode pair as was used to obtain said identified impedance measurement subject to corruption. 2. The apparatus of claim 1 wherein said predetermined mitigation strategy includes substituting, in response to a synchronization signal, said previously-obtained impedance measurement for said identified impedance measurement, said synchronization signal being indicative of said external noise inducing condition. 3. The apparatus of claim 2 wherein said apparatus includes an input port for receiving said synchronization signal, said mitigation logic being configured to respond to a synchronization parameter whose logic state corresponds to the state of the synchronization signal. 4. The apparatus of claim 3 wherein said mitigation logic is configured to monitor the synchronization parameter and determine a time when the state of the synchronization parameter is asserted to indicate that said external noise inducing condition exists, said mitigation logic being further configured to use said determined time to identify the one or more time slices where said corresponding one or more impedance measurements may be corrupted by noise. 5. The ap... | St. Jude Medical, Atrial Fibrillation Division, Inc. | A61B005/06 A61B005/00 A61B005/0402 A61B005/042 A61B005/055 G01R033/567 A61B034/20 A61B018/14 A61B090/00
US09226712 | B2 | 2016-01-05 | Physiological sensor having reduced sensitivity to interference | 2013-09-19 | A physiological sensor having reduced sensitivity to interference includes a light source, a light detector in optical communication with the light source, and a sensor pad at least partially housing the light source and the light detector. The sensor pad is configured to be capacitively isolated from a patient. Moreover, the physiological sensor may be electrically connected to an amplifier having a signal ground and a monitor. | 1. A sensor comprising: a sensor pad having a first surface configured to be affixed to a patient and a second surface that is opposite said first surface;a light source configured to generate light and a light detector configured to receive light generated by the light source, said light source and said light detector being associated with said sensor pad; anda conductive material disposed on said second surface of said sensor pad such that said sensor pad is capacitively isolated from the patient. 2. The sensor of claim 1, wherein a capacitance of the conductive material relative to the patient is inversely proportional to a distance between the conductive material and the patient and the distance is based on the thickness of the sensor pad. 3. The sensor of claim 2, wherein the capacitance between the conductive material and the patient is defined as: Cp=∈0∈r A/d, wherein Cp is the capacitance in Farads, A is an area of the sensor pad disposed on the patient, d is a distance between the conductive material and the patient, ∈r is a dielectric constant between the conductive material and the patient, and ∈0 is a permittivity of free space. 4. The sensor of claim 3, wherein the dielectric constant between the conductive material and the patient is greater than 1. 5. The sensor of claim 1, wherein the conductive material is a conductive adhesive. 6. A system comprising: an amplifier configured to receive signals representing physiological information, wherein the amplifier includes a monitor configured to graphically display the physiological information represented by the received signals; anda sensor communicatively coupled to said amplifier, comprising: a sensor pad having first surface configured to be affixed to a patient and a second surface that is opposite said first surface;a light source configured to generate light and a light detector configured to receive light generated by the light source, said light source and said light detector being associated with said sensor pad; anda conductive material disposed on said second surface of said sensor pad. 7. The system of claim 6, wherein a capacitance of the conductive material relative to the patient is inversely proportional to a distance between the conductive material and the patient and the distance is based on the thickness of the sensor pad. 8. The system of claim 7, wherein the capacitance between the conductive material and the patient is defined as: Cp=∈0∈r A/d, wherein Cp is the capacitance in Farads, A is an area of the sensor pad disposed on the patient, d is a distance between the conductive material and the patient, ∈r is a dielectric constant between the conductive material and the patient, and ∈0 is a permittivity of free space. 9. The system of claim 6, wherein the sensor pad is capacitively isolated from the monitor. 10. The system of claim 6, wherein the sensor pad has a thickness that capacitively isolates the conductive material from the patient. 11. A sensor c... | Covidien LP | A61B005/00 A61B005/1455
US11304686 | B2 | 2022-04-19 | System and method for guided injection during endoscopic surgery | 2012-06-11 | A guidance system and method include a real-time imaging device (121) configured to intra-operatively collect image data of a target region to provide a real-time image. A target determination module (108) is configured to generate an overlay map (111) registered to the real-time image to project morphological feature information on corresponding features in the real-time image of the target region. A medical instrument (122) is provided to perform a procedure on the target region such that the at least one medical instrument is guided to a region suitable for performing an operative task based upon the overlay map. | 1. A guidance system, comprising: a real-time imaging device configured to pre-operatively or intra-operatively collect image data of a target region to provide a pre-operative or real-time image;a target determination module configured to convert the pre-operative or real-time image data of the target region including a heart into a morphological map registered to the pre-operative or real-time image to project morphological feature information including wall thickness of the heart, or scar tissue on the heart, or both, on corresponding features in the real-time image of the target region, the morphological map comprising a danger zone denoting a high risk area where critical anatomy is located; andat least one medical instrument configured to perform a procedure on the target region such that the at least one medical instrument is guided to a region suitable for performing an operative task based upon the morphological map, the at least one medical instrument being configured to perform the operative task based on the morphological feature information. 2. The guidance system as recited in claim 1, wherein the real-time imaging device includes an endoscope with a camera. 3. The guidance system as recited in claim 1, wherein the morphological map includes one of color and texture variations to indicate variation in the wall thickness, or scar tissue, or both, on the heart. 4. The guidance system as recited in claim 1, wherein the at least one medical instrument includes a needle and the morphological map shows acceptable injection sites. 5. The guidance system as recited in claim 1, wherein the at least one medical instrument is guided using a robot and the robot is controlled based upon the morphological map. 6. The guidance system as recited in claim 5, wherein the robot inserts the at least one medical instrument into an organ. 7. The guidance system as recited in claim 5, wherein the robot measures an insertion depth of a needle of the at least one medical instrument, and a display indicates a current insertion depth in real-time. 8. The guidance system as recited in claim 5, wherein the robot measures an insertion force of a needle of the at least one medical instrument using a force sensor, and a display indicates a current insertion force in real-time. 9. The guidance system as recited in claim 8, wherein information on the insertion force is employed in a closed loop control system to control insertion depth. 10. The guidance system as recited in claim 1, wherein the morphological feature information is collected from the target region pre-operatively or intra-operatively using an imaging system. 11. A workstation, comprising: a processor;memory coupled to the processor;a real-time imaging device configured to intra-operatively collect image data of a target region including a heart to provide a real-time image;a target determination module stored in the memory and configured to generate: a morphological map registered to the re... | KONINKLIJKE PHILIPS N.V. | A61B005/00 A61B017/00 A61B034/20 A61B034/30 A61B034/10 A61B001/00 A61B001/04 A61B005/06 A61B008/08 A61B008/12 A61B017/34 A61B090/00
US20140142442 | A1 | 2014-05-22 | Audio Feedback for Medical Conditions | 2013-02-26 | An apparatus is disclosed that comprises a sensor to detect a medical condition; a processor to evaluate the signals from the sensor; an input device and read/write medium to record cues that correspond to the various condition(s) detected by the sensor; and an audio output device to play prerecorded audio cues when a particular medical condition is detected. The audio cue provides a unique reminder message to encourage a person to take a certain action that is healthy. | 1. An apparatus for monitoring one or more medical conditions in a human patient, and for providing essentially immediate feedback concerning the one or more medical conditions to the patient; said apparatus comprising one or more sensors, a processor, a read/write medium, and an audio output device, wherein: (a) said one or more sensors are adapted to make one or more measurements that pertain to one or more medical conditions in the patient; and to output the one or more measurements to said processor;(b) said processor is programmed to correlate the one or more measurements from said one or more sensors to the presence or absence of one or more medical conditions in the patient; and to command said read/write medium to transit one or more audio cues to said audio output device when one or more medical conditions are detected;(c) said read/write medium is adapted to store one or more audio cues that are input from a source; and is adapted to transmit one or more audio cues to said audio output device upon command from said processor;(d) said audio output device is adapted to play the one or more audio cues so that the patient hears the one or more audio cues, and the patient thereby receives feedback concerning the one or more medical conditions; and(e) said apparatus is adapted and programmed thus to provide audio cue feedback to the patient when one or more medical conditions are present with essentially no delay. 2. The apparatus of claim 1, additionally comprising a microphone adapted to transmit an audio cue provided by a user to said read/write medium to be stored by said read/write medium; wherein the user may be the patient, or the user may be someone other than the patient. 3. The apparatus of claim 1, wherein said processor is additionally programmed to log measurements from said sensors onto said read/write medium for further analysis. 4. The apparatus of claim 3, wherein said processor is additionally programmed to conduct the further analysis of the logged measurements; and wherein the further analysis comprises a comparison between different alternative audio cues to determine which audio cues result in better patient compliance, and the subsequent optimization of the audio cues to optimize patient compliance. 5. The apparatus of claim 3, wherein said processor is additionally programmed to present the logged measurements in a form convenient to be viewed and analyzed by a human operator; and to accept input from the human operator to alter the one or more audio cues in order to optimize patient compliance; wherein the operator may be the patient, or the operator may be someone other than the patient. 6. A system comprising the apparatus of claim 3, and a computer that is physically separate from said apparatus; wherein said system is adapted to transmit the logged measurements from said read/write medium to said computer; and wherein said computer is programmed to process the logged measurements for visual analysis or otherw... | - | A61B005/00 A61B005/021 A61B005/11
US20140121545 | A1 | 2014-05-01 | SYSTEM AND METHOD FOR EVALUATING A PATIENT STATUS FOR USE IN HEART FAILURE ASSESSMENT | 2013-12-10 | A system and method for evaluating a patient status from sampled physiometry for use in heart failure assessment is presented. Physiological measures are stored, including at least one of direct measures regularly recorded on a substantially continuous basis by an implantable medical device for a patient and measures derived from the direct measures. At least one of those of the physiological measures, which each relate to a same type of physiometry, and those of the physiological measures, which each relate to a different type of physiometry are sampled. A status for the patient is determined through analysis of the sampled physiological measures assembled from a plurality of recordation points. The sampled physiological measures are evaluated. Trends that are indicated by the patient status, which might affect cardiac performance of the patient, are identified. Each trend is compared to worsening heart failure indications to generate a notification of parameter violations. | 1-26. (canceled) 27. A system for evaluating a patient status for use in heart failure assessment, comprising: an implantable medical device configured to collect patient data on a long-term, daily basis, wherein the implantable medical device is further configured to periodically store battery status data and a collected measures set containing the patient data, wherein the patient data comprises at least atrial electrical activity;an analysis module configured to receive the collected measures set and compare the collected measures set to comparison data to generate a patient status indicator;a feedback module to provide notification of the battery status and a potential medical concern based on the patient status indicator; anda remote database server accessible to patient medical providers that is configured to receive the collected measures set, the battery status, and the notification from the feedback module. 28. The system of claim 27, wherein the comparison data comprises averaged measures. 29. The system of claim 27, further comprising a collection client and a network server, wherein the collection client is configured to be communicatively interposed between the implantable medical device and a communication link, retrieve the collected measures set from the implantable medical device, and download the collected measures set into the network server over the communications link. 30. The system of claim 29, wherein the collection client is selected from the group consisting of: a programmer, interrogator, recorder, monitor, telemetered signals transceiver, personal computer, digital data processor, and combinations thereof. 31. The system of claim 27, wherein the implantable medical device is further configured to provide cardiac pacing and defibrillation. 32. The system of claim 31, wherein the patient data further comprises the number of device interventions made and the type of device interventions made. 33. The system of claim 32, wherein the patient data further comprises the relative success of any interventions made. 34. The system of claim 27, further comprising a programmer configured to retrieve and display patient data from the implantable medical device. 35. The system of claim 27, wherein the feedback module is further configured to provide the notification consistent with a particular level of patient involvement and medical care intervention from a plurality of levels of patient involvement and medical care intervention. 36. The system of claim 27, wherein the analysis module is configured to dynamically analyze the patient data to generate the patient status indicator. 37. A method for evaluating a patient status for use in heart failure assessment, comprising: collecting patient data, by an implantable medical device, on a long-term, daily basis, and periodically storing battery status data and a collected measures set containing the patient data, wherein the patient data comprises at least atrial electrical ... | Cardiac Pacemakers, Inc. | A61B005/00 A61B005/0205
US08725228 | B2 | 2014-05-13 | Steerable catheter having intermediate stiffness transition zone | 2010-02-18 | A flexible, steerable intravascular catheter includes an elongate flexible shaft having a heterogeneous or multi-zone stiffness profile or structure. A first or distal portion of the catheter shaft may have a substantially constant or distinct stiffness or flexibility, a second, intermediate or transition section is proximal relative to, and less flexible than, the first section, and a third section is proximal relative to, and also less more flexible than, the first section. The third section also includes a substantially constant or distinct stiffness or flexibility. The flexibility or stiffness of the second section varies along its length, e.g., in a substantially linear, step-like or ramp-like manner to provide a smooth or gradual transition between the stiffness of the first or distal section and the flexibility or stiffness of the third or proximal section. | 1. An intravascular steerable catheter, comprising: an elongate flexible shaft having a proximal portion and a steerable distal portion, the distal portion of the shaft comprising: a first section,a second section that is proximal relative to, and stiffer than, the first section, the second section having a distal end and a proximal end, anda third section that is proximal relative to, and stiffer than, the first section and the second section, wherein a stiffness of the second section increases gradually along its entire length from its distal end to its proximal end to gradually transition between the stiffness of the first section and the stiffness of the third section, the third section comprising: a first segment that is proximal relative to and adjacent to the second section; anda second segment that is proximal relative to and adjacent to the first segment, the second segment having a distal end and a proximal end, wherein the second segment of the third section is stiffer than the first segment of the third section, the first segment has a substantially constant stiffness along its length, and the stiffness of the second segment increases gradually along its entire length from its distal end to its proximal end;wherein a rate at which the stiffness changes in the second section is less than a rate at which the stiffness changes in the second segment of the third section. 2. The catheter of claim 1, wherein the stiffness of the second section increases substantially linearly along its length between the first and third sections in a step-like or ramp-like manner. 3. The catheter of claim 1 wherein the first section has a substantially constant stiffness along its length. 4. The catheter of claim 1 wherein the first section comprises an internal support member made of a material having a yield strength greater than 120,000 psi. 5. The catheter of claim 4, wherein the support member is made of Type 301 stainless steel. 6. A steerable intravascular catheter, comprising: a handle;an elongate flexible shaft extending from the handle and having a proximal portion and a steerable distal portion, the distal portion of the shaft comprising a first section, a second section that is proximal relative to, and stiffer than, the first section, and a third section that is proximal relative to, and stiffer than, the first section and the second section, wherein a stiffness of the second section increases gradually along its length from a distal end to a proximal end to gradually transition between the stiffnesses of the respective first and third sections, and wherein at least one section other than the second section has a stiffness that increases gradually along at least a portion of its length, wherein a rate at which the stiffness changes in the second section is less than a rate at which the stiffness changes in the at least one section other than the second section with a gradually increasing stiffness;an electrode carried on the steerable dist... | Boston Scientific Scimed, Inc. | A61B005/042 A61B018/24
US20140148671 | A1 | 2014-05-29 | COMPOSITIONS AND METHODS FOR DETECTING ANASTOMOSIS LEAKAGE | 2012-07-05 | Disclosed herein are compositions and methods for detecting an anastomosis leakage at the tubular tissue of a subject. The method can include applying a composition to an exterior of an anastomosis site in the tubular tissue of said subject and monitoring a urine color of the subject after the composition is applied. The composition may include a bioabsorbable binding medium and a biocompatible chromophore at least partially encapsulated in the bioabsorbable binding medium. Also disclosed are implantable films including: a first layer having a first bioabsorbable polymer and a biocompatible chromophore; and a second layer having a second bioabsorbable polymer. The biocompatible chromophore can be embedded within the bioabsorbable polymer. The second layer can be substantially free of the bioabsorbable polymer. | 1. A method for detecting an anastomosis leakage in the tubular tissue of a subject, the method comprising: applying a composition to an exterior of an anastomosis site in the tubular tissue of said subject, wherein the composition comprises a bioabsorbable binding medium and a biocompatible chromophore at least partially encapsulated in the bioabsorbable binding medium; andmonitoring a urine color of the subject after the composition is applied. 2. The method of claim 1, wherein a change in the urine color corresponding to a color of the biocompatible chromophore indicates a potential leak at the anastomosis site. 3. The method of claim 1, wherein the bioabsorbable binding medium comprises one or more polymers. 4. The method of claim 3, wherein the one or more polymers is selected from the group consisting of polyethylene glycol (PEG), poly(lactic acid-co-glycolic acid) (PLGA), polyglycolic acid (PGA), poly-L-lactic acid (PLLA), poly-D-lactic acid (PDLA), poly-D,L-lactic acid (PDLLA), poly(ortho esterpoly(caprolactone), polylysine, polyethylene imine, polyhydroxyacids, polyanhydrides, polyhydroxyalkanoates, poly(L-lactide-co-L-lysine), poly(serine ester), poly(4-hydroxy-L-proline ester), poly[α-(4-aminobutyl)-L-glycolic acid], and copolymers thereof. 5. The method of claim 1, wherein the bioabsorbable binding medium is configured to bioabsorb over a time period of at least about 5 days. 6. The method of claim 5, wherein the bioabsorbable binding medium is configured to bioabsorb over a time period of no more than about 180 days. 7. The method of claim 1, wherein the chromophore is selected from the group consisting of Yellow No. 5, β-carotene, rifampin, Yellow No. 6, tetracycline, Red No. 40, Red No. 3, Blue No. 2, Evan's Blue, Green No 3, Blue No. 1, methylene blue, indocyanine green, Betanin, and combinations thereof. 8. The method of claim 1, wherein the chromophore is methylene blue. 9. The method of claim 1, wherein the composition comprises particles dispersed within the bioabsorbable binding medium, the particles each comprising the chromophore and a bioabsorbable layer at least partially encapsulating the chromophore, wherein the bioabsorbable layer is configured to dissolve or degrade when exposed to fluids from the tubular tissue of said subject. 10. The method of claim 9, wherein the bioabsorbable layer comprises a carbohydrate. 11. The method of claim 10, wherein the carbohydrate is selected from the group consisting of starch, pectin, cellulose, hemicellulose, and combinations thereof. 12. The method of claim 9, wherein the bioabsorbable layer comprises a protein. 13. The method of claim 12, wherein the protein is selected from the group consisting of albumin, collagen, fibrin, and combinations thereof. 14. The method of claim 9, wherein the particle has a largest dimension in the range of about 1 nm to about 1 mm. 15. The method of claim 1, wherein the composition is a liquid or a gel. 16. The method of claim 15, fur... | EMPIRE TECHNOLOGY DEVELOPMENT LLC | A61K049/00 A61B005/145
US09192407 | B2 | 2015-11-24 | Wire guides and anchors for endoscopy | 2013-11-08 | A wire guide system is provided for use during a endoscopic surgical procedures. The wire guide system includes a cylindrical shaft having a hollow chamber along a longitudinal axis of the cylindrical shaft, a flange fit disposed around the cylindrical shaft and a seal disposed around the cylindrical shaft and abutting the flange. The system may also include an anchor affixed to the cylindrical shaft and having an aperture from which at least one of a sensor, a light, a camera, tissue and/or organs may be suspended therefrom and at least one cable extending from one end of the cylindrical shaft to another end of the cylindrical shaft through the hollow chamber. | 1. A wire guide system comprising: a cylindrical shaft having a hollow chamber along a longitudinal axis of the cylindrical shaft;a flange disposed around the cylindrical shaft;a seal disposed around the cylindrical shaft and abutting the flange;an anchor affixed to the cylindrical shaft and having an aperture from which at least one of a sensor, a light, a camera, tissue, or organs may be suspended therefrom; andat least one cable extending from one end of the cylindrical shaft to another end of the cylindrical shaft through the hollow chamber. 2. The wire guide system according to claim 1, wherein the seal further comprising: an adhesive disposed on a surface of the seal; anda removable cover disposed over the adhesive. 3. The wire guide system according to claim 1 further comprising a cap. 4. The wire guide system according to claim 3, wherein the cap is a silicone valve. 5. The wire guide system according to claim 1, wherein one end of the cylindrical shaft is tapered. 6. The wire guide system according to claim 1, wherein the at least one cable is a fiber optic cable or a wire. 7. The wire guide system according to claim 1, wherein the anchor is attached to the cylindrical shaft via an interference fit, a snap fit, a bayonet coupling, a latch coupling, or a magnetic coupling. 8. The wire guide system according to claim 1, wherein the anchor is configured to be manipulated around at least one axis. 9. The wire guide system according to claim 1, wherein the hollow chamber comprises a plurality of lumens. | Covidien LP | H02G003/04 A61B017/34 A61B001/00 A61B001/012 A61B001/313 A61B001/04 A61B001/07 A61B005/00 A61B017/02 A61B019/00 A61B017/00
US08996091 | B2 | 2015-03-31 | Basket catheter having multiple electrodes | 2013-11-15 | Embodiments of the present invention provide a catheter that comprises an elongated catheter body (16) and an electrode assembly (10) at the distal end of the catheter body. The electrode assembly comprises a plurality of spines (11), each of the spines having a proximal end connected to the distal end of the catheter and a distal end, the distal ends of the spines being connected at a spine tip junction (13). Each spine includes an elbow (20) having at least one discontinuity in stiffness at an intermediate position between the distal end and the proximal end thereof. The spines include a plurality of electrodes (12). The electrode assembly is collapsible to a collapsed arrangement to fit within a lumen of the elongated catheter body and expandable to an expanded arrangement with the elbows of the spines bending outwardly relative to the proximal and distal ends of the spines. | 1. A catheter comprising: an elongated catheter body comprising a proximal end and a distal end;a handle connected to the proximal end of the elongated catheter body, wherein the handle is configured to deflect the distal end of the elongated catheter body; andan electrode assembly at the distal end of the catheter body, the electrode assembly comprising a plurality of arms, each of the arms comprising a support member including a proximal end connected to the distal end of the catheter body, a proximal segment, a distal end, and a distal segment, the distal ends of the support members being connected at a tip junction, wherein the arms include a plurality of electrodes,wherein the electrode assembly is sized and configured to fit in a sheath in a collapsed arrangement and is configured to expand to an expanded arrangement with the arms bending outwardly relative to the proximal and distal ends of the arms, a mid portion of the arms moving radially outwardly from the collapsed arrangement to the expanded arrangement, and the proximal segment of the support member is wider than the distal segment. 2. The catheter according to claim 1 wherein at least one of the arms includes a shape memory material that biases the arm toward the expanded arrangement. 3. The catheter according to claim 1 wherein the distal ends of the support members are fastened to the tip junction. 4. The catheter according to claim 1 wherein the tip junction is connected to a distal end of an adjusting member. 5. The catheter according to claim 4 wherein the adjusting member extends into the elongated catheter body. 6. The catheter according to claim 1 wherein the tip junction further comprises an electrode. 7. The catheter according to claim 1 wherein the tip junction is configured to align the plurality of arms. 8. The catheter according to claim 1 wherein each of the plurality of arms comprise a shape memory material. 9. The catheter according to claim 1 wherein the electrode assembly further comprises a plurality of ablation electrodes. 10. A catheter comprising: an elongated catheter body comprising a proximal end and a distal end;a handle connected to the proximal end of the elongated catheter body, wherein the handle is configured to deflect the distal end of the elongated catheter body;an electrode assembly at the distal end of the catheter body, the electrode assembly comprising a plurality of spines, each of the spines comprising a support member including a proximal end connected to the distal end of the catheter body, a proximal portion, a distal portion, and a distal end, the distal ends of the support members being connected at a tip junction and the proximal portion of the support members being wider than the distal portion, wherein the spines include a plurality of electrodes; andwherein the electrode assembly is sized and configured to change the shape of the electrode assembly between a collapsed arrangement in which the electrode assembly is sized and... | St. Jude Medical, Atrial Fibrillation Division, Inc. | A61B005/04 A61B018/14 A61B005/00 A61B005/042 A61B018/18 A61B017/00 A61B018/00
US08738122 | B2 | 2014-05-27 | Systems and methods for reproducing body motions via networks | 2010-08-23 | Disclosed are systems and methods for reproducing a body motion via a network, and systems, devices and methods for identifying a body motion. In an embodiment, the system for reproducing a body motion via a network comprises a sensor configured to capture a surface electromyography signal generated by a body motion of a user at a first terminal in the network; a processor configured to receive the signal from the sensor and identify the body motion based on the received signal, and send information associated with the body motion to a second terminal in the network, the processor being located in the first terminal; and a mechanical member configured to receive the information associated with the body motion from the second terminal and reproduce the body motion based on the received information. | 1. A method for reproducing a body motion via a network system, the system including a first terminal and a second terminal that communicates with the first terminal via a network, the method comprising: responsive to capturing, by the first terminal, a first surface electromyography signal generated by a first body motion of a first user: identifying the first body motion based on the first signal captured by the first terminal; sending first information associated with the first body motion to the second terminal via the network; and reproducing the first body motion via a first robot hand at the second terminal based on the first information, and responsive to capturing, by the second terminal, a second surface electromyography signal generated by a second body motion of a second user: identifying the second body motion based on the second signal captured by the second terminal; sending second information associated with the second body motion to the first terminal via the network; and reproducing the second body motion via a second robot hand at the first terminal based on the second information. 2. The method of claim 1, wherein the identifying of the first body motion based on the first signal captured by the first terminal comprises: extracting a feature signal from the first signal captured by the first terminal; andidentifying the first body motion corresponding to the extracted feature signal from a plurality of pre-stored motion samples. 3. The method of claim 2, wherein the plurality of pre-stored motion samples are obtained by learning different body motions in advance. 4. The method of claim 2, further comprising: reducing a dimensionality of the extracted feature signal before the first body motion is identified based on the first signal captured by the first terminal. 5. The method of claim 2, wherein the feature signal includes a square integral feature or a moment feature. 6. The method of claim 1, wherein the identifying of the second body motion based on the second signal captured by the second terminal comprises: extracting a feature signal from the second signal captured by the second terminal; andidentifying the second body motion corresponding to the extracted feature signal from a plurality of pre-stored motion samples. 7. The method of claim 6, wherein the plurality of pre-stored motion samples are obtained by learning different body motions in advance. 8. The method of claim 6, further comprising: reducing a dimensionality of the extracted feature signal before the second body motion is identified based on the second signal captured by the second terminal. 9. The method of claim 6, wherein the feature signal includes a square integral feature or a moment feature. | The Chinese University of Hong Kong | A61B005/04 A61B005/05 A61B005/103 A61B005/117 A63B069/00 G09B009/00 G09B019/00
US09026189 | B2 | 2015-05-05 | Electrode sensor assembly for electroretinography and pattern electroretinography | 2012-11-16 | A multilayer electrode sensor assembly for electroretinography and pattern electroretinography formed as a thin strip to fit under a lower eyelid and contain an electrode in line with the pupil of an eye with signals detected carried through an integrally formed thin conductive strip to a terminal to be connected to an electrical conductor for carrying such signals to an analyzer. | 1. An electrode sensor for detecting signals emanating from a retina of the eye of a patient, said signals being generated upon stimulation of the retina, said electrode sensor comprising a multilayer assembly comprising a base layer, an electrode deposited on said base layer and a conductor deposited on said base layer connected to said electrode,said electrode sensor comprising a first elongated section, said electrode being located on said first elongated section, said first elongated section being sized and shaped to extend from an inner corner of an eye to an outer corner edge of an eye to be secured to skin below a lower eyelid of a patient,said electrode sensor comprising a second section, said second section comprising a connector,said conductor being located in an intermediate section of said sensor between said first and second sections, said conductor integrally formed with said electrode,said multilayer assembly comprising an adhesive layer to attach said electrode sensor to said skin below said lower eyelid. 2. An electrode sensor according to claim 1, further comprising a dielectric layer formed on top of said conductor to minimize noise in said conductor. 3. An electrode sensor according to claim 1, wherein said multilayer assembly comprises a conductive gel deposited on top of said electrode. 4. An electrode sensor according to claim 1, wherein said adhesive layer comprises adhesive material located adjacent to said electrode in said first section. 5. An electrode sensor according to claim 4, wherein said adhesive material is located on both sides of said electrode in said first section. 6. An electrode sensor according to claim 1, wherein said electrode sensor has an elongated and thin silhouette. 7. An electrode sensor according to claim 1, wherein said connector is fixedly attached to said conductor. 8. An electrode sensor according to claim 1, wherein said multilayer assembly comprises a medical tape liner on top of said adhesive layer. 9. An electrode sensor according to claim 1, wherein at least a portion of said intermediate section is smaller in height than either said first or second sections. 10. An electrode sensor according to claim 1, wherein the height of said electrode is substantially equal to the height of said first section. 11. An electrode sensor according to claim 1, wherein said base layer comprises a thin plastic material. 12. An electrode sensor according to claim 1, wherein said electrode sensor is thin and flexible. 13. An electrode sensor according to claim 1, wherein said electrode sensor comprises visible locating means to locate said electrode substantially to be in line with the pupil of the eye. 14. An electrode sensor according to claim 13, wherein said visible locating means is visible to the naked eye. 15. An electrode sensor according to claim 1, wherein said electrode and said conductor comprises a conductive ink material. 16. An electrode sensor according to claim 15, further co... | Diopsys, Inc. | A61B005/0496
US20140142458 | A1 | 2014-05-22 | IMPLANTABLE MONITORING DEVICE WITH SELECTABLE REFERENCE CHANNEL AND OPTIMIZED ELECTRODE PLACEMENT | 2014-01-24 | Techniques for amplifying a plurality of input voltages to generate a corresponding plurality of output voltages. In an exemplary embodiment, each of the plurality of input voltages is referenced to a common voltage comprising the average of the plurality of input voltages, wherein for each of the input voltages, the common voltage is coupled to a common node via a corresponding switch. | 1. A device, comprising: a plurality of amplifier modules each having an input node and an output node, each of the plurality of amplifier modules having a first amplifier with a first amplifier output connected to a second amplifier at a second amplifier input of the second amplifier;a first amplifier common node electrically coupling together the first amplifier outputs of each of the plurality of amplifier modules; anda reference channel coupled to the first amplifier common node via at least one of a reference channel switch, a reference channel resistor, and a reference channel amplifier electrically disposed between the reference channel and the first amplifier common node. 2. The device of claim 1, wherein each of the plurality of amplifier modules includes at least one of a first amplifier switch and a first amplifier resistor electrically disposed between the first amplifier output and the first amplifier common node. 3. The device of claim 2, wherein at least one of the plurality of amplifier modules is configured to provide a variable output at the first amplifier output due to a status of at least one of the first amplifier switch and the first amplifier resistor. 4. The device of claim 2, wherein at least one of the plurality of amplifier modules is configured to provide a variable output at the output node due to a status of at least one of the first amplifier switch and the first amplifier resistor. 5. The device of claim 2, wherein the second amplifier includes a second amplifier output, the device further comprising: a second amplifier common node electrically coupling together the second amplifier outputs of each of the plurality of amplifier modules. 6. The device of claim 1, further comprising: another reference channel coupled to the first amplifier common node via at least one of another reference channel switch and another reference channel resistor electrically disposed between the another reference channel and the first amplifier common node. 7. The device of claim 1, wherein the reference channel is coupled to the first amplifier common node via the reference channel amplifier, wherein the reference channel amplifier includes a first input and a second input with the reference channel is electrically coupled to the first input, the device further comprising: another reference channel coupled to the first amplifier common node via the first input of the reference channel amplifier. 8. The device of claim 1, wherein each of the plurality of amplifier modules includes a capacitor electrically disposed between the first amplifier output and the second amplifier input. 9. The device of claim 1, wherein the first amplifier comprises a non-inverting input, an inverting input, and the first amplifier output, wherein the non-inverting input is coupled to the input node,wherein the non-inverting input is coupled to the first amplifier output via a coupling impedance,wherein the first amplifier output is coupled to the inve... | - | H03F003/68 A61B005/0476 H03F001/34
US08738120 | B2 | 2014-05-27 | Implantable medical device and method comprising means for detecting and classifying an arrhythmia | 2010-05-12 | An implantable medical device (100) is configured for generating a cardiogenic impedance signal representative of the cardiogenic impedance of at least a portion of a heart (10) of a subject (20) during at least a portion of cardiac cycle. A moment processor (132) calculates a moment parameter value based on the cardiogenic impedance signal. The moment parameter is representative of a weighted sum of impedance amplitudes within a time window centered at defined time instance within the cardiac cycle. The weights of the impedance amplitudes are further dependent on the length in time between the defined time instance and the point of time of the associated impedance amplitude. The moment parameter is of high diagnostic value and is employed by an arrhythmia classifier (132) in order to classify a detected arrhythmia of the heart (10), such as discriminate between hemodynamically stable or unstable arrhythmias and/or supraventricular or ventricular tachycardia. | 1. An implantable medical device for delivering cardiac therapy to a heart of a subject comprising: an electrode connector electrically connectable to multiple electrodes of which at least one is arranged on a cardiac lead electrically connected to said electrode connector;a signal generator connected to said electrode connector and configured to generate an electric signal applicable over two electrodes of said multiple electrodes;a signal sensing unit connected to the electrode connector and configured to sense a resulting electric signal over two electrodes of said multiple electrodes;an impedance processor configured to determine a cardiogenic impedance signal for at least a portion of a cardiac cycle based on said electric signal generated by said signal generator and said resulting electric signal sensed by said signal sensing unit;a moment processor configured to calculate, based on said cardiogenic impedance signal determined by said impedance processor, a moment parameter value representative of a weighed sum of impedance amplitudes within a time window encompassed by said at least a portion of said cardiac cycle and centered at a defined time instance within said at least a portion of said cardiac cycle, wherein each respective weight is dependent on a length in time between said defined time instance and the point in time for the impedance amplitude associated with said each respective weight; andan arrhythmia classifier configured to classify an arrhythmia of said heart based on said moment parameter value calculated by said moment processor. 2. The device according to claim 1, wherein said moment processor is configured to calculate, based on said cardiogenic impedance signal determined by said impedance processor, said moment parameter value based on∑i⁢r⁡(i)k×A⁡(i),wherein r(i) represents the length in time between said defined time instance and the point in time for impedance sample number i of said cardiogenic impedance signal, A(i) represents the impedance amplitude for said impedance sample number i, k is a positive integer and iε[α, β], where α is the sample number of a first impedance sample within said time window and β is the sample number of a last impedance sample within said time window. 3. The device according to claim 2, wherein said moment processor is configured to calculate, based on said cardiogenic impedance signal determined by said impedance processor, said moment parameter value asP=∑i⁢r⁡(i)×A⁡(i). 4. The device according to claim 2, wherein said moment processor is configured to calculate, based on said cardiogenic impedance signal determined by said impedance processor, said moment parameter value asP=∑i⁢r⁡(i)2×A⁡(i). 5. The device according to claim 2, wherein said moment processor is configured to calculate, based on said cardiogenic impedance signal determined by said impedance processor, said moment parameter value asP=∑i⁢r⁡(i)×A⁡(i)∑i⁢A⁡(i). 6. The device according to claim 1, wherein said impedance ... | St. Jude Medical AB | A61B005/0468
US08727976 | B2 | 2014-05-20 | Disease management system operating on a network | 2007-10-31 | A system and method for allowing a patient to access an automated process for managing a specified health problem called a disease. The system performs disease management in a fully automated manner, using periodic interactive dialogs with the patient to obtain health state measurements from the patient, to evaluate and assess the progress of the patient's disease, to review and adjust therapy to optimal levels, and to give the patient medical advice for administering treatment and handling symptom flare-ups and acute episodes of the disease. The medical records are updated, the progression of the disease is stored and tracked, and the patient's preferences for treatment are stored and then used to offer medical advice based on the current state of the disease. A prestored general disease trend curve is compared against a patient specific disease trend curve, and the system makes an automated response such as adjusting therapy. | 1. A computerized disease management system, comprising: a computing environment, wherein the computing environment comprises a computing device used by a patient having a previously diagnosed disease and a network in data communication with the computing device;a data storage configured to store data indicative of disease therapies and to store data resulting from a health assessment of the patient; anda computer in data communication with the network, wherein the computer executes a disease management program to: perform a health assessment of the patient involving input of patient health data, the input of patient health data including at least one objective health measurement of the patient and at least one subjective health measurement of the patient;compare data resulting from the patient health assessment to stored data resulting from a previous health assessment of the patient, wherein the comparison of the health assessments is indicative of a progression of the disease over time, of the patient, the comparison further including determining a subjective objective correlation factor, the subjective objective correlation factor a statistical measure of patient ability to accurately describe the at least one subjective health measurement of the patient;optimize a disease therapy by selecting a disease therapy from the stored data indicative of disease therapies based on the comparison of the health assessments, the optimizing the disease therapy including at least one of: a review of patient therapy and an adjustment of patient therapy via a gradual titration of a dose of medication;factor the adjustment of patient therapy based on the subjective health measurement of the patient by the subjective objective correlation factor; andoutput data indicative of the selected disease therapy,wherein the selected disease therapy maximizes an efficacy and minimizes adverse side effects in physiological changes in the patient. 2. The system of claim 1, wherein the health assessment includes an interactive dialog between the patient and the computer through the computing device, so as to obtain a current health condition of the patient. 3. The system of claim 2, wherein the disease management program schedules a time for a new interactive dialog with the patient. 4. The system of claim 3, wherein the time is a regularly scheduled time. 5. The system of claim 4, wherein the time is different from the regularly scheduled time. 6. The system of claim 2, wherein interactive dialogs are repeatedly performed over time. 7. The system of claim 1, wherein the computing device comprises a telephone. 8. The system of claim 7, wherein the telephone is a wireless telephone. 9. The system of claim 7, wherein the telephone utilizes dual tone multi-frequency (DTMF) signals to provide data indicative of patient health conditions to the disease management program. 10. The system of claim 1, wherein the computer utilizes voice recognition to provide data indicat... | Clinical Decision Support, LLC | A61B005/00 G06Q050/00 G06F019/00 G06Q050/22 G06Q050/24
US08715176 | B2 | 2014-05-06 | Method for automated delivery of personalized physical therapy sessions to treat pain | 2007-01-31 | A user directed interactive method and system for implementing customized therapy routines. The method and system obtains relevant information from a user via an interactive questionnaire and via digital therapeutic techniques to evaluate the user's pain and provide a customized treatment regimen. The user then implements the custom treatment regimen in order to return their body to proper alignment thereby bringing about a state of muscular and internal balance to the individual naturally. In this manner, the method and system of the present invention replicates the process of in-clinic and video therapy programs while delivering customized therapy sessions and long-term therapy programs based on the user's individual needs via an electronic medium that is completely automated without the need for professional intervention, evaluation, or correspondence of any kind. | 1. A self-administered, automated method for providing a user with a customized physical therapy routine to treat pain: providing a host computer system accessible through an electronic network, said host computer system being configured with software effective for receiving personal information from a user and automatically generating a customized physical therapy routine based on said personal information;establishing a user account on said host computer system through a computer interface connected to said electronic network;building a user profile associated with said user account through an automated interactive questioning process controlled by said software on said host system, said software automatically prompting said user through said computer interface to input personal information including personal data, physical condition, activity level, anatomical posture and pain symptoms, said step of building said user profile being completed by said user without an intermediary or professional therapist, and without the need of any measured performance based data,said input of anatomical posture comprising the steps of presenting to said user a plurality of images depicting various postural dysfunctions, and prompting said user to select at least one image that best represents the user's posture,said input of pain symptoms comprising the steps of presenting to said user an image of a human body, and prompting said user to select an area of said human body where pain symptoms exist, and further prompting said user to input a pain level;storing said personal information in said user account;automatically generating an initial evaluation based on said personal information;automatically generating an initial customized physical therapy routine based on said personal information and said initial evaluation;providing said initial customized physical therapy routine to said user immediately through said computer interface;monitoring the user's progress by automatically prompting said user to enter updated personal information;automatically generating a follow-up evaluation based on said updated personal information;automatically generating an updated customized physical therapy routine based on said updated personal information and said follow-up evaluation;providing said updated customized physical therapy routine to said user immediately through said computer interface;tracking a user's progress wherein said software automatically compares results from said follow-up evaluation with said initial evaluation; andgraphically presenting said progress to said user through said computer interface. 2. The method of claim 1, wherein said step of inputting personal information including personal data, physical condition, activity level, anatomical posture and pain symptoms comprises: generating a first set of user-created images of said user's body;uploading said first set of user-created images of said user's body via said computer interface;displaying sa... | - | A61B005/00 G06F019/00 G06Q050/24 G06T013/40 G06T013/00 A63B071/00 G06Q050/00
US08721546 | B2 | 2014-05-13 | Intravenous catheter insertion and blood sample devices and method of use | 2008-05-07 | Devices and methods for guidewire assisted placement of catheters into blood vessels are described. Some of the devices and methods relate to automated or partially automated or assisted insertion and placement of an intravenous catheter into a vein or artery of a patient. Other of the devices are blood draw devices and methods for insertion and placement of an intravenous device into a vein or artery of a patient or to withdraw a blood sample from the patient. The devices also provide for guide wire tip inspection after use. | 1. An intravenous catheter insertion device, comprising: a housing having an interior space, a proximal end and a distal end defining a housing length there between;an access needle having an access needle lumen, the access needle positioned within the interior space such that a distal end of the needle extends beyond the housing distal end;an intravenous catheter having a flexible tube with a proximal end and a distal end, a hub on the proximal end of the flexible tube and an intravenous catheter lumen extending through the hub to the distal end of the flexible tube, wherein a proximal portion of the flexible tube is positioned within the housing distal end with the intravenous catheter lumen over the access needle;a guide wire within the interior space and the access needle lumen; anda catheter advancement device on the housing coupled to the catheter such that operation of the catheter advancement device moves the flexible tube and the hub of the catheter relative to the access needle and the housing from a position within the housing to a position external to the housing. 2. An intravenous catheter insertion device according to claim 1, further comprising: a bleed back sensor in communication with the needle lumen. 3. An intravenous catheter insertion device according to claim 2 wherein the bleed back sensor is mounted on the housing. 4. An intravenous catheter insertion device according to claim 2 wherein the bleed back sensor is within the interior space. 5. An intravenous catheter insertion device according to claim 2, further comprising: a light coupled to the bleed back sensor wherein the light illuminates when the bleed back sensor is activated. 6. An intravenous catheter insertion device according to claim 2, further comprising: a device for emitting an audible indication coupled to the bleed back sensor wherein the device emits an audible indication when the bleed back sensor is activated. 7. An intravenous catheter insertion device according to claim 2 wherein the bleed back sensor produces a signal that activates the catheter advancement device. 8. An intravenous catheter insertion device according to claim 1 wherein the catheter advancement device comprises a spring configured to produce a force to move the flexible tube and hub of the intravenous catheter relative to the access needle and the housing. 9. An intravenous catheter insertion device according to claim 1 wherein the catheter advancement device comprises a pneumatic actuator configured to produce a force to move the flexible tube and hub of the intravenous catheter relative to the access needle and the housing. 10. An intravenous catheter insertion device according to claim 1 wherein the catheter advancement device comprises a motor configured to produce a force to move the flexible body and hub of the intravenous catheter relative to the access needle and the housing. 11. An intravenous catheter insertion device according to claim 1 wherein the catheter advanc... | Vascular Pathways, Inc. | A61B005/0215
US08722018 | B2 | 2014-05-13 | Method for preparing nanoparticles covered with a gem-bisphosphonate stabilizing layer coupled to hydrophilic distribution ligands | 2008-10-06 | A novel method for preparing nanoparticles for medical imaging, including a metal core, an organic stabilizing layer containing gem-bisphosphonate compounds and at least one hydrophilic biodistribution ligand. | 1. A process for preparing metallic nanoparticles, the nanoparticles comprising a metallic core N covered with an organic stabilizing layer coupled to at least one hydrophilic ligand having an effect on the stability/biodistribution of the nanoparticles, the process comprising the steps of: a) preparing the metallic core N of the metallic nanoparticles;b) preparing targeting elements of formula S—C, in which: S is a gem-bisphosphonate attachment group of formula X-L-CH(PO3H2)2, andC is a hydrophilic biodistribution ligand selected from:(1) an amino alcohol of formula (II):wherein, R1 and R2 idependently represent an aliphatic hydrocarbon-based chain comprising from 2 to 6 carbon atoms;(2) an amino alcohol of formula (IV):wherein, Z is a bond, CH2, CH2CONH or (CH2)2NHCO;Z′ is a bond, O, S, NQ, CH2, CO, CONQ, NQCO, NQ CONQ or CONQCH2CONQ,Z″ is a bond, CONQ, NQCO or CONQCH2CONQ;p and q are integers, the sum of which is equal to 0 to 3;R1, R2, R3, R4 or R5 each independently represent H, Br, Cl, I, CONQ1Q2 or NQ1COQ2;Q1 and Q2, which are identical or different, are H, a (C1-C8)alkyl group that is monohydroxylated or polyhydroxylated and/or optionally interrupted by one or more oxygen atoms, so that Q1 and Q2 comprise, between them, from 4 to 10 OH groups;it being understood that at least one and at most two of the groups R1 to R5 represents CONQ1Q2 or NQ1COQ2;or else R1, R3, R5 each independently represent H, Br, Cl or I and R2 and R4 represent:wherein R′1, R′3 and R′5, which are identical or different, represent H, Br, Cl or I;Q1 and Q2 have the same meaning as above;Z′″ is CONQ, CONQCH2CONQ, CONQCH2, NQCONQ, or CONQ(CH2)2NQCO; andQ is H or (C1-C4)alkyl, said alkyl group being linear or branched and optionally being hydroxylated; and(3) a polyethylene glycol ligand being an amino polyethylene glycol of formula (III):in which:R1 and R2, which are identical or different, represent H, an alkyl group or a polyethylene glycol chain of formula —CH2—(CH2—O—CH2)k—CH2OR3, it being understood that at least one of the groups R1, R2 represents a polyethylene glycol chain;k varies from 2 to 100; andR3 is H, C1-C6 alkyl or —(CO)Alk, with “alk” denoting a C1-C6 alkyl group; andc) grafting the S group of the targeting elements of formula S—C to the metallic core N;wherein: X represents a chemical functional group capable of being coupled to the hydrophilic biodistribution ligand C and is selected from the group consisting of:—COOH, —NH2, —NCS, —NH—NH2, —CHO, alkylpyrocarbonyl (—CO—O—CO-alk), acylazidyl (—CO—N3), iminocarbonate (—O—C(NH)—NH2), vinylsulfuryl (—S—CH═CH2), pyridyldisulfuryl (—S—S-Py), haloacetyl, maleimidyl, dichlorotriazinyl, halogen, and the group of formula: andL represents an organic group that connects the X functional group to the gem-bisphosphonate —CH(PO3H2)2 functional group, L being a divalent group selected from the group consisting of:an aliphatic, alicyclic, alicyclic-aliphatic aromatic and aromatic-aliphatic group, said aliphatic, alicycl... | Guerbet | A61B005/055
US08702624 | B2 | 2014-04-22 | Analyte measurement device with a single shot actuator | 2010-01-29 | An analyte and detecting apparatus includes a housing, an access door and a front end aperture. A module is positionable in the housing. A penetrating member is positioned in the module and upon launch passes through the front end aperture. An analyte sensor is positioned in the module. A penetrating member driver is configured to be coupled to the penetrating member. A mechanism is included that moves an arm coupled to the penetrating member driver into a launch position and allows motion of the penetrating member driver. | 1. An analyte detecting apparatus, comprising: a housing and an access door and a front end aperture;a module positionable in the housing;a penetrating member positioned in the module and upon launch passes through the front end aperture;an analyte sensor positioned in the module;a penetrating member driver configured to be coupled to the penetrating member;a processor positioned in the housing and configured to customize by either scaling or modifying a user profile based on additional user input information;anda mechanism that moves an arm coupled to the penetrating member driver into a launch position and allows motion of the penetrating member driver. 2. The apparatus of claim 1, wherein application of pressure from a finger on the front end aperture begins a first sequence of the penetrating member. 3. The apparatus of claim 1, wherein the display positioned at an exterior of the housing that displays a reading associated with analyte measurement. 4. The apparatus of claim 1, wherein the module is an injection molded plastic body that cradles the penetrating member and holds the analyte sensor. 5. The apparatus of claim 1, further comprising: at least one seal that protects for at least one of sterility and humidity. 6. The apparatus of claim 1, further comprising: a first seal at a top of the module and a second seal at a bottom of the module. 7. The apparatus of claim 1, further comprising: a lever coupled to the sweeper arm to move the sweeper arm in a launch position. 8. The apparatus of claim 1, further comprising: a first seal breach device, wherein in response to movement of the module relative to the first seal breach device, a seal associated with the analyte sensor is opened. 9. The apparatus of claim 8, further comprising: a second seal breach device, wherein in response to movement of the module, in response to a closure of the access door the second seal breach device opens a seal associated with the penetrating member. 10. The apparatus of claim 1, further comprising: a penetrating member engagement member that engages the penetrating member to the penetrating member driver, in response to a closure of the access door, the penetrating member becomes engaged with the penetrating member engagement member. 11. The apparatus of claim 1, further comprising: a spring that is compressed as the access door closes. 12. The apparatus of claim 11, further comprising: a switch that indicates when the module is fully seated and the penetrating member is gripped and ready to launch. 13. The apparatus of claim 12, wherein when the access door is released, the spring lifts the module and allows free motion of the penetrating member engagement member during a penetrating member actuation sequence. 14. The apparatus of claim 7, further comprising: an activation element positioned at an exterior of the housing and configured to be coupled with the sweeper arm. | Sanofi-Aventis Deutschland GmbH | A61B005/00
US08738114 | B2 | 2014-05-27 | Systems and methods for measuring and modeling in vivo manganese ion transport in a subject | 2010-02-09 | Described herein are systems and methods for quantitatively measuring manganese ion efflux in a subject. In general, the systems and methods compare imaging data from a subject taken over specific periods of time to pharmacokinetic models in order to measure manganese ion efflux rates from an organ in a subject. By understanding the specific location and rate of manganese ion efflux and influx from the organ, it is possible to more accurately correlate calcium ion activity. Calcium ion efflux is associated with a number of biological mechanisms in the subject, and the methods and systems described herein can be used as a diagnostic tool not only for monitoring calcium efflux in the subject but also aid in the treatment of diseases associated with changes in calcium ion efflux. | 1. A method for detecting a change in manganese ion efflux from an organ in a subject, the method comprising: a. imaging the organ of the subject to obtain a baseline concentration of manganese ions in the organ;b. administering to the subject a known concentration of a source of manganese ions;c. imaging the organ of the subject after step (b) to obtain the concentration of manganese ions;d. comparing the manganese ion concentration from step (c) to a standard multi-compartment pharmacokinetic model of a healthy organ at the same manganese ion concentration in step (b), wherein a deviation from the standard multi-compartment pharmacokinetic model indicates a change in manganese ion efflux from the organ. 2. The method of claim 1, wherein the organ is imaged by an MRI machine. 3. The method of claim 1, wherein the organ is imaged by a MRI mapping technique, a manganese-enhanced MRI (MEMRI) mapping technique, or a combination thereof. 4. The method of claim 1, wherein step (c) comprises use of temporal ΔR1 values to determine the manganese ion concentration over time. 5. The method of claim 1, wherein the organ is imaged to produce a segmented radial T1 map. 6. The method of claim 1, wherein the source of manganese ions is MnCl2, manganese dipyridoxyl diphosphate (MnDPDP), or manganese gluconate/calcium gluconate. 7. The method of claim 1, wherein the organ is imaged from 1 to 6 times over a period of 30 minutes to 9 hours after step (b). 8. The method of claim 1, wherein the organ is a heart, brain, liver, kidney, pancreas, bladder, or spine. 9. The method of claim 1, wherein the standard multi-compartment pharmacokinetic model measures the rate of manganese ion efflux from two or more compartments present in the organ. 10. The method of claim 9, wherein the organ is a heart and the compartments comprise a cardiac compartment, a mitochondrion, sarcoplasmic reticulum, or any combination thereof. 11. The method of claim 9, wherein the standard multi-compartment pharmacokinetic model comprises a blood compartment and a heart compartment. 12. The method of claim 1, wherein the change in manganese ion efflux is due to an ischemic or arrhythmia event. 13. The method of claim 12, wherein the ischemic event is a myocardial event. 14. The method of claim 13, wherein the myocardial event comprises heart palpitations, a myocardial infarction, chest pain, shortness of breath, nausea, vomiting, sweating, anxiety, fatigue, heart attack, cardiac arrest, heart failure, or any combination thereof. 15. The method of claim 1, further comprising quantifying the change in manganese ion efflux from the organ of the subject. 16. The method of claim 1, wherein the method detects a change in manganese ion efflux and influx from the organ in the subject. 17. A non-transitory computer-readable medium storing instructions that, when executed on a programmed processor, carry out a method for detecting and quantifying a change in manganese ion efflux from an o... | Celtrast LLC | A61B005/05
US10201291 | B2 | 2019-02-12 | Apparatus and method for real-time tracking of bony structures | 2013-09-27 | A method for measuring skin thickness. The method includes at a first 3D point on an outer surface of a patient, exposing the first point to near infrared (NIR) energy from an NIR source. The method includes measuring reflected energy emanating near the first 3D point, or beam incident point. The method includes determining a pattern of the reflected energy based on a distance from a center of the reflected energy, wherein the center is approximated by the first 3D point. The method includes determining a skin thickness measurement based on the pattern. | 1. A method for treatment of a patient, the method comprising: exposing a first point on an outer surface of said patient's skin to a beam of near infrared (NIR) energy from an NIR source;receiving and measuring reflected energy at a detector device, said reflected energy from reflection of said beam by said patient's skin at said first point;generating a pattern of said reflected energy based on a distance from a center of said reflected energy, wherein said center is approximated by said first point;determining a thickness measurement of said patient's skin at said first point based on said pattern;repeating, at a plurality of points on said outer surface of said patient's skin other than said first point, said exposing, said receiving and measuring, said generating a pattern, and said determining a thickness measurement, to determine a plurality of thickness measurements including said thickness measurement at said first point;using at least a subset of said thickness measurements to determine points of a bone surface of said patient;determining a position of a target in said patient with respect to said bone surface; andaligning said position of said target and a beam of radiation and exposing said target to said beam of radiation. 2. The method of claim 1, wherein said NIR energy has a fixed wavelength. 3. The method of claim 1, wherein said beam of NIR energy comprises multiple collinear laser beams comprising a combination of various wavelengths and various polarizations. 4. The method of claim 1, wherein said determining a pattern comprises, for each point on said outer surface of said patient's skin including said first point: defining a respective plurality of concentric rings around said each point;determining a respective reflected photon accumulated count for each said respective plurality of concentric rings; andplotting said respective photon accumulated count for each said respective plurality of concentric rings to generate said pattern for said each point. 5. The method of claim 4, wherein said determining a thickness measurement comprises, for said each point: comparing said pattern for said each point against a plurality of predefined patterns reflecting thicknesses of skin;matching said pattern for said each point to a predefined pattern of said plurality of predefined patterns; andassigning a thickness measurement associated with said predefined pattern to said each point. 6. A method for radiation treatment, said method comprising: determining positioning of a surface of an object from an in-treatment optical scan of said object, wherein said in-treatment optical scan comprises: exposing measured points on a surface of said object to a beam of near infrared (NIR) energy from an NIR source; andreceiving and measuring reflected energy at a detector device, said reflected energy from reflection of said beam by said surface;for each measured point on said surface of said object, determining a corresponding skin thickness b... | Varian Medical Systems, Inc. Varian Medical Systems Particle Therapy GMBH | A61B005/00 A61B005/107 A61B005/055 A61B006/03 A61B006/00 A61B090/00
US09884182 | B2 | 2018-02-06 | Catheter system for acute neuromodulation | 2014-01-09 | A neuromodulation system includes a first therapy element adapted for positioning within a superior vena cava, and a second therapy element adapted for positioning within a pulmonary artery. The first therapy element is carried on a first elongate flexible shaft, and the second therapy element is carried on a second elongate flexible shaft. One of the first and second shafts is slidably received within a lumen of the other of the first and second shafts—so that the second therapy element may be advanced within the body relative to the first therapy element. A stimulator is configured to energize the first therapy element within the first blood vessel to deliver therapy to a first nerve fiber disposed external to the superior vena cava and to energize the second therapy element within the pulmonary artery to deliver sympathetic therapy to a second nerve fiber disposed external to the pulmonary artery. For treatment of heart failure, the first nerve fiber may be a vagus nerve and the second nerve fiber may be a sympathetic nerve fiber. | 1. A neuromodulation system for treating a patient, comprising: a first therapy element adapted for positioning within a first blood vessel, the first therapy element carried on a first elongate shaft, wherein the elongate shaft of the first therapy element includes an outer sheath having a distal portion, and an expandable anchoring element on the distal portion, the expandable anchoring element radially expandable from the distal portion of the outer sheath from a streamlined to an expanded position in response to relative movement of a proximal portion of the outer sheath towards the distal portion, wherein the therapy element comprises electrodes on the expandable anchoring element, andan inner sheath slidably disposed within the outer sheath, the inner and outer sheath having distal portions fixed to one another, such that relative longitudinal movement of proximal portions of the inner and outer sheaths in opposite directions while the distal portions remain fixed to one another moves the proximal portion of the inner sheath towards the fixed distal portions to move the expandable anchoring element between streamlined and expanded positions;a second therapy element adapted for positioning with a second blood vessel different from the first blood vessel, the second therapy element carried on a second shaft, wherein one of the first and second shafts is slidably received within a lumen of the other of the first and second shafts; anda stimulator configured to (a) energize the first therapy element within the first blood vessel to deliver therapy to a first nerve fiber disposed external to the first blood vessel and (b) energize the second therapy element within the second blood vessel to deliver sympathetic therapy to a second nerve fiber disposed external to the first blood vessel. 2. The system of claim 1, further including control means for receiving input corresponding to sensed heart rate and/or blood pressure of the patient and controlling the stimulation in response to said sensed heart rate and/or blood. 3. The system of claim 1, wherein each of the first and second therapy elements is at least partially expandable to position the first and second therapy elements in contact with surrounding walls of the first and second blood vessels. 4. The system of claim 1, wherein the second therapy element is adapted for positioning within a pulmonary artery. 5. The system of claim 4, further including an expandable balloon coupled to the second therapy element, the balloon positioned such that when the first therapy element is retained in the first blood vessel, expansion of the balloon causes the second therapy element to be carried by blood flow from the heart to the pulmonary artery. 6. The system of claim 4, wherein the first therapy element is adapted for positioning within a superior vena cava. | INTERVENTIONAL AUTONOMICS CORPORATION | A61N001/00 A61N001/05 A61N001/36 A61B005/0215 A61N001/365
US09839390 | B2 | 2017-12-12 | Prosthetic component having a compliant surface | 2014-01-13 | A prosthetic component suitable for long-term implantation is provided. The prosthetic component measures a parameter of the muscular-skeletal system is disclosed. The prosthetic component comprises a first structure having at least one support surface, a second structure having at least one feature configured to couple to bone, and at least one sensor. The prosthetic component is a housing for the at least one sensor and electronic circuitry. The electronic circuitry is hermetically sealed from an external environment. The at least one sensor couples to the support surface of the first structure. The support surface of the first structure is compliant. The first and second structure are coupled together housing the at least one sensor and electronic circuitry. | 1. A prosthetic component configured to measure load and position of load applied by the muscular-skeletal system comprising: a first support structure;electronic circuitry wherein the electronic circuitry is configured to control a measurement process and to transmit measurement data;a plurality of load sensors;an interconnect coupling the plurality of sensors to the electronic circuitry;a second support structure coupled to the first support structure to form a hermetically sealed housing to isolate the electronic circuitry and the plurality of load sensors from an external environment wherein the plurality of sensors are integrated with the interconnect, and wherein the plurality of load sensors are configured to measure a load magnitude and position of load applied to the prosthetic component; anda rigid load plate having a first surface and a second surface wherein the first surface of the rigid load plate is coupled to an interior surface of the second support structure, wherein the second surface of the rigid load plate couples to the plurality of load sensors, and wherein a portion of the interconnect is between the second surface of the rigid load plate and a first surface of the first support structure. 2. The prosthetic component of claim 1 wherein the interconnect comprises two or more dielectric layers and two or more patterned conductive layers. 3. The prosthetic component of claim 2 wherein at least one dielectric layer comprises polyimide. 4. The prosthetic component of claim 1 wherein a shield is formed in the interconnect to shield the plurality of load sensors or the interconnect. 5. The prosthetic component of claim 1 wherein the plurality of load sensors are elastically compressible capacitors. 6. The prosthetic component of claim 1 further including a load pad formed overlying each load sensor of the plurality of load sensors wherein the load pad does not compress under loading. 7. The prosthetic component of claim 6 wherein the load pad is conductive. 8. The prosthetic component of claim 6 wherein a surface of each load pad is approximately co-planar and couple to the second support structure. 9. A prosthetic component for the muscular-skeletal system comprising: a first support structure;electronic circuitry wherein the electronic circuitry is configured to control a measurement process and to transmit measurement data;a plurality of sensors;interconnect coupling the plurality of sensors to the electronic circuitry wherein the interconnect is flexible and comprises at least one polyimide dielectric layer;a second support structure coupled to the first support structure to form a sealed housing to isolate the electronic circuitry and the plurality of sensors from an external environment wherein the plurality of sensors are integrated with the interconnect, and wherein the plurality of sensors are configured to measure a parameter; anda rigid load plate having a first surface and a second surface wherein the first su... | Orthosensor Inc. | A61B005/22 A63B021/00 A63B023/16 G01L003/24 G01L005/00 A61B005/00 A61B005/07 A61B005/103 A61F002/46 G01L001/25 A61F002/38 A61B005/01
US10206589 | B2 | 2019-02-19 | Athletic performance monitoring system utilizing heart rate information | 2013-10-25 | An illumination source may be configured to illuminate the skin of the user. An illumination detector may detect electromagnetic radiation reflected of the skin of the user. A compensation module may be configured to determine the position of the skin of the user relative to the illumination detector. A processor may be configured to determine a heart rate of the user by analyzing information corresponding to an amount of the electromagnetic radiation detected by the illumination detector. The processor may also determine the heart rate of the user by compensating for the position of the skin of the user as determined by the compensation module. | 1. An optical detector comprising: a first illumination source module that includes a first near-field light-emitting diode (LED) configured to provide infrared (IR) illumination and a first far-field LED configured to provide IR illumination;a second illumination source module positioned substantially orthogonal relative to the first illumination source module that includes a second near-field LED configured to provide IR illumination and a second far-field LED configured to provide IR illumination;an illumination detector comprising a photodiode positioned proximate to the first near-field LED and the second near-field LED and configured to detect an amount of IR radiation reflected off skin of a user;a first pair of lens elements configured to focus the IR illumination provided by the first and second near-field LEDs such that the IR illumination achieves maximum reflection off the skin of the user with the skin positioned a first distance from the illumination detector;a second pair of lens elements configured to focus the IR illumination provided by the first and second far-field LEDs such that the IR illumination achieves maximum reflection off the skin of the user with the skin positioned a second distance, greater than the first distance, from the illumination detector;an interface configured to provide information corresponding to the amount of IR radiation reflected off the skin of the user;wherein the photodiode is offset from at least one centerline of the optical detector and positioned proximate to a corner of the optical detector; andwherein the first illumination source module is positioned proximate to a first edge of the optical detector and is oriented in a first direction along the first edge, and the second illumination source module is positioned proximate to a second edge of the optical detector and is oriented in a second direction along the second edge, the second direction being substantially orthogonal to the first direction. 2. The optical detector of claim 1 wherein the optical detector is incorporated into a heart rate determination system that determines a heart rate of the user based, at least in part, on the information corresponding to the amount of IR radiation reflected off the skin of the user. 3. The optical detector of claim 2 wherein the heart rate determination system is incorporated into a wrist-worn device that is configured to measure movements of an individual wearing the wrist-worn device. | NIKE, Inc. | A61B005/00 A61B005/0205 A61B005/024 A61B005/11 A61B005/01
US09402564 | B2 | 2016-08-02 | Prostate glove with measurement grid | 2012-10-30 | Systems and methods are provided herein that generally involve measuring a prostate or other object. In some embodiments, a membrane can be sealed over a digit extension to form a closed volume. The closed volume can be inflated via an inflation tube, and a reference pattern can be disposed within the closed volume along with a measurement assembly. In use, a user can put on the glove, position the membrane in proximity to a rectal wall overlying a prostate, and inflate the membrane. As the user slides their finger across the rectal wall, optical fibers in the measurement assembly can move relative to a reference pattern, and a controller can sense light reflected through the fibers from the reference pattern. The controller can calculate or estimate various attributes of the prostate based on the reflected light, such as the palpable surface width or volume. | 1. An examination device, comprising: an inflatable membrane defining an enclosed volume, the membrane being configured to surround only a single finger of a user;a substrate separate from the membrane and disposed within the enclosed volume defined by the membrane and having a plurality of reference lines formed on the substrate and arranged along a measurement path, the substrate being configured such that, as the inflatable membrane is stretched, a spacing between the plurality of reference lines along the measurement path remains constant, wherein the substrate does not stretch when the inflatable membrane is stretched; anda glove having a digit extension to which one or more optical fibers are mounted, the digit extension being disposed within the inflatable membrane and the digit extension being movable relative to the membrane and relative to the substrate. 2. The device of claim 1, wherein the reference lines are printed on the substrate. 3. The device of claim 1, wherein the substrate comprises polyethylene. 4. The device of claim 1, wherein the substrate is attached to the membrane only along a central axis of the substrate. 5. The device of claim 1, wherein the central axis extends perpendicular to the measurement path. 6. The device of claim 1, wherein the substrate is attached to the membrane only at a center point of the substrate. 7. The device of claim 1, wherein the substrate is attached to the membrane using at least one of an adhesive and a weld. 8. The device of claim 1, wherein the substrate has a thickness between about 0.5 mils and about 6.0 mils. 9. The device of claim 1, wherein the substrate has a thickness of about 2 mils. 10. An examination device, comprising: a glove having a plurality of digit extensions;an inflatable membrane disposed over only one of the plurality of digit extensions and defining an enclosed volume between the membrane and said digit extension;a substrate separate from the membrane and disposed within the enclosed volume and having a plurality of reference lines formed on the substrate and arranged along a measurement path; andone or more optical fibers mounted to said digit extension,wherein the membrane has at least a first deflated configuration and a second inflated configuration, the membrane in the inflated configuration being stretched as compared with the membrane in the deflated configuration, and wherein a spacing between the plurality of reference lines along the measurement path is the same in both the inflated and deflated configurations, and wherein the substrate is non-inflatable,wherein said digit extension is movable within the inflatable membrane and relative to the substrate. 11. The device of claim 10, wherein the substrate is attached to the membrane only along a central axis of the substrate. 12. The device of claim 11, wherein the central axis extends perpendicular to the measurement path. 13. The device of claim 10, wherein the substrate is attached to the membra... | MedicaMetrix, Inc. | A61B005/107 A61B005/00
US09808368 | B2 | 2017-11-07 | Methods for performing bariatric surgery using gastric sizing systems and instruments | 2013-11-06 | Systems and methods for effecting bariatric procedures are disclosed. Each system includes an instrument, a control valve and, optionally, a suction controller. The instrument is in the form of an elongated, flexible sizing tube having a distal end portion including a plurality of apertures. The control valve enables suction to be applied to the patient's stomach via the apertures to drain gastric fluids and to bring adjacent portions of the patient's stomach into engagement the sizing tube to provide a visually perceptible delineation line along which a portion of the stomach may be resected, sealed and tested. | 1. A method of sizing the stomach of a patient for a bariatric procedure, the stomach of the patient having a lesser curvature and a greater curvature, said method comprising: a) providing a non-expandable instrument for introduction into the stomach of the patient, said instrument comprising a sizing tube in the form of an elongated tubular member having a longitudinal axis extending along a length thereof, a hollow interior, a distal end portion and a proximal end portion, said distal end portion having a plurality of apertures disposed around the periphery of said sizing tube, said plurality of apertures extending along said longitudinal axis and with said apertures directed in a plurality of different radial directions from said longitudinal axis, said plurality of apertures being in fluid communication with said hollow interior of said elongated tubular member;b) introducing said sizing tube into the stomach of the patient in any orientation about said longitudinal axis so that said elongated tubular member extends along the majority of the lesser curvature of the patient's stomach and directly engages the lesser curvature of the patient's stomach, whereupon plural ones of said plurality of apertures face towards the lesser curvature of the patient's stomach irrespective of the particular orientation of said sizing tube about said longitudinal axis in the patient's stomach and with said plural ones of said plurality of apertures that face towards the lesser curvature of the patient's stomach extending along the lesser curvature of the patient stomach;c) connecting said sizing tube to a source of suction;d) applying controlled suction into the interior of the patient's stomach via (i) said plural ones of said plurality of apertures facing the lesser curvature of the patient's stomach and (ii) others of said plurality of apertures facing away from the lesser curvature of the patient's stomach to pull the lesser curvature of the patient's stomach into engagement with the portion of said sizing tube facing the lesser curvature of the patient's stomach and without any portion of said instrument engaging the greater curvature of the patient's stomach, and contemporaneously therewith said controlled suction applied via said others of said plurality of apertures pulls portions of the patient's stomach adjacent thereto towards portions of said sizing tube not facing the lesser curvature of the patient's stomach to anchor said sizing tube in place thereat in said any orientation about said longitudinal axis and without the use of any expandable member to hold said sizing tube in place and to produce a suction-created visually perceptible delineation line on the exterior of the patient's stomach along a portion of the periphery of said sizing tube facing the greater curvature of the patient's stomach;e) visualizing said suction-created visually perceptible delineation line with a laparoscope from outside of the patient's stomach; andf) maintaining said... | Boehringer Laboratories, Inc. | A61F005/00 A61B005/107 A61B017/072 A61M025/00 A61B017/30 A61B017/32 A61B017/00 A61J015/00
US20140148669 | A1 | 2014-05-29 | Device For Continuous Measuring Of An Analyte | 2011-09-01 | The present invention relates to a device for continuous measuring of an analyte which allows monitoring the blood or interstitial glucose level in a minimally invasive, minimally detrimental and painless manner for which it basically comprises a fixed element (1) on which there is fixed a disposable and exchangeable element (2) incorporating an automated multi-puncturing system programmable over time comprising a plurality of puncturing units each formed by a micro-needle (3), means for driving said micro-needle (3), an elastic spring (10) returning it to its resting state and a biosensor wherein the glucose data which is subsequently transmitted to an external reading and management device is extracted. | 1. Device for continuous measuring of an analyte comprising a fixed element (1) which is placed on the user's skin and which in turn comprises an intelligent core for controlling a disposable and exchangeable element (2) coupled thereto, wherein said disposable element (2) incorporates an automated multi-puncturing system programmable over time comprising a plurality of puncturing units for sampling, characterized in that each of said puncturing units comprises a micro-needle (3) and means for driving said micro-needle (3) such that they allow the puncturing at different depths. 2. Device for continuous measuring of an analyte according to claim 1, characterized in that the means for driving the micro-needles (3) comprise a winding (15) responsible for inducing an electromagnetic field on a ferromagnetic material (5) integral to the micro-needle (3) such that it is displaced to the sampling position in a manner proportional to the intensity of the field induced. 3. Device for continuous measuring of an analyte according to the preceding claims, characterized in that the puncturing units are formed by: A central compartment (4) comprising: the micro-needle (3) surrounded in its upper portion by the piece made of ferromagnetic material (5) in the upper pole of which there is an empty space (6) intended to be filled with the sample fluid and the lower pole of which has a base (7) serving as a stop as the micro-needle (3) advances through a space (8) of the lower portion of the central compartment (4).an elastic spring (10) which allows recovering the micro-needle (3) bringing it to its resting state in the upper portion of the central compartment (4); andan opening in the lower base (9) for the passage of the micro-needle (3) in its displacement.an upper compartment (11) located above the central compartment (4) comprising a biosensor; andan outer compartment (14) enveloping the central compartment (4) containing the winding (15) for inducing the electromagnetic field on the piece made of ferromagnetic material (5) integral to said micro-needle (3). 4. Device for continuous measuring of an analyte according to claim 3, characterized in that the biosensor comprises: a separation membrane between the central compartment (4) and the upper compartment (11) for filtering elements with molecular weight higher than glucose;an immobilized enzymatic reactive component (12) oxidizing glucose releasing hydrogen peroxide;a second membrane allowing the passage of the hydrogen peroxide which is oxidized in electrodes (13) which in turn gather the potential difference generated, proportional to the amount of glucose. 5. Device for continuous measuring of an analyte according to any of claims 1 to 3, characterized in that it comprises a suction system comprising suction pistons (21) separated from the puncturing units but connected to them through suction channels (19). 6. Device for continuous measuring of an analyte according to the preceding claims, charact... | - | A61B005/155 A61B005/15 A61B005/00 A61B005/1486 A61B005/151 A61B005/157 A61B005/145
US20140136118 | A1 | 2014-05-15 | METHODS FOR EVALUATING CANINE PHYSICAL ACTIVITY | 2013-11-11 | The invention provides methods and devices for evaluating and tracking canine physical activity by determining for a canine (1) the duration of an activity or exercise; the speed of the activity or exercise based on the type of activity or exercise pace, e.g., walking, trotting, cantering, or running; a breed category factor to accommodate speed differences in distance travelled because of differences in body size and stride length; and an age factor and (2) calculating physical activity points (PAP) for the canine using an equation designed to accept input for the variables in (1) and use those variables to calculate PAP. The results from the equation are used to evaluate the physical activity of the canine and, based upon the evaluation, alter, if required, the canine's physical activity in a way that benefits the canine, particularly the canine's health. | 1. A method for evaluating or tracking canine physical activity comprising: (1) determining for the canine all but one variable selected from physical activity points (PAP), the duration of an activity (A), the speed of the activity based on the type of activity pace (S);(2) determining for the canine a breed category factor (B) and an age factor (CBreed Age); and(3) calculating the undetermined variable for the canine using the equation PAP=(X+Z)*B (Equation 1), where: X=(A*S)/60 and Z=(X*CBreed Age), where:A=activity duration minutes;S=activity velocity, wherein S=3 if the activity is walking, S=5 if the activity is trotting, S=8 if the activity is cantering, and S=13 if the activity is running;CBreed Age=Age factor depending on breed, calculated as follows:CToy=10(Y)−100 if Y>10.0 or CToy=0 if Y&lt;10.0;CSmall=10(Y)−90 if Y>9.0 or CSmall=0 if Y&lt;9.0;CMedium=10(Y)−80 if Y>8.0 or CMedium=0 if Y&lt;8.0;CLarge=10(Y)−70 if Y>7.0 or CLarge=0 if Y&lt;7.0;CGiant=10(Y)−60 if Y>6.0 or CGiant=0 if Y&lt;6.0 where Y=years of age;B=breed factor coefficient, wherein B=1.56 if the canine breed is toy, B=1.19 if the canine breed is small, B=1.0 if the canine breed in medium, B=0.81 if the canine breed is large, and B=0.46 if the canine breed is giant, wherein the constants in Equation 1 for CBreed Age and B vary by plus or minus 20%. 2. A device useful for evaluating or tracking canine physical activity comprising a means for evaluating or tracking canine physical activity that uses a method comprising: (1) determining for the canine all but one variable selected from physical activity points (PAP), the duration of an activity (A), the speed of the activity based on the type of activity pace (S);(2) determining for the canine a breed category factor (B) and an age factor (CBreed Age); and(3) calculating the undetermined variable for the canine using the equation PAP=(X+Z)*B (Equation 1), where: X=(A*S)/60 and Z=(X*CBreed Age), where:A=activity duration minutes;S=activity velocity, wherein S=3 if the activity is walking, S=5 if the activity is trotting, S=8 if the activity is cantering, and S=13 if the activity is running;CBreed Age=Age factor depending on breed, calculated as follows:CToy=10(Y)−100 if Y>10.0 or CToy=0 if Y&lt;10.0;CSmall=10(Y)−90 if Y>9.0 or CSmall=0 if Y&lt;9.0;CMedium=10(Y)−80 if Y>8.0 or CMedium=0 if Y&lt;8.0;CLarge=10(Y)−70 if Y>7.0 or CLarge=0 if Y&lt;7.0;CGiant=10(Y)−60 if Y>6.0 or CGiant=0 if Y&lt;6.0 where Y=years of age;B=breed factor coefficient, wherein B=1.56 if the canine breed is toy, B=1.19 if the canine breed is small, B=1.0 if the canine breed in medium, B=0.81 if the canine breed is large, and B=0.46 if the canine breed is giant, wherein the constants in Equation 1 for CBreed Age and B vary by plus or minus 20%. 3. The device of claim 2 wherein the means is a software program. 4. The device of claim 3 wherein the software program is a smartphone application. 5. The device of claim 2 wherein the device is selected from a... | NESTEC SA | A61B005/11
US08725243 | B2 | 2014-05-13 | Methods and systems for recommending an appropriate pharmacological treatment to a patient for managing epilepsy and other neurological disorders | 2005-12-28 | The present invention provides systems and methods for managing epilepsy. In one embodiment, a method of the present invention characterize a patient's propensity for a future epileptic seizure and communicates to the patient and/or a health care provider a therapy recommendation. The therapy recommendation is typically a function of the patient's propensity for the future epileptic seizure. | 1. A method of preventing an epileptic seizure comprising: a first characterizing step, comprising characterizing a patient's propensity for an onset of a future epileptic seizure;communicating to the patient and/or a health care provider a first therapy recommendation, wherein the first therapy recommendation is selected from a plurality of therapy recommendations based on the patient's propensity for the onset of the epileptic seizure characterized in the first characterizing step;a second characterizing step after said first characterizing step, comprising characterizing the patient's propensity for an onset of a future epileptic seizure; andcommunicating to the patient and/or a health care provider a second therapy recommendation, wherein the second therapy recommendation is different than the first therapy recommendation and is selected from the plurality of therapy recommendations based on the patient's propensity for the onset of the epileptic seizure characterized in the second characterizing step. 2. The method of claim 1 wherein the first and second characterizing steps each comprise characterizing a neural state of a patient. 3. The method of claim 2 wherein first and second characterizing steps each comprise measuring one or more patient dependent parameters. 4. The method of claim 3 wherein the patient dependent parameters comprise EEG signals. 5. The method of claim 4 wherein the measured EEG signals are measured using an intracranial electrode array. 6. The method of claim 1 wherein the first and second therapy recommendations each comprise an instruction to administer an acute dosage of an anti-epileptic agent. 7. The method of claim 6 wherein the first and second therapy recommendations each comprise dosage information for the anti-epileptic agent, wherein the dosage is selected based on the patient's characterized propensity for the onset of the future epileptic seizure. 8. The method of claim 7 wherein the patient's characterized propensity for the onset of the future epileptic seizure is indicative of a seizure onset time parameter, the dosage information comprising a dose inversely related to the time parameter. 9. The method of claim 7 wherein the patient's characterized propensity for the onset of the future epileptic seizure is indicative of a probability parameter, the dosage information comprising a dose directly related to the probability parameter. 10. The method of claim 7 wherein the dosage information corresponding to at least one of the first and second therapy recommendations is a dose selected to be lower than an FDA-approved dose for the anti-epileptic agent. 11. The method of claim 7 wherein the dosage information corresponding to at least one of the first and second therapy recommendations is a dose selected to be higher than an FDA-approved dose for the anti-epileptic agent. 12. The method of claim 7 wherein the dosage information corresponding to at least one of the first and second therapy recomm... | Cyberonics, Inc. | A61B005/04
US08738118 | B2 | 2014-05-27 | Cable system for generating signals for detecting motion and measuring vital signs | 2009-05-20 | The invention provides a system and method for measuring vital signs (e.g. SYS, DIA, SpO2, heart rate, and respiratory rate) and motion (e.g. activity level, posture, degree of motion, and arm height) from a patient. The system features: (i) first and second sensors configured to independently generate time-dependent waveforms indicative of one or more contractile properties of the patient's heart; and (ii) at least three motion-detecting sensors positioned on the forearm, upper arm, and a body location other than the forearm or upper arm of the patient. Each motion-detecting sensor generates at least one time-dependent motion waveform indicative of motion of the location on the patient's body to which it is affixed. A processing component, typically worn on the patient's body and featuring a microprocessor, receives the time-dependent waveforms generated by the different sensors and processes them to determine: (i) a pulse transit time calculated using a time difference between features in two separate time-dependent waveforms, (ii) a blood pressure value calculated from the time difference, and (iii) a motion parameter calculated from at least one motion waveform. | 1. A system for measuring vital signs from a patient, comprising: (a) a sensor configured to detect a first time-dependent physiological waveform indicative of one or more contractile properties of the patient's heart;(b) a cable system comprising:a cable comprising a cable span terminating in a first terminal end and a second terminal end, the first terminal end comprising a housing integral with the cable and enclosing an integrated circuit configured to operably connect to at least two electrodes and to determine from signals obtained therefrom time dependent digitized ECG waveforms, and a first accelerometer configured to generate a first time-dependent digitized motion waveform,the second terminal end comprising a connector configured to operably connect the cable to a processing component,at least two electrodes configured to detect electrical signals from the patient's body and to operably connect to the integrated circuit, and,a second accelerometer positioned along the cable span and integral with the cable, the second accelerometer configured to generate a second time-dependent motion waveform, the cable being operably connected to the integrated circuit, the first accelerometer, and the second accelerometer to transmit the time dependent digitized ECG waveforms and the first and second time-dependent digitized motion waveforms to the processing component; and,(c) the processing component, wherein the processing component is configured to be worn on the patient's body and comprising a microprocessor and a first electrical connector for operably connecting the microprocessor to the sensor and a second electrical connector for receiving the second terminal end to operably connect the microprocessor to the cable, said processing component configured to receive the time-dependent ECG waveforms, the time-dependent physiological waveform, and the first and second time-dependent motion waveforms transmitted via the cable and determine therefrom: (i) at least one vital sign calculated using at least one of the time-dependent physiological waveform and the time-dependent ECG waveforms, and (ii) at least one motion parameter selected from the patient's posture, activity level, arm height, and degree of motion calculated using the first and second time-dependent motion waveforms. 2. The system of claim 1, wherein the first time-dependent motion waveform is transmitted to the processing component through said cable as a first digital data stream, and the second time-dependent motion waveform is transmitted to the processing component through said cable as a second digital data stream, wherein the first digital data stream is separately resolvable from the second digital data stream by the processing component. 3. The system of claim 2, wherein the time-dependent ECG waveforms are transmitted to the processing component through said cable as a third digital data stream separately resolvable from each of the first and second digital data streams. ... | Sotera Wireless, Inc. | A61B005/02
US08718741 | B2 | 2014-05-06 | Evoked stapedius reflex threshold tile electrode | 2013-06-19 | An electrode arrangement is described for sensing electrical activity in target tissue. An inner electrode has an elongate electrode body formed as a cylindrical section with an inner penetrating end for insertion into the stapedius muscle target tissue. An outer electrode fits over the inner electrode and an outer penetrating end for insertion into the target tissue. The two electrodes are joined together with their electrode bodies in parallel so that the penetrating ends of the electrodes penetrate in the same direction into the target tissue to sense electrical activity in the target tissue. | 1. An electrode arrangement for sensing electrical activity in target tissue, the arrangement comprising: an inner electrode having an elongate electrode body formed as a hollow partial cylinder section with an inner penetrating end for insertion into the target tissue and an inner surface configured to lie over the target tissue; andan outer electrode fitting over the inner electrode and having an outer penetrating end for insertion into the target tissue;wherein the inner and outer electrodes are joined together with their electrode bodies in parallel so that the inner and outer penetrating ends penetrate in the same direction into the target tissue to sense electrical activity in the target tissue. 2. An electrode arrangement according to claim 1, wherein the electrodes are arranged to have the outer penetrating end penetrate into the target tissue before the inner penetrating end. 3. An electrode arrangement according to claim 1, wherein the electrodes are arranged to have the inner penetrating end penetrate into the target tissue before the outer penetrating end. 4. An electrode arrangement according to claim 1, further comprising: an insulation layer arranged between the electrodes to electrically isolate the electrodes from each other. 5. An electrode arrangement according to claim 1, wherein the arrangement comprises an electrically elicited stapedius reflex threshold (ESRT) sensing arrangement. | MED-EL Elektromedizinische Geraete GmbH | A61B005/0484 A61B005/0476 A61B005/04 A61N001/00
US08736439 | B1 | 2014-05-27 | Sock for bed-departure detection | 2013-04-06 | This invention is a method and apparatus for low-cost detection and alerting of bed-departure, which causes significant stress to caretakers of patients who often wander out of bed as a result of their dementia, Alzheimer's, or other medical conditions. The apparatus comprises a sock embedded with a pressure sensor and a battery-powered microcontroller unit with a radio frequency module. Once the user wanders out of bed and steps onto the floor, the sensor on the sock will immediately detect the pressure caused by his or her body weight and wirelessly trigger an audible sound at a caretaker's monitoring unit, which can be a smart phone or PC. The sensor and the microcontroller unit can be packaged in one assembly to be mounted on an ordinary sock, slipper, or shoe. The apparatus also accurately counts steps and measures the time interval between them. | 1. A method of detecting bed-departure, comprising the following steps: having a user in bed wear a sock, which is embedded or mounted with a pressure sensor in the sole, and mounted with a microcontroller unit comprising a battery, a radio-frequency module, and a microcontroller connected to said pressure sensor, or placing a slipper or a shoe on the floor near a user's bed, wherein the slipper or shoe is embedded or mounted with a pressure sensor in the sole, and mounted with a microcontroller unit comprising a battery, a radio-frequency module, and a microcontroller connected to said pressure sensor;switching on said microcontroller unit to acquire a sensor output signal at a predetermined time interval;having said microcontroller compare the value of said sensor output signal with a predetermined threshold at said predetermined time interval;if said sensor output signal value is less than said threshold, having said microcontroller continue to acquire a new sensor output signal at the next time interval;if said sensor output signal value is equal or larger than said threshold, having said radio-frequency module transmit a radio-frequency signal to a separate monitoring unit; andhaving said monitoring unit generate an audible sound as an alert, once receiving said radio-frequency signal. 2. The method of claim 1, further comprising recording the time of said alert into a database in the memory of said monitoring unit. 3. The method of claim 1, wherein said alert is triggered when said user wanders out of bed. 4. The method of claim 1, wherein said pressure sensor and said microcontroller unit connected to said pressure sensor are packaged in one removable and re-mountable assembly, which is mounted on said sock, with said pressure sensor on the sole of said sock. 5. The method of claim 1, wherein said pressure sensor and said microcontroller unit connected to said pressure sensor are packaged in one removable and re-mountable assembly, which is mounted on said slipper or shoe, with said pressure sensor on the insole of said slipper or on the insole of said shoe. 6. An apparatus for detecting bed-departure, comprising: a pressure sensor embedded in or mounted on the sole of a sock worn by a user in bed, or a pressure sensor embedded in or mounted on the insole of a slipper or a shoe placed on the floor near a user's bed;a microcontroller unit mounted on said sock or said slipper or shoe, said microcontroller unit comprising a battery, a radio-frequency module, and a microcontroller connected to said pressure sensor; anda monitoring unit, which is a smart-phone, a PC, or a custom-made monitor, said monitoring unit comprising a radio-frequency module and a speaker,wherein said microcontroller is configured to be switched on to acquire an output signal from said pressure sensor at a predetermined time interval, wherein said microcontroller compares said sensor signal with a predetermined threshold at the predetermined time interval and, when ... | - | G08B001/08 G08B013/14 G08B023/00 A61B005/103 A61B005/117
US09078621 | B2 | 2015-07-14 | Method and system of measuring anatomical features in subcutaneous images to assess risk of injury | 2013-11-08 | The present disclosure provides a method and system using software and associated equipment to automatically identify two or more preselected anatomical features by examining pixels within images such as computerized tomography (CT) scanned images, determining appropriate measurements between such identified features based on dimensions and scaling available within the image file, comparing these measurements to normative data, and providing output of the results to a user, such as medical personnel. In at least one embodiment, system can measure the basion-dens interval (BDI), which has been shown to be an effective indicator of ligament injury within the occipito-cervical complex (“OCC”) that may not present with other symptoms, is not revealed with standard CT imaging, and is of mortal danger to the patient if untreated. The system can automate interpreting CT scanned images and alert medical personnel about the risk of OCC ligament damage. | 1. A method of determining a basion-dens interval from a set of digital images of an occipital-cervical area, comprising: identifying a first anatomical region in proximity to a basion;identifying a first bone of the first anatomical region coupled to the basion;processing a first image of the set of digital images, comprising: electronically searching along the first bone by progressively searching for bone pixels to determine a first image position of a preselected portion of the basion;identifying a second anatomical region in proximity to a dens;identifying a second bone of the second anatomical region coupled to the dens;processing the first image of the set of digital images, comprising: electronically searching along the second bone by progressively searching for bone pixels to determine a first image position of a preselected portion of the dens;repeating the processing of the first image on a second image of the set of digital images to find a second image position of the preselected portion of the basion and a second image position of the preselected portion of the dens, the first and second images defining a processed first subset of images;compiling the first and second image positions of the preselected portion of the basion and the first and second image positions of the preselected portion of the dens to produce a compiled position of the preselected portion of the basion and a compiled position of the preselected portion of the dens from the subset of images, wherein the compiling comprises comparing the first and second image positions of the preselected portion of the basion and first and second image positions of the preselected portion of the dens in the subset of images; andcomputing a distance between the preselected portion of the basion and the preselected portion of the dens from the compiled position of the preselected portion of the basion and the compiled position of the preselected portion of the dens to establish a computed basion-dens interval (“BDI”). 2. The method of claim 1, wherein identifying the first anatomical region in proximity to the basion comprises: processing the first image of the set of digital images; andelectronically identifying the first anatomical region. 3. The method of claim 1, wherein identifying the second anatomical region in proximity to the dens comprises: processing the first image of the set of digital images; andelectronically identifying the second anatomical region. 4. The method of claim 1, wherein identifying the first bone in the first anatomical region coupled to the basion comprises: processing the first image of the set of digital images; andelectronically searching in a first direction in the first anatomical region to find a bone pixel representing the first bone, the first bone including the basion. 5. The method of claim 4, wherein identifying the second bone in the second anatomical region coupled to the dens comprises: processing the first image of the set of digital... | Baylor University Scott & White Healthcare | G06T007/00 A61B005/00 G06T007/60
US08827906 | B2 | 2014-09-09 | Methods, systems and devices for measuring fingertip heart rate | 2014-01-15 | A system and method of tracking activity includes a motion sensor, a light source and a light detector. The light detector is configured to capture an amount of the light that is reflected back to the light detector, at least a first portion of the light reflected back to the light detector is reflected from a blood vessel disposed under a skin of a user when the user places the skin over the heart rate monitor location on the housing. A processor is in communication with the motion sensor and the light detector and can process the reflected light to identify heart beats of the user and produce an indication of a heart rate. The indication of the heart rate can be displayed on the display screen as an option, in addition to the metrics that quantify the motion data. | 1. An activity tracking device, comprising, a housing, the housing including: a motion sensor and a processor, the processor configured for processing motion data produced by the motion sensor;a display screen integrated with the housing to display metrics that quantify the motion data produced by the motion sensor;a light source integrated within the housing to enable light to be directed out of the housing at a heart rate monitor location on the housing; anda light detector integrated within the housing, the light detector configured to capture an amount of the light that is reflected back to the light detector, at least a first portion of the light reflected back to the light detector is reflected from a blood vessel under a skin of a user when the user places the skin over the heart rate monitor location on the housing, the processor further being in communication with the light detector to enable processing of the reflected light, the processing configured to identify heart beats of the user and produce an indication of a heart rate, the indication of the heart rate being displayable on the display screen as an option, in addition to the metrics that quantify the motion data, wherein the heart rate monitor location includes a button and the button has an infrared (IR) light transmitting structure, the light source and the light detector are disposed substantially below the button. 2. The activity tracking device of claim 1, wherein the motion sensor is one of or includes an accelerometer, or a global positioning sensor, or a magnetometer, or a gyroscope, or a rotary encoder, or a calorie measurement sensor, or a moisture measurement sensor, or a displacement sensor, or an ultrasonic sensor, or a pedometer, or an altimeter, or a linear motion sensor, or an angular motion sensor, or a multi-axis motion sensor, or a combination of two or more thereof. 3. The activity tracking device of claim 1, further comprising: a communication transceiver configured for communicating via at least one a wireless network;an ambient light sensor; andan indicator for visually identifying the heart rate monitor location on the housing. 4. The activity tracking device of claim 1, further comprising, at least one infrared (IR) proximity sensor associated with the light source and light detector, the IR proximity sensor configured to activate the light source and light detector upon detecting presence of the skin of the user, wherein detecting presence of the skin of the user further functions to navigate to one or more metrics of the display screen. 5. The activity tracking device of claim 1, further comprising, a pressure detecting system configured for detecting a pressure applied to the heart rate monitor location on the housing with the skin of the user during the identification of heart beats; andthe activity tracking device outputs at least one a feedback signal regarding the detected pressure applied to the heart rate monitor location, the feedback indic... | Fitbit, Inc. | A61B005/00 A61B005/11 A61B005/024
US10524739 | B2 | 2020-01-07 | Twin-monitor electronic display system | 2014-01-28 | The invention concerns an electronic display system, associated with ultrasound imaging equipment capable of for capturing a medium image, said system comprising a first monitor to display an ultrasound image captured by the ultrasound imaging equipment and image processing means. The system comprises a second touch-screen monitor, means to duplicate the ultrasound image, means to send this duplicate to the second monitor on which at least part thereof is displayed, means to display at least one graphical element which, by means screen tactility, is used to perform at least one processing operation on the ultrasound image, means for instant application of all processing operations performed using the second monitor to the duplicate ultrasound image displayed on the second monitor, and means for instant or deferred application to the ultrasound image displayed on the first monitor of the processing operations performed on the duplicate ultrasound image via the second monitor. | 1. An electronic display system for coupling with an ultrasound imaging equipment capable of capturing an image of a medium by means of an ultrasound probe, the system comprising: a first monitor to display an ultrasound image captured via the ultrasound imaging equipment;a second monitor, separate from the first monitor, the second monitor comprising a touch-screen monitor, the second monitor displaying at least a part of the ultrasound image displayed on the first monitor;means for displaying at least one graphical element on the touch-screen monitor, wherein the at least one graphical element is displayed in a superimposed manner over the ultrasound image and wherein the at least one graphical element relates to a processing operation to be performed on an ultrasound image when the at least one graphical element is manipulated by a user in a tactile manner via the touch screen;means for processing tactile screen inputs on the at least one graphical element,means for allowing size measurement to be performed simultaneously on said first monitor and said touch-screen monitor during simultaneous display of said ultrasound image on said first monitor and at least said part of said ultrasound image on said second monitor; andmeans for:instantly displaying the image on the second monitor with said size measurement, such that the user can immediately observe the size measurement on the image on the second monitor based upon said tactile screen inputs, and displaying the ultrasound image on the first monitor with said size measurement caused by the performance of the tactile screen inputs. 2. The electronic system according to claim 1 wherein the system displays measurement cursors and a trace-line in progress simultaneously on the duplicate ultrasound image on the touch screen and the ultrasound image displayed on the first monitor. 3. The electronic display system according to claim 1, wherein the system permits the implementation of a plurality of slide potentiometers, each having a slider, displayed in a superimposed manner over the duplicate ultrasound image and each of whose slider positions are determined by intersections between a pathway of a user finger or user stylus movement on said touch screen with each line of said plurality of slide potentiometers. 4. The electronic system according to claim 3, wherein one of said plurality of slide potentiometers comprises means for adjusting time-gain compensation. 5. The electronic system according to claim 1, wherein size measurement is applied to the ultrasound image displayed on the first monitor is only applied to at least one region selected through touch action on the duplicate ultrasound image using the touch-screen monitor in the duplicate ultrasound image. 6. The electronic system according to claim 1, wherein the touch-screen monitor is able to be used as write insertion means in the ultrasound image or in a text field displayed on the first monitor, the touch-screen monitor then disp... | Super Sonic Imagine | A61B005/00 G06F003/0488 G06F003/14 G06T007/00 G06F003/0484 A61B008/00 G06F003/0481
US10610203 | B2 | 2020-04-07 | Methods, systems, and media for determining carotid intima-media thickness | 2012-02-13 | Methods, systems, and media for determining carotid intima-media thickness are provided. In some embodiments, a method for determining carotid intima-media thickness of a carotid artery is provided, the method comprising: receiving a frame from a plurality of images, wherein each of the plurality of images includes a portion of the carotid artery; receiving a user selection of a location with the frame; setting a region of interest, based on the received user selection; detecting a first border and a second border within the region of interest; applying one or more active contour models to the first border and the second border to generate a smoothed first border and a smoothed second border; and calculating the intima-media thickness based at least in part on the smoothed first border and the second smoothed border. | 1. A method for determining carotid intima-media thickness of a carotid artery, the method comprising: receiving a frame from a plurality of ultrasound images, wherein each of the plurality of ultrasound images includes a portion of the carotid artery, and the frame includes a plurality of pixels;receiving a user selection of a location within the frame;setting a region of interest based on the received user selection, wherein the region of interest defines a plurality of pixels within the region of interest;determining gradient values corresponding to the pixels within the region of interest based on intensity values for the pixels;comparing the gradient values to a threshold to determine binary values corresponding to the pixels within the region of interest, wherein the binary values form a plurality of high contrast lines within the region of interest;dilating the plurality of high contrast lines within the region of interest to form a plurality of dilated high contrast lines;detecting a first border within the region of interest by selecting a first dilated high contrast line from the plurality of dilated high contrast lines based on a position of the first dilated high contrast line relative to other of the plurality of dilated high contrast lines;detecting a second border within the region of interest by selecting a second dilated high contrast line from the plurality of dilated high contrast lines based on a position of the second dilated high contrast line relative to the first dilated high contrast line;applying one or more active contour models to the first border and the second border to generate a smoothed first border and a smoothed second border;calculating the intima-media thickness based at least in part on the smoothed first border and the second smoothed border; anddisplaying the frame and the intima-media thickness. 2. The method of claim 1, further comprising receiving a hard constraint on at least one of the smoothed first border and the smoothed second border, wherein the one or more active contour models are applied such that the smoothed first border or the smoothed second border are directed through the hard constraint. 3. The method of claim 2, further comprising automatically updating the smoothed first border or the second smoothed border in response to modifying the hard constraint. 4. The method of claim 2, further comprising automatically updating the smoothed first border or the second smoothed border using the one or more active contour models in response to receiving a plurality of hard constraints. 5. The method of claim 1, wherein the smoothed first border is a lumen-intima interface of the carotid artery and the smoothed second border is a media-adventitia interface of the carotid artery. 6. The method of claim 1, wherein the region of interest includes a plurality of horizontal pixels, wherein calculating the intima-media thickness further comprises determining a plurality of carotid intima-media length... | The Arizona Board of Regents on Behalf of Arizona State University The Mayo Foundation for Medical Education and Research | A61B008/00 A61B005/02 G06T007/00 A61B008/08 G06T007/62 A61B005/107
US20140121505 | A1 | 2014-05-01 | PHOTOACOUSTIC IMAGING SYSTEM AND APPARATUS, AND PROBE UNIT USED THEREWITH | 2014-01-07 | A photoacoustic imaging system which includes a treatment tool for surgery, a probe unit having an electroacoustic transducer section, an image generation section which generates a three-dimensional photoacoustic image, an information obtaining section which obtains information representing mutual relative positions and orientations of the treatment tool and the probe unit in a space, an image processing section which superimposes a treatment tool display on the photoacoustic image based on the information, and a control section which controls these such that the photoacoustic image superimposed with the treatment tool display is displayed on a display section in real time. When assisting in surgery, the present invention allows the surgeon to recognize the positional relationship between a treatment tool and a blood vessel in an easier and accurate way. | 1. A photoacoustic imaging system in which measuring light is projected into a subject, a photoacoustic wave generated in the subject by the projection of the measuring light is detected and the photoacoustic wave is converted to an electrical signal, and a photoacoustic image is generated based on the electrical signal, the system comprising: a treatment tool for surgery;a three-dimensional image generation probe unit which includes a light projection section which projects measuring light and an electroacoustic transducer section which detects a photoacoustic wave generated in the subject by the projection of the measuring light and converts the photoacoustic wave to an electrical signal;an image generation section which generates a three-dimensional photoacoustic image based on the electrical signal;an information obtaining section which obtains information representing mutual relative positions and orientations of the treatment tool and the probe unit in a three-dimensional space;an image processing section which superimposes a treatment tool display representing the position and the orientation of the treatment tool on an area of the photoacoustic image corresponding to the position where the treatment tool is located based on the information representing the positions and the orientations;a display section which displays the photoacoustic image superimposed with the treatment tool display; anda control section which controls the probe unit, the image generation section, the information obtaining section, and the display section such that the photoacoustic image superimposed with the treatment tool display is displayed on the display section in real time. 2. The photoacoustic imaging system of claim 1, wherein the electroacoustic transducer section is formed of a plurality of transducer elements arranged two-dimensionally. 3. The photoacoustic imaging system of claim 1, wherein the electroacoustic transducer section is formed of a plurality of transducer elements arranged one-dimensionally and a scanning section which scans the plurality of transducer elements in a direction perpendicular to the arrangement direction of the plurality of transducer elements. 4. The photoacoustic imaging system of claim 1, wherein the probe unit includes a first probe section having a first electroacoustic transducer section and a second probe section having a second electroacoustic transducer section, and is formed such that the first probe section and the second probe section are mutually separated, and a plane which includes a detection surface of the first electroacoustic transducer section and a plane which includes a detection surface of the second electroacoustic transducer section substantially correspond to each other. 5. The photoacoustic imaging system of claim 1, wherein the information obtaining section obtains the information representing the positions and the orientations using a magnetic sensor or an infrared sensor. 6. The photoacoustic i... | FUJIFILM Corporation | A61B005/06 A61B005/00
US20140128695 | A1 | 2014-05-08 | PORTABLE 2-DIMENSION OXIMETER IMAGE DEVICE | 2013-05-20 | A portable 2-dimension oximeter image device is disclosed. The portable 2-dimension oximeter image device includes a plurality of light sources for emitting light to an object to be measured such that a plurality of sensors can sense the intensity of reflected light from the measured object; an analysis processor for receiving the light intensity sensed by the front-end detectors to analyze and calculate based on an oxygen saturation distribution algorithm to generate oxygen saturation distribution information; an image reconstruction unit for reconstructing an image according to the oxygen saturation distribution information to generate image information with a color scale to demonstrate the differences in the object's oxygen saturation in each regional tissue of the object, thereby providing an effective and accurate regional detection range. | 1. A portable 2-dimension oximeter image device, including: a front-end detector having a plurality of light sources and a plurality of sensors, the plurality of light sources emitting light to an object to be measured and the plurality of sensors sensing intensity of reflected light from the object;an analysis processor receiving the intensity of the reflected light sensed by the front-end detector and analyzing the intensity of the reflected light to generate oxygen saturation distribution information based on an oxygen saturation distribution algorithm; andan image reconstruction unit reconstructing an image according to the oxygen saturation distribution information to generate image information with a color scale to demonstrate oxygen saturation in each regional tissue of the object. 2. The portable 2-dimension oximeter image device of claim 1, wherein the front-end detector comprises a detection panel made of a flexible printed circuit board. 3. The portable 2-dimension oximeter image device of claim 1, wherein the front-end detector includes a digital multiplexer and an analog demultiplexer for controlling the plurality of light sources and the plurality of sensors respectively. 4. The portable 2-dimension oximeter image device of claim 1, wherein the light sources is a dual wavelength light source. 5. The portable 2-dimension oximeter image device of claim 1, wherein the oxygen saturation distribution information contains coordinate values of each regional tissue of the object and oxygen saturation values corresponding to the coordinate values. 6. The portable 2-dimension oximeter image device of claim 1, wherein the analysis processor comprises: a storing unit for storing setting parameters concerning detecting and sampling;a sampling unit for generating sampling instructions of the front-end detector in accordance with the setting parameters;a front-end control unit connected to the front-end detector for issuing a control signal based on the sampling instructions; anda computing unit for performing the oxygen saturation distribution algorithm to calculate the oxygen saturation corresponding to the intensity of the reflected light. 7. The portable 2-dimension oximeter image device of claim 6, wherein the analysis processor comprises: a decoding processing unit for receiving the setting parameters from a user interface to decode the setting parameters and storing decoded results in the storing unit; andan encoding unit for encoding the intensity of the reflected light to provide data of the intensity of the reflected light by the user interface. 8. The portable 2-dimension oximeter image device of claim 6, wherein, the setting parameters include the intensity of the reflected light, absorption coefficients of oxygenated hemoglobin and absorption coefficients of deoxygenated hemoglobin. 9. The portable 2-dimension oximeter image device of claim 6, wherein the setting parameters include a sampling rate of the front-end detector and... | NATIONAL CHIAO TUNG UNIVERSITY | A61B005/1455 A61B005/00
US20140128700 | A1 | 2014-05-08 | DEVICE AND METHOD FOR DETERMINING ANALYTE LEVELS | 2013-12-30 | Devices and methods for determining analyte levels are described. The devices and methods allow for the implantation of analyte-monitoring devices, such as glucose monitoring devices, that result in the delivery of a dependable flow of blood to deliver sample to the implanted device. The devices comprise a unique microarchitectural arrangement in the sensor region that allows accurate data to be obtained over long periods of time. | 1-20. (canceled) 21. A system for processing sensor data from a continuous glucose sensor, the system comprising: a sensor comprising an electrode configured for implantation in a subcutaneous tissue of a host, wherein the sensor comprises a membrane configured to reduce a flux of glucose therethrough, wherein the membrane comprises a product of a reaction of an isocyanate compound with a compound comprising a hydroxyl group and/or a compound comprising an amine group, wherein the sensor is configured to continuously measure a glucose concentration whereby sensor data indicative of the subcutaneous glucose concentration is generated; andelectronic circuitry operably connected to the sensor;wherein the system is configured to provide a substantially accurate measurement of the glucose concentration in the host such that at least 95% of calibrated sensor glucose values as determined by analysis of blood obtained during a useful life of the sensor are within 25% of actual glucose values. 22. The system of claim 21, wherein the product is polyurethane. 23. The system of claim 21, wherein the product is polyurea. 24. The system of claim 21, wherein the product is a polyurethaneurea copolymer. 25. The system of claim 21, wherein the useful life is greater than about 3 days. 26. The system of claim 21, wherein the useful life is greater than about 5 days. 27. The system of claim 21, wherein the useful life is greater than about 7 days. | DexCom, Inc. | A61B005/1486 A61B005/00 A61B005/1495 A61B005/145
US20140142448 | A1 | 2014-05-22 | APPARATUS AND METHODS FOR REMOTE CARDIAC DISEASE MANAGEMENT | 2013-11-01 | An apparatus and method for remotely managing a disease. The apparatus includes a sensor having a first determining unit for determining whether a measured biosignal has a normal waveform, and a transmitter for transmitting the biosignal to a server when the biosignal is determined to have an abnormal waveform. | 1. An apparatus for remotely managing a disease, the apparatus comprising: a sensor comprising a first determining unit configured to determine whether a measured biosignal has a normal waveform, and a transmitter configured to transmit the biosignal in response to the biosignal being determined to have an abnormal waveform; anda server configured to receive the transmitted biosignal. 2. The apparatus of claim 1, wherein the server comprises a second determining unit configured to determine a type of disease corresponding to the biosignal. 3. The apparatus of claim 2, wherein the biosignal is an electrocardiogram (ECG), and the second determining unit is configured to determine a type of arrhythmia corresponding to the ECG. 4. The apparatus of claim 1, further comprising: a gateway comprising a display unit, wherein the gateway is configured to receive the biosignal from the sensor and transfer the biosignal to the server, and the display unit is configured to display the biosignal. 5. The apparatus of claim 3, wherein the server is configured to transmit the ECG and arrhythmia type information to a medical team or a medical professional. 6. The apparatus of claim 4, wherein: the server is further configured to transmit the biosignal to a medical team or a medical professional, receive a diagnosis result from the medical team or the medical professional, and transmit the diagnosis result to the gateway;the gateway is further configured to receives the diagnosis result; andthe display unit is further configured to display the diagnosis result. 7. The apparatus of claim 3, wherein the first determining unit is further configured to determine whether the ECG has a normal waveform based on a rhythm and a feature point of an R wave of the ECG. 8. The apparatus of claim 3, wherein the transmitter is further configured to transmit only an interval of the ECG, and the second determining unit is further configured to determine the type of arrhythmia based on a rhythm and a feature point of an R wave of the transmitted interval. 9. The apparatus of claim 3, wherein the transmitter is further configured to transmit only an interval of the ECG, and the interval includes only a portion of the ECG showing arrhythmia and two minutes before and after that portion. 10. A method of remotely managing a disease, the method comprising: determining whether a measured biosignal has a normal waveform;transmitting the biosignal in response to the biosignal being determined to have an abnormal waveform; andreceiving the transmitted biosignal. 11. The method of claim 10, wherein the biosignal is an electrocardiogram (ECG), and the method further comprises determining a type of arrhythmia corresponding to the ECG using a server. 12. The method of claim 11, wherein the determining of whether the measured biosignal has a normal waveform comprises determining whether the ECG has a normal waveform based on a rhythm and a feature point of the ECG. 13. The method of c... | SAMSUNG ELECTRONICS CO., LTD. | A61B005/0452
US08738111 | B2 | 2014-05-27 | Cardiac contraction detection using information indicative of lead motion | 2011-06-24 | Systems and methods for cardiac contraction detection using information indicative of lead motion are described. In an example, an implantable medical device can include a receiver circuit configured to be electrically coupled to conductor comprising a portion of an implantable lead and be configured to obtain information indicative of a movement of the implantable lead due at least in part to a motion of a heart. The device can include a processor circuit configured to determine whether a cardiac mechanical contraction occurred during a specified interval included in the obtained information indicative of the movement of the implantable lead. The processor circuit can be configured to determine information about the cardiac mechanical contraction using the obtained information indicative of the movement of the implantable lead. | 1. An apparatus including an implantable medical device, the implantable medical device (IMD) comprising: a receiver circuit, configured to be electrically coupled to a conductor comprising a portion of an implantable lead, the receiver circuit configured to receive a response of the conductor of the implantable lead to an excitation signal applied to excite the conductor of the implantable lead, the response based on the excitation signal and modulated according to a change in an electrical characteristic of the conductor itself, to obtain information about the excited conductor itself that is indicative of a movement of the implantable lead due at least in part to a motion of a heart; anda processor circuit configured to determine one or more of (1) whether a cardiac mechanical contraction occurred during a specified interval included in the obtained information indicative of the movement of the implantable lead, or (2) information about the cardiac mechanical contraction using the obtained information indicative of the movement of the implantable lead. 2. The apparatus of claim 1, wherein the processor circuit is configured to determine whether a cardiac mechanical contraction occurred during a specified interval included in the obtained information indicative of the movement of the implantable lead. 3. The apparatus of claim 1, wherein the processor circuit is configured to determine information about a cardiac mechanical contraction using the obtained information indicative of the movement of the implantable lead. 4. The apparatus of claim 1, further comprising an implantable lead configured to be located within or near the heart, wherein the implantable lead comprises a piezoelectric acoustic transducer configured to receive acoustic information indicative of the movement of the implantable lead, the piezoelectric acoustic transducer coupled to the conductor included in the implantable lead. 5. The apparatus of claim 1, wherein the IMD comprises an excitation circuit configured to provide a non-tissue stimulating, non-therapeutic electrical excitation signal to the implantable lead, the signal comprising a time-varying signal including a first range of frequencies. 6. The apparatus of claim 5, wherein the information indicative of the movement of the implantable lead includes one or more of magnitude information, or phase information, corresponding to one or more frequencies included in the first range of frequencies, the magnitude information, or phase information, determined at least in part using an electrical response signal provided by the implantable lead in response to the excitation signal and the movement of the implantable lead. 7. The apparatus of claim 6, wherein one or more of the magnitude information, or the phase information, includes a time-varying portion corresponding to the movement of the implantable lead. 8. The apparatus of claim 1, wherein the processor circuit is configured to determine information about the ... | Cardiac Pacemakers, Inc. | A61B005/02 A61B005/04 A61B005/05 A61N001/00
US08715178 | B2 | 2014-05-06 | Wearable badge with sensor | 2010-02-18 | Systems and methods for a wearable badge with a sensor are provided. The badge may include a sensor. The sensor may monitor a response of a wearer. The sensor may monitor a response of an individual facing the wearer. A reference index may correlate the response to a known condition. A processor device may detect the known condition or a threshold number of known conditions. The processor may relate the known condition to feedback. A feedback mechanism may provide the feedback to the wearer. The feedback mechanism may provide the feedback to the individual facing the wearer. The feedback may be provided based on the known condition. The feedback may be configured to provide guidance to the wearer and the individual facing the wearer. The feedback may be based on the threshold number. | 1. A system for inducing a change in a performance characteristic comprising: a wearable badge having a sensor configured to sense the performance characteristic;a machine readable memory configured to store a performance characteristic reference index;a processor device configured to provide a comparison of said sensed performance characteristic to said reference index; anda feedback channel configured to transmit feedback information based on said comparison to induce said change. 2. The system of claim 1 wherein said sensor includes a transmitter configured to transmit a wireless signal based on said performance characteristic. 3. The system of claim 1 wherein said sensor is configured to sense temperature. 4. The system of claim 3 wherein said performance characteristic reference index includes a logical link between a sensor output and an emotional state. 5. The system of claim 4 wherein said reference index includes a supplemental entry associated with said emotional state. 6. The system of claim 4 wherein said emotional state is associated with a change in a performance characteristic over time. 7. The system of claim 1 wherein said wearable badge includes an acoustic receiver. 8. A method for inducing a change in a performance characteristic of an individual, the method comprising: using a receiver of a computer system, receiving from a wearable badge sensor an electronic signal corresponding to the performance characteristic; andusing a processor of the computer system: correlating the signal with a metric of the performance characteristic; andlinking the metric to an emotional state. 9. The method of claim 8 further comprising, using a transmitter of the computer system, providing to the individual feedback based on the emotional state. 10. The method of claim 8 wherein, when the individual is a first individual, the method further comprises, using the transmitter, providing to a second individual feedback based on the emotional state. 11. The method of claim 8 further comprising promoting a change in said performance characteristic. 12. The method of claim 11 wherein said promoting comprises applying biofeedback techniques. 13. The method of claim 11 wherein said promoting includes issuing to the individual an instruction to seek assistance. 14. The method of claim 11 wherein said promoting includes communicating via a real time textual chat dialogue. 15. One or more computer-readable media storing computer-executable instructions which, when executed by a processor on a computer system, perform a method for inducing a change in a performance characteristic of a first individual participating in a dialogue with a second individual, the method comprising: receiving from a wearable badge sensor a signal corresponding to the performance characteristic;correlating the signal with a metric of the performance characteristic;linking the metric to an emotional state; andproviding to the first individual feedback based on the emot... | Bank of America Corporation | A61B005/00 G06F019/00 G06F017/27
US09462957 | B2 | 2016-10-11 | Portable electrocardiography device | 2013-11-15 | A portable electrocardiography (ECG) device includes a first pair of first type snap-in buttons at a first plane of a case. The first type snap-in buttons are configured for coupling to ECG electrodes having a second type snap-in button. The portable ECG device also includes a processor in electrical connection with the first pair of first type snap-in buttons. The processor is configured for monitoring and processing electrocardiography signals obtained by the ECG electrodes. | 1. A portable electrocardiography (ECG) device comprising: a case including at least a first side and an opposing second side;a first pair of first type snap-in buttons on a first plane defined by the first side of the case;a second pair of first type snap-in buttons on a second plane defined by the first side of the case, wherein the first plane and the second plane are different but parallel to one another, and wherein each first type snap-in button is configured for coupling to an ECG electrode or an arm having a second type snap-in button;a processor in electrical connection with each first type snap-in button in the first pair of first type snap-in buttons, wherein the processor is configured for monitoring and processing process ECG signals obtained by ECG electrodes; anda display on the second side of the case, wherein the display is configured for showing information indicative of the ECG signals, and wherein the processor is disposed within the case. 2. The portable ECG device of claim 1, wherein the first type snap-in buttons are female type snap-in buttons, and wherein the second type snap-in buttons are male type snap-in buttons. 3. The portable ECG device of claim 1 further comprising a first pair of arms configured to be detachably coupled to the first pair of first type snap-in buttons. 4. The portable ECG device of claim 3, wherein each arm in the first pair of arms is configured to (i) pivot at and (ii) rotate with respect to one of the first type snap-in buttons included in the first pair of first type snap-in buttons. 5. The portable ECG device of claim 4, wherein each arm in the first pair of arms comprises a second type snap-in button at one end of the arm and a first type snap-in button at an opposite end of the arm. 6. The portable ECG device of claim 5, wherein, on each arm in the first pair of arms, the second type snap-in button faces a direction opposite to that of the first type snap-in button. 7. The portable ECG device of claim 6, wherein each arm in the first pair of arms further comprises a bump on an opposite side of the end of the arm at which the first type snap-in button is located. 8. The portable ECG device of claim 7, wherein each arm in the first pair of arms comprises a conductive material configured to transmit the ECG signals. 9. The portable ECG device of claim 8, wherein each arm in the first pair of arms is flexible and has a memory feature. 10. The portable ECG device of claim 7 further comprising a pair of receptacles configured for securing the first pair of arms to the case, wherein the pair of receptacles are spaced apart from the first pair of first type snap-in buttons and are on the first plane of the case, and wherein each receptacle is configured to detachably couple with the bump of a respective arm. 11. The portable ECG device of claim 3 further comprising a second pair of arms configured to be detachably coupled to the first pair of the arms. 12. The portable ECG device of clai... | IMEC Taiwan Co. | A61B005/0416 A61B005/0404 A61B005/00 A61B005/0408
US09301702 | B2 | 2016-04-05 | Systems and methods for exploiting pulmonary artery pressure obtained from an implantable sensor to detect cardiac rhythm irregularities | 2012-11-19 | Techniques are provided for use with a pulmonary artery pressure (PAP) monitor having an implantable PAP sensor. In one example, a PAP signal is sensed that is representative of beat-by-beat variations in PAP occurring during individual cardiac cycles of the patient. The PAP monitor detects intervals within the signal corresponding to the durations of cardiac cycles, then detects cardiac rhythm irregularities based on the intervals. For example, the PAP monitor can detect and distinguish atrial fibrillation, ventricular fibrillation and ventricular tachycardia based on the stability of the intervals of the PAP signal along with other information such as ventricular rate. The PAP monitor can also detect and distinguish premature contractions based on durations of the intervals. Examples where the PAP monitor is a component of an implantable cardiac rhythm management device (CRMD) are also provided. | 1. A method for use with an implantable pulmonary artery pressure sensor for implant within a patient, the method comprising: sensing a pulmonary artery pressure (PAP) signal representative of variations in PAP occurring during cardiac cycles of the patient;detecting intervals within the PAP signal corresponding to durations of the cardiac cycles;detecting one or more cardiac rhythm irregularities, including premature contractions, based on the intervals within the PAP signal, anddelivering cardiac therapy to the patient in response to the detection of an irregularity. 2. The method of claim 1 wherein detecting intervals within the PAP signal includes: detecting one or more fiducial points within the PAP signal; andmeasuring one or more intervals between the fiducial points corresponding to durations of cardiac cycles. 3. The method of claim 2 wherein the fiducial points include one or more of a pulmonary artery systole (PAS) point, a pulmonary artery diastole (PAD) point and a dicrotic notch. 4. The method of claim 1 wherein detecting a cardiac rhythm irregularity based on the intervals within the PAP signal includes: evaluating a stability of the intervals of the PAP signal; anddetecting the cardiac rhythm irregularity based on the stability of the intervals. 5. The method of claim 4 wherein evaluating the stability of the intervals within the PAP signal includes: tracking PAP intervals over a plurality of cardiac cycles;rejecting the longest and shortest intervals;selecting the second longest and second shortest intervals; anddetermining a difference between the second longest and second shortest intervals as a stability indicator. 6. The method of claim 4 wherein determining the stability of the intervals within the PAP signal includes: calculating an average PAP waveform interval stability value; andcomparing the average PAP waveform interval stability value to a baseline PAP waveform interval stability to generate a stability indicator. 7. The method of claim 4 wherein detecting the cardiac rhythm irregularity based on the stability of the intervals of the PAP signal includes: comparing the stability of the intervals of the PAP signal against a stability criteria indicative of irregular cardiac rhythm; andgenerating an indication of irregular cardiac rhythm if the stability is found to be unstable relative to the stability criteria. 8. The method of claim 7 wherein the stability criteria is one or more of a programmed threshold value and a patient baseline threshold value. 9. The method of claim 7 wherein, if an irregular cardiac rhythm is indicated the method further comprises, discriminating the type of irregular cardiac rhythm by: detecting a ventricular rate from the intervals;comparing the ventricular rate against a tachycardia rate threshold indicative of tachycardia; andgenerating an indication of atrial fibrillation (AF) with controlled ventricular response if the ventricular rate is below the tachycardia rate threshold. 10... | PACESETTER, INC. | A61B005/02 A61B005/024 A61B005/00 A61B005/0215 A61N001/362 A61N001/368
US09386952 | B2 | 2016-07-12 | Method and device(s) for diagnosis and/or treatment of sleep apnea and related disorders | 2011-06-08 | Method and device for diagnosing and/or treating sleep apnea and related sleep disorders, such as snoring and respiratory effort-related arousals, includes an inflatable implement which is applied to the external surface of the chest and/or abdomen (Vest). Pressure is caused to rise to a predetermined positive value. The rate of airflow into and/or out of said Vest is monitored, whereby the Vest Flow is displayed or processed to obtain information about the breathing characteristics of the patient. | 1. A method for diagnosing and/or treating sleep related disorders comprising: applying an inflatable implement to the external surface of the chest and/or abdomen of a patient, said inflatable implement being capable of exerting positive pressure to said chest and/or abdomen of said patient,causing pressure within said inflatable implement to rise to and remain substantially constant at a set positive value of low magnitude throughout the patient's breathing cycle,monitoring the rate of airflow into and/or out of said inflatable implement to obtain information about the breathing characteristics of said patient. 2. The method of claim 1 wherein said inflatable implement is an inflatable vest or cuff. 3. The method of claim 1 wherein the inflatable implement compresses only the upper part of the torso of the patient. 4. The method of claim 1 including identifying the inspiratory phase of breathing using the obtained information. 5. The method of claim 1 wherein the sleep related disorders comprise sleep apnea, snoring and respiratory effort-related arousals. 6. The method of claim 1 further comprising displaying and/or processing the rate of airflow. 7. A device for diagnosing and/or treating sleep related disorders comprising: an inflatable implement that can be applied to the external surface of the chest and/or abdomen of a patient, said inflatable implement being capable of exerting positive pressure to said chest and/or abdomen of said patient,a positive pressure source,tubing connecting said positive pressure source to said inflatable implement,electrical and/or digital circuitry that controls said pressure source and is capable of causing pressure within said inflatable implement to rise to and remain substantially constant at a set positive value of low magnitude throughout the patient's breathing cycle, andcircuitry to monitor the rate of airflow into and/or out of said inflatable implement to obtain information about the breathing characteristics of said patient. 8. The device of claim 7 wherein said inflatable implement is an inflatable vest or cuff. 9. The device of claim 7 wherein the inflatable implement is configured to compress only the upper part of the torso of the patient. 10. The device of claim 7 including means to identify the inspiratory phase of breathing using the obtained information. 11. The device of claim 7 including circuitry that measures flow and volume changes or receives flow and volume information from an independent source. 12. The device of claim 7 further comprising circuitry to process said rate of airflow. 13. The device of claim 7 further comprising a display device to display said rate of airflow. 14. A device for diagnosing and/or treating sleep related disorders comprising: an inflatable implement that can be applied to the external surface of the chest and/or abdomen of a patient,a positive pressure source,tubing connecting said positive pressure source to said inflatable implement,electri... | YRT LIMITED | A61B005/08 A61B005/00 A61B005/113 A61F005/56 A61H031/00 A61H009/00
US09999376 | B2 | 2018-06-19 | Determining body postures and activities | 2013-10-31 | A method and wireless sensor device for determining body postures and activities. In one aspect, a method includes receiving sensor data. The method also includes detecting and classifying a body transition of a body based on the sensor data. The method also includes detecting if there is activity of the body based on the sensor data. If there is activity, the method also includes classifying the activity. If there is no activity, the method also includes classifying a rest position of the body based on the sensor data and based on a previous body transition. | 1. A computer-implemented method for determining body postures and activities, the method comprising: obtaining sensor data using a body sensor device, wherein the body sensor device comprises a tri-axial accelerometer and the sensor data includes tri-axial accelerometer data;obtaining calibrated sensor data by applying rotation of accelerometer axes to the tri-axial accelerometer data to get rotated accelerations in three calibrated axes;calculating a transition signal from the calibrated sensor data as acceleration on Y-axis minus acceleration on Z-axis to: detect a transition when a first body position transitions to a second body position, andclassify the transition as a particular body transition if the transition signal exceeds a transition threshold; anddetermining if there is activity of the body based on the calibrated sensor data, classifying an activity if there is activity, and classifying a rest position of the body if there is no activity wherein the rest position of the body is classified based on the sensor data and based on a previous body transition. 2. The method of claim 1, further comprising: calibrating the sensor data such that axes of the body sensor device matches axes of the body. 3. The method of claim 1, wherein the body transition is any of sitting-to-standing, standing-to-sitting, and bending over. 4. The method of claim 1, wherein the determining if there is activity of the body further comprises: determining a signal magnitude area of accelerometer signals of the sensor data; anddetermining if the signal magnitude area is greater than an activity threshold, wherein the activity is detected if the signal magnitude area is greater than the activity threshold. 5. The method of claim 1, wherein the activity is any of walking and running. 6. The method of claim 1, wherein the classifying of the rest position of the body further comprises: calculating a vertical angle; andclassifying the rest position based on the vertical angle and the previous body transition. 7. The method of claim 1, wherein the rest position is any of sitting, standing, and lying down. 8. A body sensor device, comprising: a sensor for obtaining sensor data, wherein the sensor comprises a tri-axial accelerometer and the sensor data includes tri-axial accelerometer data;a processor coupled to the sensor; anda memory device coupled to the processor, wherein the body sensor device includes an application that, when executed by the processor, causes the processor to perform operations comprising:obtaining calibrated sensor data by applying rotation of accelerometer axes to the tri-axial accelerometer data to get rotated accelerations in three calibrated axes;calculating a transition signal from the calibrated sensor data as acceleration on Y-axis minus acceleration on Z-axis to: detect a transition when a first body position transitions to a second body position, andclassify the transition as a particular body transition if the transition signal e... | VITAL CONNECT, INC. | A61B005/11 A61B005/00
US20140135659 | A1 | 2014-05-15 | MEASURING DEVICE FOR DETECTING POSITIONAL CHANGES OF PERSONS IN BEDS | 2012-06-29 | A measuring device for detecting positional changes of persons in a bed, having a bridge (10), which is arranged in a middle region of the lying surface transversely to the bed and is supported there by at least two supporting regions spaced apart from each other. The bridge (10) supports a mattress lying on the lying surface (1). The measuring device includes a sensor (13, 13a) at at least one of the supporting regions. Through use of the measured values of the sensors (13, 13a) a controller (21) detects the center of gravity position of the weight distribution loading the bridge (10) and activates an alarm if the movement activity of a person lying on the bed is insufficient. | 1. A measuring device for detecting positional changes of persons in a bed, comprising a lying area (1) supported by a support device with a mattress lying thereon, at least one elongate bridge (10) supports the mattress and transmits a supported load to the support device, the at least one elongate bridge (10) comprises at least one plate (23) with at least one rigid portion (23a, 23b, 23c), which has a rigid design or increased rigidity, and at least one sensor (13, 13a) is arranged in a force transmission path between the supported load and the support device, that detects a measurement variable, which can be influenced by a load distribution of the supported load. 2. The measuring device as claimed in claim 1, wherein the sensor (13, 13a) or at least one of the sensors (13, 13a) is a force sensor (13a) to which at least one of pressure or tension is applied, or a strain gauge. 3. The measuring device as claimed in claim 2, the bridge (10) comprises at least two support regions (24) spaced apart from one another, wherein the support regions (24) a) are supported directly by the support device, and the at least one sensor (13, 13a) is arranged by at least one of the support regions (24) on the bridge (10), or on the support device, or between the bridge (10) and the support device, orb) is supported indirectly by the support device by connection elements, and the at least one of sensor (13, 13a) is arranged by the support regions (24) on the bridge (10), or on the connection elements, or between the bridge (10) and the connection elements, or between the connection elements and the support device, or on the support device. 4. The measuring device as claimed in claim 3, wherein at least one of the support regions (24) of the plate (23) is supported directly or indirectly on the support device by a spacer (25), the support region (24) or the spacer (25) comprises a resilient structure, and the at least one sensor (13, 13a) is arranged on the plate (23) or on the spacer (25) at said resilient structure. 5. The measuring device as claimed in claim 3, wherein the plate (23) comprises two or more rigid portions (23a, 23b, 23c), and respectively adjacent ones of the rigid portions (23a, 23b, 23c) are connected to one another in a hinged or flexible manner or arranged loosely next to one another. 6. The measuring device as claimed in claim 5, wherein at least two of the support regions (24) that are spaced apart from one another are formed on at least one of two outer-most ones of the rigid portions (23a, 23b, 23c) of the plate (23), the support regions (24) of said rigid portion (23a, 23b, 23c) are supported by spacers (25) on a common contact plate (27a, 27b) assigned to the respective rigid portion (23a, 23b, 23c), and the support regions (24) or the spacers (25) comprise resilient structures with the sensors (13, 13a). 7. The measuring device as claimed in claim 3, wherein the support regions (24) are supported indirectly by the support devic... | Compliant Concept AG | A61B005/00 A61B005/11
US20140121490 | A1 | 2014-05-01 | ACOUSTO-OPTIC IMAGING DEVICE | 2014-01-03 | An acousto-optic imaging device includes: an ultrasonic wave transmitter for transmitting a divergent ultrasonic wave into a subject; an acoustic lens for converging a reflection ultrasonic wave derived from the ultrasonic wave from the subject; an acousto-optic cell including an acousto-optic propagation medium section which has a smaller sound velocity than the subject and through which the reflection ultrasonic wave converged by the acoustic lens propagates; a light source for emitting convergent light so as to irradiate the reflection ultrasonic wave propagating through the acousto-optic propagation medium section in a direction not parallel to a traveling direction of the reflection ultrasonic wave; and an image formation optical system for detecting Bragg diffracted light of the convergent light which is produced in the acousto-optic propagation medium section and converting the detected Bragg diffracted light to an electric signal. | 1. An acousto-optic imaging device, comprising: an ultrasonic wave transmitter for transmitting a divergent ultrasonic wave into a subject;an acoustic lens for converging a reflection ultrasonic wave derived from the ultrasonic wave from the subject;an acousto-optic cell including an acousto-optic propagation medium section which has a smaller sound velocity than the subject and through which the reflection ultrasonic wave converged by the acoustic lens propagates;a light source for emitting convergent light so as to irradiate the reflection ultrasonic wave propagating through the acousto-optic propagation medium section in a direction not parallel to a traveling direction of the reflection ultrasonic wave; andan image formation optical system for detecting Bragg diffracted light of the convergent light which is produced in the acousto-optic propagation medium section and converting the detected Bragg diffracted light to an electric signal. 2. The acousto-optic imaging device of claim 1, wherein the convergent light is emitted so as to irradiate a portion of the acousto-optic propagation medium section through which the reflection ultrasonic wave in a state of a divergent wave after convergence is propagating. 3. The acousto-optic imaging device of claim 1, wherein the convergent light is emitted so as to irradiate a portion of the acousto-optic propagation medium section through which the reflection ultrasonic wave in a state of a convergent wave is propagating. 4. The acousto-optic imaging device of claim 1, wherein the acousto-optic propagation medium section includes an inert perfluorocarbon fluid. 5. The acousto-optic imaging device of claim 1, wherein the acousto-optic propagation medium section includes an inert hydrofluoroether fluid. 6. The acousto-optic imaging device of claim 1, wherein the acousto-optic propagation medium section includes a silica nanoporous element. 7. The acousto-optic imaging device of claim 1, further comprising a wave reception standoff for supporting the acoustic lens, wherein a convergence point on a subject side of the acoustic lens occurs inside the wave reception standoff. 8. The acousto-optic imaging device of claim 1, further comprising a wave transmission standoff for supporting the ultrasonic wave transmitter, wherein the ultrasonic wave transmitter transmits a converging ultrasonic wave, and a point of the convergence occurs inside the wave transmission standoff. | PANASONIC CORPORATION | A61B005/00
US20140121492 | A1 | 2014-05-01 | MRI WITH SEPARATION OF DIFFERENT CHEMICAL SPECIES USING A SPECTRAL MODEL | 2012-06-20 | The invention relates to a method of MR imaging of at least two chemical species having different MR spectra. The method comprises the steps of: generating MR signals of the chemical species by subjecting a portion of a body (10) to an imaging sequence of RF pulses and switched magnetic field gradients, which imaging sequence is determined by a set of imaging parameters (TR, α, TE); acquiring the MR signals; determining a spectral model of at least one of the chemical species, which spectral model is associated with the set of imaging parameters (TR, α, TE); separating signal contributions of the at least two chemical species to the acquired MR signals on the basis of the spectral model; and computing a MR image from the signal contributions of one of the chemical species. Moreover, the invention related to a MR device (1) and to a computer program for a MR device (1). | 1. Method of MR imaging of at least two chemical species having different MR spectra, the method comprising the steps of: generating MR signals of the chemical species by subjecting a portion of a body (10) to an imaging sequence of RF pulses and switched magnetic field gradients, which imaging sequence is determined by a set of imaging parameters (TR, α, TE);acquiring the MR signals;accessing a library that includes different spectral models associated with different sets of imaging parameters and/or with different types of imaging sequences stored in a data base,determining from the library a spectral model of at least one of the chemical species, which spectral model is associated with the type of the imaging sequence and/or with the set of imaging parameters (TR, α, TE);separating signal contributions of the at least two chemical species to the acquired MR signals on the basis of the spectral model; andcomputing a MR image from the signal contributions of at least one of the chemical species. 2. Method of claim 1, wherein the spectral model includes resonance frequencies and amplitudes of one or more spectral peaks, phase values and/or relaxation time values. 3. Method of claim 1, wherein the set of imaging parameters (TR, α, TE) includes a repetition time value, a flip angle value, and/or at least one echo time value. 4. Method of claim 1, wherein the MR signals are generated and acquired by means of a two- or multi-point Dixon technique. 5. Method of claim 1, wherein the imaging sequence is a gradient-echo- or spin-echo-type of sequence 6. Method of claim 1, wherein spectral models associated with different sets of imaging parameters (TR, α, TE) are stored in a data base. 7. Method of claim 6, wherein the spectral model associated with the set of imaging parameters (TR, α, TE) of the imaging sequence used for MR signal generation is determined by interpolation or extrapolation of the spectral models stored in the data base. 8. Method of claim 1, wherein spectral models associated with different sets of imaging parameters (TR, α, TE) are provided by way of simulation. 9. MR device for carrying out the method claimed in claim 1, which MR device includes at least one main magnet coil for generating a uniform, steady magnetic field B0 within an examination volume, a number of gradient coils for generating switched magnetic field gradients in different spatial directions within the examination volume, at least one RF coil for generating RF pulses within the examination volume and/or for receiving MR signals from a body of a patient positioned in the examination volume, a control unit for controlling the temporal succession of RF pulses and switched magnetic field gradients, and a reconstruction unit, and a library that includes different spectral models associated with different sets of imaging parameters and/or with different types of imaging sequences stored in a data base, wherein the MR device is arranged to perform the following ste... | KONINKLIJKE PHILIPS N.V. | G01R033/48 A61B005/055
US20140142410 | A1 | 2014-05-22 | Nerve Stimulation Electrodes | 2012-11-19 | Described herein are nerve stimulating electrodes for use in evoked potential electrophysiological recording procedures and associated methods for use thereof. In one embodiment, a stimulating electrode assembly is provided that includes a non-conductive substrate, a first electrode mounted on the non-conductive substrate, and a second electrode mounted on the non-conductive substrate. The first and second electrodes are spaced apart along a longitudinal length of the assembly and extend along a lateral width of the assembly such that the electrode can be positioned at a plurality of laterally offsetting positions relative to a nerve extending longitudinally between the first and second electrodes while remaining in contact with the nerve. | 1. (canceled) 2. The assembly of claim 27, wherein the distance between the first and second electrodes of each stimulating electrode assembly is in a range of about 10 mm to about 30 mm. 3. The assembly of claim 27, wherein the distance between the first and second electrodes of each stimulating electrode assembly is about 22 mm. 4. The assembly of claim 27, wherein the first and second electrodes of each stimulating electrode assembly have a length in a range of about 25 mm to about 40 mm. 5. The assembly of claim 27, wherein the non-conductive substrate of each stimulating electrode assembly has first and second opposed surfaces, and wherein an adhesive is disposed on the first surface, and the first and second electrodes are mounted on the first surface. 6. The assembly of claim 27, wherein the first electrode of each stimulating electrode assembly is configured as a cathode and the second electrode of each stimulating electrode assembly is configured as an anode. 7. (canceled) 8. (canceled) 9. (canceled) 10. (canceled) 11. The assembly of claim 27, wherein the impedance of the first and second electrodes of each stimulating electrode assembly is in a range of about 0 Ohms to about 10,000 Ohms. 12. The assembly of claim 29, wherein the first and second porous pads of each stimulating electrode assembly are each formed of reticulated foam. 13. The assembly of claim 29, wherein the first and second porous pads of each stimulating electrode assembly are each formed of a foam having a porosity in a range of about 10 pores per inch to about 90 pores per inch. 14. (canceled) 15. An electrode assembly configured to deliver electrical stimulation to nerves on opposing extremities of a patient's body to detect differences in evoked potentials developed in the patient's brain, comprising: a plurality of flexible substrates configured to adhere to a tissue surface, each substrate having: a width greater than a length thereof;a first electrode disposed on the substrate, the first electrode including a first porous pad having a width dimension extending along the width of the substrate that is greater than a length dimension extending along the length of the substrate; anda second electrode disposed on the substrate and spaced a distance apart from the first electrode, the second electrode including a second porous pad having a width dimension extending along the width of the substrate that is greater than a length dimension extending along the length of the substrate;wherein the first and second porous pads on each substrate have any of a surface area and a shape effective to allow targeting of a nerve with electrical pulses when placed such that a nerve extends between the first and second porous pads at any position along the width dimension thereof;wherein each substrate is configured to be adhered to a patient such that the length is substantially parallel to the nerve being stimulated. 16. The assembly of claim 15, wherein the first a... | STROHL MEDICAL | A61B005/0484 A61B005/0478
US20140121989 | A1 | 2014-05-01 | SYSTEMS AND METHODS FOR PROCESSING ANALYTE SENSOR DATA | 2014-01-06 | The present invention relates generally to systems and methods for measuring an analyte in a host. More particularly, the present invention relates to systems and methods for processing sensor data, including calculating a rate of change of sensor data and/or determining an acceptability of sensor or reference data. | 1-20. (canceled) 21. A system for analyzing data from an analyte sensor, comprising: a receiver configured to receive sensor data from an analyte sensor, the sensor data comprising at least two consecutive sensor data points; anda processor configured to perform one or more calculations to determine a reliability of the sensor data and to calculate a rate of change of the sensor data from at least two consecutive reliable sensor data points, wherein the processor is configured to control processing of sensor data based upon the reliability. 22. The system of claim 21, wherein the processor is configured to detect noise in the sensor data during the rate of change calculation. 23. The system of claim 21, wherein the rate of change calculation is substantially without error caused by noise in the sensor data. 24. The system of claim 21, wherein the rate of change calculation comprises a smoothed rate of change calculation. 25. The system of claim 21, wherein the processing of the sensor data based upon the reliability comprises outputting of sensor data to the user interface. 26. The system of claim 21, wherein the processing of the sensor data based upon the reliability comprises outputting to an insulin delivery device. 27. The system of claim 21, wherein the consecutive sensor data points comprise a data gap between the points. 28. The system of claim 27, wherein the data gap comprises a time period when data does not exist. 29. The system of claim 27, wherein the data gap comprises a time period wherein the data not substantially reliable. 30. The system of claim 21, wherein the reliability is based on a level of confidence in the data. 31. The system of claim 30, wherein the level of confidence comprises a rating. 32. A method of analyzing data from an analyte sensor, comprising: receiving sensor data from an analyte sensor, the data comprising at least two consecutive sensor data points;performing one or more calculations to determine a reliability of the sensor data;calculating a rate of change of the sensor data from at least two consecutive reliable sensor data points; andcontrolling processing of sensor data based upon the reliability. 33. The method of claim 32, further comprising detecting noise in the sensor data during the rate of change calculation. 34. The method of claim 32, wherein the rate of change calculation is substantially without error caused by noise in the sensor data. 35. The method of claim 32, wherein the calculating the rate of change comprises performing a smoothing of a rate of change of the sensor data. 36. The method of claim 32, wherein the controlling processing of the sensor data based upon the reliability comprises controlling the output of sensor data to the user interface. 37. The method of claim 32, wherein controlling processing of the sensor data based upon the reliability comprises controlling the output to an insulin delivery device. 38. The method of claim 32, wherein the consecutive ... | DexCom, Inc. | A61B005/00
US08717654 | B2 | 2014-05-06 | Optical probe with feedback correction | 2010-05-10 | The present invention relates to an optical probe (1) suitable for miniature applications. An example application is a fiber-based confocal miniaturized microscope. The optical probe comprises a coil-based actuation system (9, 10) comprising drive coils (9) capable of displacing the distal end (3) of an optical guide (2) housed (4) by the optical probe. The probe makes use of a feedback loop which alternate between driving the displacement of the optical guide by driving a current through the drive coils and switching off the current through the drive coils, and while the drive current being switched off, measure the speed of the distal end of the optical guide. The measured speed is compared to the set-point speed, and if a difference is detected, the drive current is adjusted to eliminate, or at least bring down, this difference. | 1. An optical probe (1, 20), the probe comprising an optical guide (2, 25) having a distal end (3);a housing (4, 22), the optical guide being mounted inside the housing so that the distal end is displaceable with respect to the housing; anda coil-based actuation system (9, 10, 21, 23) comprising drive coils (9, 23) capable of displacing the distal end by a displacement force induced by driving a drive current through the drive coils; wherein the drive current comprises a set-point current related to a positional set-point and an adjustment term;wherein the adjustment term is determined by a feedback loop comprising: applying the drive current to the drive coils;temporally switching off the drive current and while the drive current is switched off measure a speed of the distal end; andcomparing the positional set-point and the measured speed by either deriving from the positional set-point a set-point speed and comparing the set-point speed and the measured speed to derive a difference; orderiving from the measured speed a measured position, and comparing the positional set-point and the measured position to derive a difference,and adjusting the drive current if the difference is above a preset level. 2. The probe according to claim 1, wherein the speed of the distal end is measured by measuring the voltage (26) across the drive coils (23) while the drive current is switched off. 3. The probe according to claim 1, wherein the speed of the distal end is measured by switching on a measurement circuit adapted to measure the speed of the distal end, while the drive current is temporally switched off. 4. The probe according to claim 1, wherein the drive current is adapted to displace the optical guide at a frequency substantially equal the resonance frequency of the probe. 5. The probe according to claim 1, wherein the loop gain of the feedback loop is larger than 1. 6. The probe according to claim 1, wherein the actuation system comprises a first part comprising an axially polarized magnet (10, 21) and a second part comprising electromagnetic coils (9, 23); wherein one of the first and second parts is mounted on the housing (4, 22) and the other of the first and second parts is mounted on the optical guide (2, 25). 7. The probe according to claim 1, wherein the adjustment term further comprises a feed-forward term, the feed-forward term being based on one or more mechanical and/or electrical parameters. 8. The probe according to claim 1, wherein the optical guide is an optical fibre with a free distal end. 9. The probe according to claim 1, wherein the probe is part of an endoscope, a catheter, a needle or biopsy sample system. 10. An optical imaging system comprising: an optical probe (60) according to claim 1;an radiation source (62) optically coupled to the optical probe, the probe being arranged for guiding radiation (64, 600) emitted from the radiation source to a region of interest (63); anda radiation detector (66) optically coupled to... | Koninklijke Philips N.V. | G02B026/08 A61B005/05
US08734340 | B2 | 2014-05-27 | Method, apparatus and system for providing healthcare support by message based communication to healthcare support terminals | 2004-12-28 | A patient terminal can communicate with doctor terminals and a center terminal via a communication network. The patient terminal acquires vital data from a measuring device with a receiving unit. A control unit determines whether the vital data contains an abnormal value and the necessity of messaging depending on the presence or absence of a manual messaging request with a message button and selects the doctor terminal or the center terminal. When it is determined that messaging is necessary, the control unit makes a communication unit call the selected terminal. | 1. A method of providing a healthcare support service with a healthcare support apparatus connectable to a plurality of providing-side terminals via a communication network, the method comprising: acquiring patient's vital signs data by a measuring device;determining whether or not the vital data contains an abnormal value;determining that messaging to a destination terminal is required by the patient when one of: a first case in which a messaging request is inputted by the patient into the healthcare support apparatus while the vital data contains an abnormal value, anda second case in which a messaging request is not inputted by the patient within a predetermined time after it is determined that the vital data contains the abnormal value;selecting, by a processor in the healthcare support apparatus, a destination terminal from the plurality of providing-side terminals according to whether the first case or the second case occurs; andtransmitting a message to the selected destination terminal when it is determined that messaging to the selected destination terminal is required by the patient, the message being one of input by the patient, and generated for the patient depending on whether the first case or the second case occurs,wherein, in the selecting step, the destination terminal selected for the first case is different from the destination terminal selected for the second case,wherein when the plurality of providing-side terminals include assistant terminals different from doctor terminals, andwherein in the second case, the destination terminal selected in the selecting step is selected from among the assistant terminals. 2. The method according to claim 1, wherein the determination of whether or not the vital data contains an abnormal value is made by a criterion determined for each patient. 3. The method according to claim 1, wherein the determination of whether or not the vital data contains an abnormal value is made depending on a degree of change of the vital data. 4. The method according to claim 3, wherein the degree of change of the vital data is determined as a time integral and a vector value of the vital data. 5. The method according to claim 1, wherein when the messaging request is inputted by the patient and it is determined that the vital data contains the abnormal value, the destination terminal is selected from among the doctor terminals. 6. The method according to claim 1, wherein in the second case that the messaging is required by the patient because the messaging request is not inputted by the patient within the predetermined time after it is determined that the vital data contains the abnormal value, message information is transmitted to the destination terminal, the message information including information indicating that the message was automatically transmitted when the predetermined time passed, andin the first case that the messaging is required by the patient because the messaging request was inputted by t... | Kabushiki Kaisha Toshiba Toshiba Medical Systems Corporation | A61B005/00 G06F019/00 G08B001/08
US08731633 | B2 | 2014-05-20 | Device for positioning electrodes on a user's scalp | 2010-11-02 | A device (1) is described for positioning electrodes on a user's scalp. It comprises a housing (3), for example a headpiece of a headphones device, which can be put around a user's head. An elastic element (11) and a plurality of electrodes are positioned, so that once the housing (3) is put around the user's head, the elastic element (11) at least partly follows the curvature of the user's head. The stress in the elastic element (11) due to stretching thereof caused by putting the housing around the user's head causes the elastic element (11) to exert pressure on at least some of the plurality of electrodes towards the scalp. Hereby, effective contact of the plurality of electrodes to the scalp is facilitated. | 1. Device positioned on a user's scalp for measuring electric brain activity, the device comprising: a unit having the shape of a headband and configured to be put at least partly around a user's scalp;a plurality of flexible surfaces;a plurality of electrodes, the plurality of electrodes mounted on the plurality of flexible surfaces;at least one elastic band, the at least one elastic band being fixed to a plurality of the flexible surfaces and being adapted to be disposed between the unit and the user's scalp; anda positioning arrangement, the positioning arrangement comprising a positioning strap, the positioning strap being adapted to be disposed between the elastic band and the user's scalp, the positioning strap includes a plurality of openings through which the plurality of electrodes protrude when the unit is put around the user's scalp, wherein the positioning arrangement is configured to position the at least one elastic band and the electrodes, so that once the unit is put around the user's scalp, the at least one elastic band at least partly follows the curvature of the user's scalp and so that stress in the elastic band due to stretching thereof caused by putting the unit around the user's scalp causes the elastic band to exert pressure on at least some of the plurality of electrodes towards the scalp, thereby facilitating effective contact of the plurality of electrodes to the scalp. 2. Device according to claim 1, wherein the plurality of electrodes is divided in several arrays of electrodes. 3. Device according to claim 2, wherein the electrodes of at least one of the arrays are electrically connected to each other by means of metal foil. 4. Device according to claim 1, wherein the electrodes are metal pins with rounded ends to be in contact with the scalp. 5. Device according to claim 4, wherein the electrodes are gold plated. 6. Device according to claim 1, wherein the length of the electrodes is larger than 4 mm and smaller than 7 mm. 7. Device according to claim 1, further comprising one or more elastic connectors and wherein the positioning strap is divided in multiple parts, which are mutually connected by the one or more elastic connectors. 8. Device according to claim 1, wherein at least one of the flexible surfaces is a rubber pad. 9. Device according to claim 8, wherein the rubber is electrically conductive. 10. Device positioned on a user's scalp for measuring electric brain activity, the device comprising: a unit configured to be put at least partly around a user's scalp;a plurality of flexible surfaces;a plurality of electrodes, the plurality of electrodes mounted on the plurality of flexible surfaces;at least one elastic element, the at least one elastic element being adapted to be disposed between the unit and the user's scalp; anda positioning arrangement comprising, for each of the flexible surfaces, an individual projection device connected to the unit and being adapted to be disposed between the unit and... | Koninklijke Philips N.V. | A61B005/0478 A61B005/0476
US09131893 | B2 | 2015-09-15 | Health diagnostic systems and methods | 2013-10-28 | A health monitoring system, and methods of use and manufacture thereof are disclosed. The health monitoring system may include a computing system and a diagnostic test coupled to a diaper. The diagnostic test may include one or more sensors configured to produce a visual indication of one or more analytes contained in a sample produced by a subject. The diagnostic test may include a machine-readable code. The computing system may be configured to read the machine-readable code to allow an application running on the computing system to automatically perform at least one task related to a production of a data point based on the visual indication. The health monitoring system may aid in identifying a potential abnormal health condition of the subject by providing automatic longitudinal analysis of analytes contained in samples produced by the subject over a period of time. | 1. A health monitoring system, comprising: a computing system configured to interact with a first diagnostic test associated with a first diaper, the first diagnostic test having one or more sensors configured to produce a first at least quasi-quantitative indication of a first set of one or more analytes contained in a first portion of bodily waste excreted by a subject in a first interval of time;the computing system having one or more processors, a memory, and a health monitoring system program including a plurality of instructions stored in the memory that are executed by the one or more processors to instruct a data acquisition device to acquire automatically one or more digital images of the first at least quasi-quantitative indication, the one or more digital images not including a color comparison scale, to determine and select automatically by the one or more processors a focused first digital image from the acquired one or more digital images of the first at least quasi-quantitative indication, and to analyze the first digital image by comparing data derived from the first digital image of the first at least quasi-quantitative indication to a cluster, in the memory, the cluster based in part on different levels of brightness of the first digital image, in order to produce a first data point corresponding to the first at least quasi-quantitative indication;the computing system being further configured to interact with a second diagnostic test associated with a second diaper, the second diagnostic test having one or more sensors configured to produce a second at least quasi-quantitative indication of a second set of one or more analytes contained in a second portion of bodily waste excreted by the subject in a second interval of time; andwherein the plurality of instructions stored in the memory are also executed by the one or more processors to instruct the data acquisition device to acquire automatically one or more digital images of the second at least quasi-quantitative indication, to determine and select automatically by the one or more processors a focused second digital image from the acquired one or more digital images of the second at least quasi-quantitative indication, and to analyze the second digital image to produce a second data point based on the second at least quasi-quantitative indication, and to send a notification to a user if both the first and second data points correspond to an abnormal health condition of the subject. 2. The system of claim 1, wherein the first and second portions of bodily waste include respective first and second portions of urine, the abnormal health condition being diabetic ketoacidosis, and the plurality of instructions stored in the memory are also executed by the one or more processors to send the notification to the user if the first and second data points indicate that both of the first and second portions of urine contain at least one analyte that comprises one or both of a ketone or/an... | Pixie Scientific, LLC | A61B005/1455 A61B005/00 A61B005/15 A61B010/00 A61B005/145
US09049998 | B2 | 2015-06-09 | Biometric monitoring device with heart rate measurement activated by a single user-gesture | 2014-01-13 | A biometric monitoring device measuring various biometric information is provided that allows the person to take and/or display a heart rate reading by a simple user interaction with the device, e.g., by simply touching a heart rate sensor surface area or moving the device in a defined motion pattern. Some embodiments of this disclosure provide biometric monitoring devices that allow a person to get a quick heart rate reading without removing the device or interrupting their other activities. Some embodiments provide heart rate monitoring with other desirable features such as feedback on data acquisition status. | 1. An apparatus comprising: one or more biometric sensors comprising an optical heart rate sensor;an activator of the optical heart rate sensor;a heart rate sensor surface area through which the optical heart rate sensor can collect heart rate data from a user;an activator surface area through which the activator can receive activation signals from the user;a feedback mechanism; andat least one processor,wherein: the optical heart rate sensor, the activator, the feedback mechanism, and the at least one processor are communicatively connected with each other and with a memory remotely linked to the apparatus,the heart rate sensor surface area and the activator surface area are arranged to allow a single body part of the user to simultaneously interact with the activator and the optical heart rate sensor, andthe memory stores computer-executable instructions for controlling the at least one processor to: cause the optical heart rate sensor to start collecting heart rate data through the heart rate sensor surface area in response to the activator receiving an activation signal through the activator surface area that is caused by a single user-gesture involving contacting the activator surface area with a body part, andprovide user feedback, through the feedback mechanism, with reference to the collected heart rate data without requiring further user-gestures in addition to the single user-gesture. 2. The apparatus of claim 1, wherein the heart rate sensor surface area and the activator surface area are arranged on a substantially flat plane. 3. The apparatus of claim 1, wherein the heart rate sensor surface area and the activator surface area are arranged less than 1 centimeter apart as measured by a distance along an exterior surface of a housing containing the heart rate sensor and the activator. 4. The apparatus of claim 3, wherein the heart rate sensor surface area and the activator surface area are less than 0.5 centimeters apart as measured by the distance along the exterior surface of the housing. 5. The apparatus of claim 3, wherein the heart rate sensor surface area and the activator surface area overlap along the exterior surface of the housing. 6. The apparatus of claim 3, wherein the heart rate sensor surface area is a seamless portion of the surface of the housing. 7. The apparatus of claim 3, wherein the activator surface area is a seamless portion of the surface of the housing. 8. The apparatus of claim 1, wherein the apparatus has only one heart rate sensor surface area. 9. The apparatus of claim 1, wherein the heart rate sensor surface area and the activator surface area form one continuous surface area. 10. The apparatus of claim 1, wherein the activator of the heart rate sensor is a proximity sensor. 11. The apparatus of claim 10, wherein the single user-gesture consists of the user bringing a body part into proximity with the activator surface area. 12. An apparatus comprising: one or more biometric sensors comprising ... | Fitbit, Inc. | A61B005/02 A61B005/024 A61B005/00 A61B005/11 H04W004/00 H04L029/08 A61B005/01 A61B005/021 A61B005/0488 A61B005/053 A61B005/08 A61B005/145 A61B005/1455 A61B005/0205 H04W084/12
US10631797 | B2 | 2020-04-28 | X-ray diagnosis apparatus and control method | 2014-01-17 | A data creation unit of an X-ray diagnosis apparatus that irradiates a treatment target part of a subject with an X-ray and displays the image data of a transmitted X-ray thereon includes a catheter tip detection unit that detects a catheter tip based on the image data, a tip position information storage unit that stores therein position information of the catheter tip for at least one heartbeat based on a detection result of the catheter tip detection unit as transfer trace information, and a support data creation unit that superimposes the transfer trace information onto the present image data to create support data for catheter treatment. | 1. An X-ray diagnosis apparatus, comprising: an X-ray tube configured to irradiate a treatment target part of a subject with an X-ray;an X-ray detector configured to detect the X-ray transmitted through the subject and output a signal; andprocessing circuitry configured to generate a sequence of images in a time-series manner based on the signal during one period of a heartbeat of the subject;detect a position of a tip of a catheter, which moves due to the heartbeat of the subject, in each of the sequence of images;store, in a memory, transfer trace information including the detected position of the tip of the catheter in each of the sequence of images;create tip trace data representing positions of the tip at a plurality of time points during the period of the heartbeat by generating a curve or a closed loop by tracing the positions of the detected tip of the catheter based on the stored transfer trace information, the tip trace data representing the curve or the closed loop;superimpose the generated curve or the closed loop onto present image data to create support data; andcause a display to display the support data. 2. The X-ray diagnosis apparatus according to claim 1, wherein the processing circuitry is further configured to: create the tip trace data by extracting the transfer trace information of the tip of the catheter during the heartbeat with a heartbeat time phase as supplementary information out of various transfer trace information stored in the memory. 3. The X-ray diagnosis apparatus according to claim 2, wherein the processing circuitry is further configured to set the heartbeat time phase based on electrocardiographic waveforms in the period of the heartbeat collected from the subject, and add the heartbeat time phase to the transfer trace information of the tip of the catheter in each heartbeat time phase and store the resulting information in the memory. 4. The X-ray diagnosis apparatus according to claim 1, wherein the processing circuitry is further configured to store, in the memory, the transfer trace information in the period of the heartbeat detected in a time period in which myocardial potential collected from the treatment target part indicates a larger value than a predetermined threshold. 5. The X-ray diagnosis apparatus according to claim 1, wherein the processing circuitry is further configured to detect position deviation between a catheter for measurement specifying a position of the treatment target part and a catheter for treatment performing treatment on the treatment target part, based on tip position information of the catheter, andcreate an alarm signal when the position deviation is larger than a threshold. 6. The X-ray diagnosis apparatus according to claim 1, further comprising an X-ray controller configured to control a repetition frequency of the X-ray irradiation in a reference data collection mode in which tip position information of the catheter for measurement specifying a position of the trea... | Canon Medical Systems Corporation | A61B006/12 A61B006/00 A61B005/0402 A61B005/00 A61M025/01 A61B018/00 A61B018/14 A61B034/20
US09392979 | B2 | 2016-07-19 | Multipurpose host system for invasive cardiovascular diagnostic measurement acquisition and display | 2013-12-23 | A multifunctional invasive cardiovascular diagnostic measurement host is disclosed that interfaces a variety of sensor devices, such as guide wire-mounted pressure sensors, flow sensors, temperature sensors, etc, and provides a multi-mode graphical user interface providing a plurality of displays in accordance with the various types of sensors and measurements rendered by the sensors. | 1. A multi-purpose host system for use in intravascular procedures, comprising: a user interface having at least one user input device and a display;a first intravascular device including the first intravascular sensing component;a second intravascular device including the second intravascular sensing component; anda processing system in communication with the user interface, the first intravascular device, and the second intravascular device, the processing system configured to: control, in response to an input to the at least one user input device of the user interface, operation of at least one of the first intravascular sensing component and the second intravascular sensing component via a component in communication with the processing system and at least one of the first intravascular sensing component and the second intravascular sensing component;receive data from the first intravascular sensing component, wherein the data received from the first intravascular sensing component includes data related to a first intravascular parameter;receive data from the second intravascular sensing component, wherein the data received from the second intravascular sensing component includes data related to a second intravascular parameter, the second intravascular parameter being different than the first intravascular parameter;process the data related to the first intravascular parameter to produce a visual representation of the first intravascular parameter for display within a first graphical user interface display;process the data related to the second intravascular parameter to produce a visual representation of the second intravascular parameter for display within a second graphical user interface display;output the first graphical user interface display, including the visual representation of the first intravascular parameter, to the display of the user interface in a first display mode; andoutput the second graphical user interface display, including the visual representation of the second intravascular parameter, to the display of the user interface in a second display mode;wherein processing system is configured to toggle between the first display mode and the second display mode in response to an input to the at least one user input device of the user interface. 2. The multi-purpose host system of claim 1, wherein the input to the at least one user input device of the user interface processing system that causes the processing system to toggle between the first display mode and the second display mode comprises a single user input. 3. The multi-purpose host system of claim 2, wherein the single user input includes a selection of one of: a first display tab associated with the first display mode; anda second display tab associated with the second display mode. 4. The multi-purpose host system of claim 1, wherein the first and second intravascular parameters are selected from the group of parameters consisting of: pressure, flow velocity, flo... | Volcano Corporation | A61B005/00 A61B005/02 A61B005/0215 A61B005/027 A61B008/06 A61B008/12 G06F019/00 A61B005/01 A61B005/0205 A61B005/026 A61B005/145 A61B005/1473 A61B008/00
US09370328 | B2 | 2016-06-21 | Methods and systems for determining tumor boundary characteristics | 2013-11-26 | Described herein are methods and systems for determining tumor boundary characteristics. One example method involves (a) receiving imaging data, wherein the imaging data indicates a tumor and one or more tissues that surround the tumor; (b) determining one or more radial segments that extend from the tumor to the one or more surrounding tissues based on the imaging data, wherein the one or more radial segments each comprise one or more respective data points indicating signal intensity; (c) determining one or more respective tumor boundary parameters for each of the one or more radial segments based on at least the one or more respective data points indicating signal intensity; (d) determining a tumor margin based on the one or more determined tumor boundary parameters; and (e) causing a graphical representation of the determined tumor margin to be displayed on a graphical display. | 1. A computer-implemented method comprising: receiving imaging data, wherein the imaging data indicates a tumor and one or more tissues that surround the tumor;determining one or more radial segments that extend from the tumor to the one or more surrounding tissues based on the imaging data, wherein the one or more radial segments each comprise one or more respective data points indicating signal intensity;determining one or more respective tumor boundary parameters for each of the one or more radial segments based on at least the one or more respective data points indicating signal intensity, wherein each of the one or more radial segments intersect a tumor boundary;based on the one or more determined tumor boundary parameters, determining a tumor margin that is outside of the tumor boundary and at least partially within a transition region between the tumor boundary and the one or more tissues that surround the tumor, wherein the determined tumor margin represents a surface along which the tumor is to be resected during surgery; andcausing a graphical representation of the determined tumor margin to be displayed on a graphical display. 2. The method of claim 1, wherein determining the one or more respective tumor boundary parameters for each of the one or more radial segments comprises: determining, for each of the one or more respective radial segments, at least one of: (i) an average rate in change in signal intensity over the radial segment, (ii) a maximum rate in change in signal intensity over the radial segment, (iii) a normalized signal intensity at the tumor boundary; or (iv) a distance from the tumor boundary to the maximum signal intensity along the tumor margin within a predetermined distance. 3. The method of claim 2, further comprising: determining a degree of irregularity of the tumor boundary; anddetermining a number of the one or more radial segments based on the determined degree of irregularity of the tumor boundary. 4. The method of claim 1, wherein determining the one or more respective tumor boundary parameters for each of the one or more radial segments comprises determining respective maximum rates of change of signal intensity over the one or more respective radial segments within a threshold distance outside of the tumor boundary. 5. The method of claim 1, further comprising: before determining the one or more radial segments, defining a tumor reference point that is indicative of a center of the tumor based on the imaging data. 6. The method of claim 1, wherein the imaging data comprises at least one T2-weighted MRI image. 7. The method of claim 1, further comprising: predicting the risk of tumor recurrence based on the one or more determined tumor boundary parameters. 8. The method of claim 1, wherein receiving the imaging data comprises receiving, from an image-sensing surgical instrument, in vivo imaging data depicting a tumor and one or more surrounding tissues during surgery; andwherein causing a graphical ... | University of Washington Through its Center for Commercialization | G06K009/00 A61B005/00 G06T007/00
US09782082 | B2 | 2017-10-10 | Body temperature logging patch | 2013-06-25 | An actively-powered temperature data logger patch with wireless data communication includes a sealed, flexible battery comprising a printed electrochemical cell with an anode and a cathode, and a flexible circuit including a microprocessor, a temperature sensor configured to sense a temperature of a target subject, a wireless communication transceiver and an antenna. In one example, the flexible battery and flexible circuit are arranged in a covering, stacked arrangement between first and second substrate layers, and the patch configured to conform to a curved surface of the target subject. In another example, the patch is used in an actively-powered medical system for monitoring a body temperature of a patient, and includes an adhesive configured to be removably applied to skin of the patient. An external computing device is capable of two way communication with the wireless communication transceiver of the patch via an electromagnetic field. | 1. An actively-powered temperature data logger patch with wireless data communication, comprising: a first substrate layer;a sealed, flexible battery configured to provide continuous electrical power, comprising a printed electrochemical cell with an anode and a cathode, at least one of said anode and cathode being formed of a cured or dried ink, and first and second battery electrode contacts that are each electrically coupled to one of the anode and cathode;a flexible circuit comprising a microprocessor, a temperature sensor configured to sense a temperature of a target subject, a wireless communication transceiver and an antenna, the flexible circuit further comprising first and second battery contact pads that are each electrically coupled to one of the first and second battery electrode contacts to thereby electrically power the microprocessor and temperature sensor,wherein the microprocessor and the temperature sensor actively receive continuous electrical power from the flexible battery irrespective of whether the communication transceiver is powered,wherein the microprocessor further comprises a timer that actively receives electrical power from the flexible battery and is configured to enable the microprocessor to continuously obtain a plurality of temperature samples from the temperature sensor at a periodic time interval; anda second substrate layer comprising an adhesive configured to be removably applied to a surface of the target subject,wherein the flexible battery and flexible circuit together comprise an electronics inlay that is arranged in a covering, stacked arrangement between the first and second substrate layers, andwherein all of the first substrate layer, electronics inlay, and second substrate layer are sufficiently flexible so that the temperature data logger patch is configured to conform to a curved or variable surface of the target subject and is able to flex and move together with movement of the target subject without inadvertent removal of the temperature data logger patch from the target subject. 2. The patch of claim 1, wherein the wireless communication transceiver is configured to be passively powered by an electromagnetic field from an external computing device. 3. The patch of claim 2, wherein the wireless communication transceiver utilizes a standard NFC communications protocol. 4. The patch of claim 1, wherein the wireless communication transceiver utilizes a standard Bluetooth or Bluetooth low-energy communications protocol. 5. The patch of claim 1, wherein the microprocessor comprises a unique identification code (UID). 6. The patch of claim 5, wherein the microprocessor is configured to wirelessly transmit the plurality of temperature samples to an external computing device via the wireless communication transceiver and antenna. 7. The patch of claim 1, wherein the microprocessor further comprises a memory for storing the temperature samples together with an associated time-stamp for each temperat... | Blue Spark Technologies, Inc. | A61B005/00 A61B005/01 G01K001/02 G01K013/00
US09375163 | B2 | 2016-06-28 | Location sensing using a local coordinate system | 2012-11-28 | An invasive medical probe includes an insertion tube, having a proximal end and a distal end configured for insertion into a body of a patient. Multiple arms extend distally from the distal end of the insertion tube. Each arm has a distal tip and includes a magnetic transducer and an adhesive element, which is configured to removably attach the distal tip to a tissue surface within the body. | 1. An invasive medical probe for performing a medical procedure on a body of a patient, the probe comprising: an insertion tube, having a proximal end and a distal end configured for insertion into a body of a patient; andmultiple arms extending distally from the distal end of the insertion tube, each arm having a distal tip and comprising: a magnetic transducer; andan adhesive element, which is configured to removably attach the distal tip to a tissue surface of a moveable organ within the body, the adhesive element being configured to create a temporary adhesive pad for temporarily fixing the distal tip of each arm to the tissue surface of the moveable organ for permitting the medical probe to be used to perform the medical procedure, wherein the temporary adhesive pad is configured to allow the multiple arms and the insertion tube of the medical probe to be removed from the moveable organ and from the body of the patient upon completion of the medical procedure. 2. The probe according to claim 1, wherein the magnetic transducer comprises one or more coils. 3. The probe according to claim 1, wherein the adhesive element is configured to extrude a biocompatible glue via the distal tip in order to attach the distal tip to the tissue surface. 4. The probe according to claim 1, wherein the adhesive element is configured to chill the distal tip so as to attach the distal tip to the tissue surface by cryo-adhesion. 5. The probe according to claim 1, wherein the arms are movable between a collapsed arrangement, in which the arms are disposed along a longitudinal axis of the insertion tube, and an expanded arrangement, in which the arms are spread radially apart so as to contact the tissue surface at different, respective locations. 6. The probe according to claim 1, wherein the insertion tube is configured for insertion into a chamber of a heart of the patient, and wherein the adhesive element of each arm is configured to removably attach the distal tip to endocardial tissue. 7. A medical system for performing a medical procedure on a body of a patient, the system comprising: a reference probe, comprising an insertion tube, having a proximal end and a distal end configured for insertion into a moveable organ in a body of a patient, and comprising multiple arms extending distally from the distal end of the insertion tube,wherein the arms have respective distal tips and comprise respective first magnetic transducers and adhesive elements, which are configured to removably attach the distal tips to respective locations on a tissue surface within the organ, thereby defining an organ frame of reference for the moveable organ, the adhesive elements being configured to create a temporary adhesive pad for temporarily fixing the distal tips of each arm to the respective locations of the tissue surface of the moveable organ and for permitting the medical probe to be used to perform the medical procedure, wherein the temporary adhesive pad is configured to... | Biosense Webster (Israel) Ltd. | A61B005/05 A61B005/06 A61M005/00 A61B005/00 A61B019/00 A61B017/00
US09579085 | B2 | 2017-02-28 | Image generating apparatus, image generating method, and program | 2014-02-03 | An image generating apparatus of the present invention has a determination unit that sets a target area in a part of an area inside a subject, executes processing to adjust a phase of each detection signal based on a distance from each detection element to a target area and a tentative velocity, and calculate dispersion of intensities of a plurality of detection signals of which phases are adjusted, for a plurality of tentative velocities, and determines a velocity for which dispersion of intensities is minimum, out of the plurality of tentative velocities, as a propagation velocity. | 1. A data generating apparatus, comprising: a plurality of detection elements configured to detect an acoustic wave propagating from a subject and output a plurality of detection signals; anda determination unit configured to determine a first propagation velocity of the acoustic wave,wherein said determination unit is configured to set a target position, using data generated based on a second propagation velocity and the plurality of detection signals,set a third propagation velocity,determine a plurality of signals corresponding to the target position, out of the plurality of detection signals based on respective distances from said detection elements to the target position and the third propagation velocity, anddetermine the first propagation velocity based on the plurality of signals corresponding to the target position. 2. The data generating apparatus according to claim 1, wherein said determination unit is configured to set the target position having the highest luminance value, using the data generated based on the second propagation velocity and the plurality of detection signals. 3. The data generating apparatus according to claim 1, wherein said determination unit is configured to set a target area which includes the target position having the highest contrast, using the data generated based on the second propagation velocity and the plurality of detection signals. 4. The data generating apparatus according to claim 1, wherein said determination unit is configured to: execute processing to determine the plurality of signals corresponding to the target position, for a plurality of tentative propagation velocities as the third propagation velocity, anddetermine a tentative propagation velocity out of the plurality of tentative propagation velocities based on the plurality of signals corresponding to the target position determined using the plurality of tentative propagation velocities, as the first propagation velocity. 5. The data generating apparatus according to claim 4, wherein said determination unit is configured to adjust a phase of the plurality of detection signals based on the respective distances from said plurality of detection elements to the target position and the tentative propagation velocity, for a plurality of tentative propagation velocities as the third propagation velocity,obtain dispersion of intensities of the plurality of detection signals whose phases are adjusted, corresponding to the plurality of tentative propagation velocities, anddetermine a propagation velocity out of the plurality of tentative propagation velocities based on the dispersion corresponding to the plurality of tentative propagation velocities, as the first propagation velocity. 6. The data generating apparatus according to claim 1, wherein said determination unit is configured to: determine a plurality of timings for an acoustic wave generated from the target position to reach said detection elements based on the respective distances fro... | CANON KABUSHIKI KAISHA | G06K009/00 A61B008/08 A61B005/00 G01S007/52 G01S007/527 G01S015/89 A61B008/00
US09332944 | B2 | 2016-05-10 | Method and system for providing data management in data monitoring system | 2014-01-31 | Method and system for providing a fault tolerant data receiver unit configured with a partitioned or separate processing units, each configured to perform a predetermined and/or specific processing associated with the one or more substantially non-overlapping functions of the data monitoring and management system is provided. | 1. A method, comprising: generating, by an analyte data receiver, a quiet host signal prior to a data reception period; andin response to the generated quiet host signal, completing, by the analyte data receiver, a current processing cycle, if any, and entering, by the analyte data receiver, an inactive mode during the data reception period. 2. The method of claim 1, further including receiving, by the analyte data receiver, one or more analyte related signals during the data reception period. 3. The method of claim 2, wherein the one or more analyte related signals are received from a transmitter communicatively coupled with an analyte sensor, wherein at least a portion of the analyte sensor is in contact with a fluid in a user's body. 4. The method of claim 3, wherein the analyte sensor is a glucose sensor. 5. The method of claim 1, further including receiving, by the analyte data receiver, data associated with an analyte sample. 6. The method of claim 5, wherein the analyte sample is received from a glucose test strip. 7. The method of claim 2, further including processing the one or more analyte related signals by the analyte data receiver. 8. The method of claim 5, wherein the analyte sample includes a blood glucose measurement. 9. The method of claim 1, further including outputting one or more signals associated with a physiological condition including one or more of a directional arrow indicator, a color indicator, or a monitored condition level indicator. 10. The method of claim 9, wherein outputting the one or more signals associated with the physiological condition includes progressively increasing or decreasing an associated outputted signal over a predetermined time period. 11. A method, comprising: completing a first processing cycle and subsequently entering an inactive mode if a predetermined signal is received during the first processing cycle, or entering an active mode and determining whether a second processing cycle is to be performed during a data reception period if the predetermined signal is received other than during the first processing cycle;expediting the second processing cycle, and entering the inactive mode if it is determined that the first processing cycle is to be performed during the data reception period; andperforming the second processing cycle and subsequently entering the inactive mode if it is determined that the first processing cycle is to be performed during the data reception period. 12. The method of claim 11, wherein the second processing cycle includes a housekeeping routine. 13. A method, comprising: performing, using a first processing unit, a first predetermined processing routine, and performing, using a second processing unit, a second predetermined processing routine, wherein the first and the second predetermined processing routines are non-overlapping; andprior to a start of a data reception cycle, placing one of the first or the second processing units in an inactive mode, where... | ABBOTT DIABETES CARE INC. | G08B023/00 A61B005/00 A61B005/145 G06F019/00 G01N033/487
US08731630 | B2 | 2014-05-20 | Transcutaneous analyte sensor | 2010-03-22 | The present invention relates generally to systems and methods for measuring an analyte in a host. More particularly, the present invention relates to systems and methods for transcutaneous measurement of glucose in a host. | 1. An analyte monitoring system, the system comprising: an analyte sensor;a processor coupled to the sensor and configured to provide sensor data indicative of a concentration of glucose measured by the analyte sensor in a subcutaneous tissue of a host; anda user interface configured to provide real-time glucose information based on calibrated sensor data to a user, wherein the system is configured to calibrate the analyte sensor using reference data from a reference analyte monitor, wherein the calibration is allowed when an absolute rate of change of a calculated glucose concentration is less than about 4 mg/dL/min, and wherein the calibration is suspended when the absolute rate of change of the calculated glucose concentration is greater than about 4 mg/dL/min. 2. The system of claim 1, wherein the system is configured to prospectively calibrate the analyte sensor. 3. The system of claim 1, wherein the system is configured to calculate the rate of change of the glucose concentration from calibrated sensor data. 4. The system of claim 1, wherein the analyte sensor is a subcutaneous glucose sensor configured to continuously measure a glucose concentration in a subcutaneous tissue of a host. 5. The system of claim 1, wherein the analyte sensor is a transcutaneous glucose sensor configured to continuously measure a glucose concentration in a subcutaneous tissue of a host. 6. The system of claim 1, wherein the sensor data is indicative of the continuous concentration of glucose in the subcutaneous tissue of the host over a period of time. 7. The system of claim 1, wherein the reference analyte monitor is a self-monitoring blood glucose meter. 8. The system of claim 1, wherein the reference data is indicative of a blood glucose concentration withdrawn from a finger stick and analyzed by the reference analyte monitor. 9. The system of claim 1, wherein the system is configured to calibrate the analyte sensor multiple times over a period of time. 10. A method of calibrating an analyte monitoring system, the method comprising: receiving sensor data from an analyte sensor, wherein the sensor data is indicative of a glucose concentration measured in a subcutaneous tissue of a host;receiving reference data from a reference analyte monitor;calibrating, using an electronic system, the analyte sensor using the reference data, wherein calibrating comprises allowing calibration when an absolute rate of change of a calculated glucose concentration is less than about 4 mg/dL/min and suspending calibration when the absolute rate of change of the calculated concentration is greater than about 4 mg/dL/min; andproviding real-time glucose information based on calibrated sensor data. 11. The method of claim 10, wherein the calibrating is performed prospectively. 12. The method of claim 10, further comprising calculating the rate of change of the glucose concentration from calibrated sensor data. 13. The method of claim 10, wherein the analyte sensor is a su... | DexCom, Inc. | A61B005/05 A61B005/00
US08731653 | B2 | 2014-05-20 | Monitor of heart failure using bioimpedance | 2009-10-09 | In a method of monitoring pulmonary edema in a human being, an electrical current is injected between a first electrode located in or around a heart and a housing of a medical device implanted in a chest region. A voltage potential is measured between a second electrode in a superior vena cava and a third electrode in the superior vena cava, where the voltage potential is created by the electrical current. Pulmonary edema is assessed based on an impedance value calculated from the electrical current and the voltage potential and a stored edema threshold impedance value. | 1. A method of monitoring pulmonary edema in a human being, the method comprising: injecting an electrical current between a first electrode located in or around a heart and a housing of a medical device implanted in a chest region;measuring a voltage potential between a second electrode in a superior vena cava and a third electrode in the superior vena cava, the voltage potential created by the electrical current;measuring a second voltage potential between a fourth electrode in the superior vena cava and either the second electrode or the third electrode; andassessing pulmonary edema based on (A) a first impedance value calculated from the electrical current and the voltage potential and a stored edema threshold impedance value and (B) a second impedance value calculated based on the electrical current and the second voltage potential. 2. The method of claim 1, wherein the injected electrical current is a cardiac pacing pulse configured to initiate a cardiac cycle. 3. The method of claim 1, wherein the injected electrical current is configured such that a cardiac cycle is not initiated in response to injection of the electrical current. 4. The method of claim 1, wherein the second electrode and the third electrode are positioned on a lead, a distal end of which is located in a right ventricle. 5. The method of claim 1, further comprising assessing heart enlargement based on the calculated impedance values. 6. The method of claim 5, wherein relative contributions to impedance changes attributable to pulmonary edema and heart enlargement are determined by solving a system equations using the calculated impedance values and predetermined coefficients. 7. The method of claim 1, wherein two of the second electrode, third electrode and fourth electrode are positioned on a first lead and the remaining electrode is positioned on a second lead. 8. The method of claim 1, wherein each of the second, third and fourth electrodes is positioned on a single lead. 9. The method of claim 1, wherein the current injection, voltage measurement, first impedance value calculation, and second impedance value calculation is repeated on a periodic basis and the assessing pulmonary edema includes assessing a change in edema based on two or more of the calculated impedance values. 10. A method of monitoring pulmonary edema in a human being, the method comprising: injecting an electrical current between a first electrode located in a fight ventricle of a heart and a housing of a medical device implanted in a chest region;measuring a voltage potential between a second electrode in a superior vena cava and a third electrode in the superior vena cava, the voltage potential created by the electrical current;measuring a second voltage potential between a fourth electrode in the superior vena cava and either the second electrode or the third electrode; andassessing pulmonary edema based on (A) a first impedance value calculated from the electrical current and the voltag... | Regents of the University of Minnesota | A61B005/053 A61B005/00 A61N001/365
US20140128757 | A1 | 2014-05-08 | SYSTEM FOR ELECTROPHYSIOLOGY THAT INCLUDES SOFTWARE MODULE AND BODY-WORN MONITOR | 2013-11-06 | The invention also provides an integrated system that combines an ablation system used in the electrophysiology (EP) lab with a novel, body-worn monitor and data-management software system. The body-worn monitor differs from conventional monitors in that it measures stroke volume (SV) and cardiac output (CO) in addition to heart rate (HR) and ECG waveforms. The combined system collects numerical and waveform data from patients before, during, and after an EP procedure, thereby providing a robust data set that can be used for a variety of analytics and reporting purposes. The body-worn monitor can be applied to the patient immediately after the EP procedure, e.g. while they are recovering in a hospital. Once applied, the body-worn monitor measures data in real-time, and transmits them to both an EMR and a software application running on a mobile device, such as a smartphone, tablet, or personal digital assistant. | 1. A system for monitoring a patient having an implanted cardiac device, comprising: a body-worn monitor comprising: a first circuit for measuring analog ECG waveforms from the patient;a second circuit for measuring analog TBI waveforms from the patient; and,a third circuit for reading information from the implanted cardiac device. 2. The system of claim 1, wherein the body-worn monitor is configured to be worn on the patient's chest. 3. The system of claim 2, wherein the body-worn monitor is configured to attach to the patient's chest with a collection of electrode patches. 4. The system of claim 3, wherein the collection of electrode patches consists of two separate electrode patches. 5. The system of claim 4, wherein each electrode patch comprises two electrodes. 6. The system of claim 5, wherein each electrode patch comprises two electrodes connected to a common adhesive backing. 7. The system of claim 2, wherein the body-worn monitor comprises two separate modules, each comprising an electronics circuit and configured to be worn in the patient's chest. 8. The system of claim 7, wherein one of the two separate modules comprises a reader circuit configured to read information from the implanted device. 9. The system of claim 7, wherein the reader circuit comprises a system for magnetic transduction configured to read information from the implanted device. 10. The system of claim 8, wherein the reader circuit comprises a short-range wireless system configured to read information from the implanted device. 11. The system of claim 7, wherein the body-worn monitor comprises a first module that houses an ECG circuit for measuring analog ECG waveforms used to calculate HR from the patient, and a second module that houses a TBI circuit for measuring analog TBI waveforms used to calculate CO and SV from the patient. 12. The system of claim 11, wherein the first and second modules are connected to each other with a cable. 13. The system of claim 11, wherein the body-worn monitor comprises a single analog-to-digital converter that converts the analog ECG waveforms into digital ECG waveforms, and the analog TBI waveforms into digital TBI waveforms. 14. The system of claim 13, wherein the body-worn monitor comprises a microprocessor that processes the digital ECG waveforms to determine an HR value. 15. The system of claim 13, wherein the body-worn monitor comprises a microprocessor that processes the digital TBI waveforms to determine an SV value. 16. The system of claim 13, wherein the body-worn monitor comprises a single microprocessor that processes the digital ECG waveforms to determine an HR value, and the digital TBI waveforms to determine an SV value. 17. The system of claim 1, wherein the body-worn monitor comprises a wireless system configured to transmit information to the computer system. 18. The system of claim 17, wherein the body-worn monitor comprises a wireless system configured to transmit information to a mobile telephon... | Perminova Inc. | A61B005/024 A61B005/00
US08721672 | B2 | 2014-05-13 | Variable fit lancet | 2008-07-01 | A lancet having a lancet body and a sharp lancing tip extending from the lancet body, the lancet body including at least one flexing engagement fin, which is resiliently deformable upon insertion into a receiver of a lancing device. The outer dimension of the lancet effectively self-adjusts to conform to a wide range of receiver inner dimensions, and as such, the lancet of the present invention enables universal application with a larger range of lancing devices than previously known lancets. | 1. A lancet comprising a lancet body having a proximal end and a distal end, and a sharp lancing tip extending from the proximal end of the lancet body, the lancet body comprising at least one flexing engagement fin comprising a forward end and a rear end, the at least one flexing engagement fin extending from adjacent the distal end of the lancet body at least to about a midpoint between the proximal and distal ends of the lancet body and being in substantially continuous attachment with the lancet body between the forward and rear ends thereof, wherein the lancet body comprises a longitudinal axis, whereby the at least one flexing engagement fin deforms circumferentially about the lancet body longitudinal axis upon insertion into a receiver of a lancing device. 2. The lancet of claim 1, further comprising at least one stiffening rib extending along the lancet body. 3. The lancet of claim 1, comprising at least three flexing engagement fins. 4. The lancet of claim 1, comprising four flexing engagement fins. 5. The lancet of claim 4, wherein the four flexing engagement fins are arranged to define a generally H-shaped fin configuration. 6. The lancet of claim 4, wherein the four flexing engagement fins are arranged to define a generally X-shaped fin configuration. 7. The lancet of claim 4, wherein a medial portion of each flexing engagement fin tapers in a progressively widening fashion from the rear end. 8. The lancet of claim 1, wherein each flexing engagement fin is thicker at a base edge thereof and thinner at a free edge thereof, thereby providing a progressively increasing degree of flexure. 9. The lancet of claim 1, further comprising a radially outwardly extending stop member to provide consistent seating of the lancet in the receiver. 10. The lancet of claim 1, wherein the lancet body comprises at least one pair of flexing engagement fins, each flexing engagement fin in the pair is configured to flex inwardly toward the other. 11. A lancet comprising a body having a proximal end and a distal end, and a sharp lancet tip extending from the proximal end of the body, the body having a longitudinal axis, the body of the lancet comprising a plurality of outwardly projecting engagement fins, each of the plurality of outwardly projecting engagement fins having a forward end and a rear end, wherein each engagement fin extends from adjacent the distal end of the lancet body at least to about a midpoint between the proximal and distal ends of the lancet body, each of the plurality of outwardly projecting engagement fins having a base edge and a free edge, the base edge being in substantially continuous attachment with the lancet body between the forward and rear ends of each engagement fin, and the free edge being flexibly movable relative to the base edge between an unflexed state and a flexed state, wherein the free edge is configured to flex circumferentially about the body longitudinal axis, whereby the free edges of the outwardly proj... | Facet Technologies, LLC | A61B017/32 A61B005/15
US08718965 | B2 | 2014-05-06 | Method and apparatus for providing analyte monitoring system calibration accuracy | 2013-06-24 | Methods, system and devices for providing improved calibration accuracy of continuous glucose monitoring system based on insulin delivery information are provided. | 1. A method implemented using one or more processors, the method comprising: detecting a system check start event;determining one or more parameters associated with a system check routine corresponding to the detected system check start event; andexecuting the system check routine based on the one or more determined parameters; wherein the one or more determined parameters include a medication delivery information. 2. The method of claim 1, wherein detecting the system check start event includes monitoring an elapsed time period from an initial positioning of an analyte sensor. 3. The method of claim 1, wherein detecting the system check start event is based at least in part on a predetermined schedule. 4. The method of claim 3, wherein the predetermined schedule includes approximately once every twenty four hours. 5. The method of claim 1, wherein the determined one or more parameters includes an amount of insulin dose delivered, a time period of the delivered insulin dose, an insulin sensitivity parameter, an insulin on board information, an exercise information, a meal intake information, an activity information, or one or more combinations thereof. 6. The method of claim 1, wherein the medication delivery information includes an insulin delivery amount and time information relative to the detected system check start event. 7. The method of claim 1, wherein executing the system check routine includes delaying the system check routine by a predetermined time period. 8. The method of claim 7, wherein the predetermined time period includes approximately 1-2 hours. 9. The method of claim 1, wherein the system check routine is not executed when one of the one or more determined parameters deviates from a predetermined threshold level. 10. The method of claim 9, wherein the predetermined threshold level is dynamically modified based on a variation in the corresponding one or more determined parameters. 11. The method of claim 9, wherein the predetermined threshold level is user defined. 12. The method of claim 1, wherein executing the system check routine includes determining a reference measurement value. 13. The method of claim 12, wherein determining the reference measurement value includes: prompting for a blood glucose measurement; andreceiving data corresponding to a measured blood glucose level. 14. The method of claim 1, wherein executing the system check routine includes determining a sensitivity value associated with the analyte sensor. 15. The method of claim 1, wherein executing the system check routine includes calibrating an analyte sensor. 16. A device, comprising: one or more processors; anda memory operatively coupled to the one or more processors, the memory for storing instructions which, when executed by the one or more processors, causes the one or more processors to detect a system check start event, to determine one or more parameters associated with a system check routine corresponding to the detected system ch... | Abbott Diabetes Care Inc. | G01C019/00 A61B005/00
US08738344 | B2 | 2014-05-27 | Simulation of vessels in an image | 2011-09-20 | A method for processing an image of a body region is provided, the region comprising a plurality of vessels capable of propagating a fluid of the body, the image comprising a plurality of pixels each being associated with an intensity. The method comprising determining, for each pixel, a probability that the pixel belongs to a vessel, based on the intensity of the pixel; simulating a propagation of the fluid from at least one source pixel towards the pixels of the image, the propagation being simulated to have a velocity that is function of the probability that the pixels of the image belong to a vessel; and inferring from the simulation a propagation time between the source pixel and each of the pixels of the image. | 1. A method for processing an image of a body region, the region comprising a plurality of vessels capable of propagating a fluid of the body, the image comprising a plurality of pixels each being associated with an intensity , the method comprising: determining , for each pixel, a probability that the pixel belongs to a vessel, based on the intensity of the pixel;simulating a propagation of the fluid from at least one source pixel towards the pixels of the image, the propagation being simulated to have a velocity that is function of the probability that the pixels of the image belong to a vessel; andinferring from the simulation a propagation time between the source pixel and each of the pixels of the image. 2. The method according to claim 1, wherein inferring a propagation time between the source pixel and each of the pixels of the image further comprises inferring a mean propagation velocity between the source pixel and each of the pixels of the image. 3. The method according to claim 1, wherein simulating a propagation of the fluid further comprises prohibiting the propagation of the fluid towards some pixels of the image, the pixels being initially known as not belonging to a vessel. 4. The method according to claim 1, wherein determining a probability that the pixel belongs to a vessel, based on the intensity of the pixel further comprises: detecting a maxima in an intensity curve of the pixels in the image to determine intensities representing pixels belonging to a vessel, andinferring a set of intensity thresholds, each threshold being associated with a probability value of belonging to a vessel. 5. The method according to claim 1, further comprising: determining, for pixels of the image , a fine-tuned set of probabilities of belonging to a vessel by ignoring pixels having a propagation time higher than a threshold and/or a propagation velocity lower than a threshold; andrepeating the simulation and inference steps of the propagation time and/or propagation velocity, using the fine-tuned set of probabilities. 6. The method according to claim 1, further comprising displaying an image showing the propagation time and/or propagation velocity of a set of pixels in the image. 7. The method according to claim 1, further comprising displaying an image of the vessels in the region corresponding to pixels comprising a propagation time that is lower than a threshold and/or pixels comprising a propagation velocity that is higher than a threshold. 8. The method according to claim 1, wherein the body is a human or animal body and the fluid is blood. 9. The method according to claim 1, further comprising determining which pixels in the image towards which a product, inserted in the fluid at the source pixel, is capable of propagating via vessels. 10. The method according to claim 1, further comprising displaying a propagation map of the product in the vessels of the image. 11. The method according to claim 1, further comprising: defining a t... | General Electric Company | A61B005/02
US09468405 | B2 | 2016-10-18 | Surgical access system and related methods | 2014-02-03 | A surgical access system including a tissue distraction assembly and a tissue refraction assembly, both of which may be equipped with one or more electrodes for use in detecting the existence of (and optionally the distance and/or direction to) neural structures before, during, and after the establishment of an operative corridor to a surgical target site. | 1. A system for accessing a surgical target site, the system comprising: a three-bladed tissue retraction assembly comprising: a first retractor arm having a first length extending between a first proximal end and a first distal end, the first retractor arm comprising a first blade connecting portion at the first distal end and a first pivot portion toward the first proximal end;a second retractor arm having a second length extending between a second proximal end and a second distal end, the second retractor arm comprising a second blade connecting portion at the second distal end and a second pivot portion toward the second proximal end;a coupling mechanism hingedly connecting the first pivot portion of the first retractor arm and the second pivot portion of the second retractor arm such that the first retractor arm is pivotable with respect to the second retractor arm about the coupling mechanism;a translating member defining a translation slot extending along a length of the translating member and having a third blade connecting portion at a distal end of the translating member, wherein the first and second retractor arms are slidably connected to the translating member at the translation slot via the coupling mechanism;a caudal-most retractor blade connected to the first blade connecting portion of the first retractor arm at a proximal end of the caudal-most retractor blade;a cephalad-most retractor blade connected to the second blade connecting portion of the second retractor arm at a proximal end of the cephalad-most retractor blade, wherein pivoting the first retractor arm with respect to the second retractor arm moves the caudal-most retractor blade away from the cephalad-most retractor blade; anda posterior-most retractor blade connected to the third blade connecting portion of the translating member at a proximal end of the posterior-most retractor blade, wherein sliding the coupling mechanism in the translation slot toward the distal end of the translation member causes the caudal-most retractor blade and the cephalad-most retractor blade to translate in unison away from the posterior-most retractor blade. 2. The system of claim 1, wherein the tissue retraction assembly further comprises: a shim mechanically engagable with the posterior-most retractor blade so as to be positioned on an inner side of the posterior-most retractor blade and extend past a distal end of the posterior-most retractor blade. 3. The system of claim 2, wherein one of the shim and the posterior-most retractor blade define first and second engagement grooves dimensioned to engage with first and second edges of the other of the shim and the posterior-most retractor blade. 4. The system of claim 2, wherein the shim comprises a shim proximal end and a shim distal end with a proximal section near the proximal end, a distal section near the distal end, and a middle section between the proximal section and the distal section, wherein the proximal section is wider tha... | NuVasive, Inc. | A61B001/32 A61B005/00 A61B017/02 A61B005/04
US09636041 | B2 | 2017-05-02 | Method and system for non-invasively monitoring biological or biochemical parameters of individual | 2014-01-30 | A system and method monitoring conditions of a subject's body including a control unit receiving image data and data indicative of an external stimulation applied to the body during collection of the image data therefrom, a memory utility, and a processor utility. The image data is indicative of a sequence of speckle patterns generated by the body according to a certain sampling time pattern. The processor utility performs processing the image data utilizing the data indicative of the applied external field(s), including determining a spatial correlation function between successive speckle patterns in the sequence, and determining a time varying spatial correlation function in the form of a time-varying function of a feature of the correlation function indicative of a change of the speckle pattern over time; selecting a parameter of the time-varying spatial correlation function, and applying a model to the parameter to determine a corresponding body condition; and generating output data indicative of the corresponding body condition. | 1. A system for use in monitoring one or more conditions of a subject's body, the system comprising a control unit configured as a computer system comprising: an input port configured to receive input data indicative of one or more measurement sessions applied to at least a portion of the subject's body, said input data comprising measured image data in the form of a sequence of speckle patterns generated by the portion of the subject's body during a certain time period of said one or more measurement sessions, and data indicative of parameter of at least one external stimulation applied to said portion of the subject's body during certain said time period;a non-transitory computer readable memory for storing one or more predetermined models, the model comprising data indicative of a relation between one or more measurable parameters and one or more conditions of the subject's body; anda processor configured to carry out the following: translating said sequence of the speckle patterns into a time varying spatial correlation function indicative of a change of the speckle pattern over time, said translating comprising determining a spatial correlation function between successive speckle patterns in the sequence, and determining the time varying spatial correlation function in the form of a time-varying function of at least spatial position of a peak of the correlation function indicative of the change of the speckle pattern over time;selecting at least one spatial feature of the time varying special correlation function corresponding to the parameter of the at least one external stimulus, and using said at least one selected spatial feature as the measurable parameter of the model, to determine one or more corresponding body conditions; andgenerating output data indicative of said one or more corresponding body conditions, andan output port configured to transmit the output data from to at least one device configured to present the output data to a user, the output data comprising at least one of the following: a graph of the temporal changes in the spatial correlation function; a value of one or more of extracted parameters, and a value of at least one body condition being determined. 2. The system of claim 1, wherein said processor utility is configured to carry out said selecting of the at least one spatial feature by transforming the time variation of the spatial feature into a spectral variation, and selecting an amplitude of a frequency component of the spectrum corresponding to a frequency of the applied external stimulation. 3. The system of claim 1, wherein said one or more body conditions to be monitored comprises at least one of the following: blood glucose concentration, intra-ocular pressure (IOP), and bone fracture. 4. The system of claim 1, comprising an optical measurement unit producing the measured data in the form of said sequence of speckle patterns generated by a portion of the subject's body, and at least one external field... | BAR ILAN UNIVERSITY UNIVERSITAT DE VALENCIA | A61B005/145 A61B005/08 A61B005/1455 A61B003/00 A61B003/10 A61B005/00 A61B005/01 A61B005/02 A61B005/024 A61B005/026 A61B005/0295 A61B003/16
US09585564 | B2 | 2017-03-07 | Wireless skin temperature measurements in diving | 2013-11-08 | A dive computer system that utilizes a direct skin temperature measurement is provided. The dive computer system includes a measurement device that includes a temperature sensor and is attached to a strap. The strap is placed around a diver's chest and configured to measure the diver's skin temperature. The skin temperature is wirelessly transmitted to a dive computer that utilizes a dive algorithm to determine compartment inert gas saturation and desaturation. The dive algorithm determines an updated skin perfusion factor that is in turn utilized to determine an updated half time for the skin compartment for inert gas desaturation and a pressure tolerance for the skin compartment for inert gas saturation. | 1. A dive computer system, comprising: a dive computer having a display on which information is displayed and a processor; anda sensor that takes skin temperature measurements directly from the diver's skin, the sensor is operably coupled to the dive computer such that the skin temperature measurements can be supplied to the processor of the dive computer from the sensor, the processor is configured to utilize a decompression algorithm to calculate dive parameters and the skin temperature measurements to compensate the decompression algorithm for diver skin temperature,wherein the sensor also takes heart rate measurements in addition to the skin temperature measurements, andwherein the sensor is attached to a measurement device that includes a measurement device processor and a wireless transmitter, the measurement device processor applies a transmission coding to the heart rate measurements and the skin temperature measurements such that the heart rate measurements and the skin temperature measurements are transformed into a coded data, the transmission coding is based on a diver heart rate and a diver skin temperature, the transmitter modulates the coded data to a higher frequency and wirelessly transmits the coded data to a receiver of the dive computer; the receiver demodulates the coded data to a baseband frequency and provides the coded data to the processor of the dive computer. 2. The dive computer system of claim 1, wherein the sensor is in direct contact with a diver's skin. 3. The dive computer system of claim 1, wherein the sensor is embedded in a measurement device and attached to a strap that is worn on a diver's chest. 4. The dive computer system of claim 1, wherein the transmitter modulates the coded data to a carrier frequency within a VLF spectrum. 5. A method of compensating a dive algorithm with diver skin temperature, comprising the steps of: measuring the skin temperature directly from the skin of a diver during a dive;transmitting the measured skin temperature of the diver to a diver computer; andcalculating an updated dive specific skin perfusion factor. 6. The method of compensating a dive algorithm of claim 5, further comprising the steps of: calculating an updated half time for a skin compartment of the dive algorithm based on the updated dive specific skin perfusion factor;comparing the updated dive specific skin perfusion factor to a previously stored skin perfusion factor;increasing a recommended ascent and decompression stop time if the updated dive specific skin perfusion factor has increased from the previously stored skin perfusion factor; andmaintaining or decreasing a recommended ascent and decompression stop time if the updated dive specific skin perfusion factor has decreased from the previously stored skin perfusion factor. 7. The method of compensating a dive algorithm of claim 5, further comprising the steps of: determining an updated inert gas saturation within a skin compartment of the dive algorit... | Johnson Outdoors Inc. | A61B005/00 A61B005/01 B63C011/32 A61B005/0205 A61B005/024 B63C011/02
US09962091 | B2 | 2018-05-08 | Continuous glucose monitoring system and methods of use | 2014-01-06 | A continuous glucose monitoring system including a sensor configured to detect one or more glucose levels, a transmitter operatively coupled to the sensor, the transmitter configured to receive the detected one or more glucose levels, the transmitter further configured to transmit signals corresponding to the detected one or more glucose levels, and a receiver operatively coupled to the transmitter configured to receive transmitted signals corresponding to the detected one or more glucose levels, and methods thereof, are disclosed. In one aspect, the transmitter may be configured to transmit a current data point and at least one previous data point, the current data point and the at least one previous data point corresponding to the detected one or more glucose levels. | 1. An analyte monitoring system, comprising: a sensor configured to generate signals corresponding to a monitored analyte level in interstitial fluid; andsensor electronics operatively coupled to the sensor, the sensor electronics comprising (i) a processor configured to process the generated signals to form data packets associated with the generated signals from the sensor, and (ii) a temperature sensor configured to monitor temperature associated with the sensor, wherein the monitored temperature is used to adjust the processed generated signals;wherein the sensor electronics include programming to provide data communications to a receiving device by at least communicating one or more data packets with each data communication during a period of time corresponding to a predetermined listening window, the data packets including at least a current data point that corresponds to an analyte level of a current time period, a time value information that corresponds to a point in time when the one or more data packets are communicated from the sensor electronics to the receiving device, and data identifying the sensor electronics;wherein the receiving device is configured to use the time value information and the data identifying the sensor electronics to identify the predetermined listening window;wherein the sensor electronics further include programming to communicate the one or more data packets by data communications to the receiving device at a time outside the predetermined listening window in response to a user request provided from the receiving device; andwherein the sensor electronics further include programming to, in response to the current data point not being successfully received by the receiving device, transmit at least one subsequent data communication including a subsequent data packet during a subsequent widened time period greater than the predetermined listening window, the subsequent data packet including at least a subsequent data point that corresponds to an analyte level at that subsequent time period. 2. The system of claim 1, wherein the subsequent data packet at least includes two consecutive data points that correspond to the monitored analyte levels of two consecutive previous time periods with respect to the subsequent data point, one of the two consecutive previous time periods immediately preceding the subsequent widened time period. 3. The system of claim 2, wherein the two consecutive data points of the subsequent data packet includes the current data point, and wherein the one of the two consecutive previous time periods immediately preceding the subsequent widened time period is the current time period. 4. The system of claim 1, wherein the subsequent data communication is transmitted to the receiving device so that the receiving device may receive and ascertain the current data point. 5. The system of claim 1, wherein the receiving device comprises a receiver unit configured for receiving the data packets ove... | Abbott Diabetes Care Inc. | A61B005/00 A61B005/01 A61B005/145
US09504451 | B2 | 2016-11-29 | Ultrasound diagnostic apparatus and shear-elasticity measurement method therefor | 2012-05-23 | An inventive ultrasound diagnostic device is provided, which can display information on the temperature rise in a biological object under ultrasound radiation for measurement of a shear elasticity of a biological tissue of interest, thereby drawing attention of an examiner of the device and enabling him to retain the temperature rise within a predetermined safe range while performing the shear elasticity measurement. The device is adapted to measure the shear elasticity of a tissue by ultrasonic waves emitted from a probe. The device has a calculation unit configured to calculate a rise in temperature of the biological tissue irradiated with a focused ultrasonic (US) beam, and a display unit configured to display the temperature information obtained. | 1. An ultrasound diagnostic device, the ultrasound diagnostic device comprising: a control unit that is implemented by a processor; anda calculation unit that is implemented via the control unit and that is configured to calculate a shear elasticity of an object, wherein the ultrasound diagnostic device measures the shear elasticity of the object by an ultrasound wave from a probe, wherein the probe irradiates an ultrasound wave to a plurality of focusing regions of the object; andwhereinthe control unit constructs a simulated profile of an ultrasound beam based on at least one of a shape of the probe, and a transmission frequency, a transmission waveform and a transmission power of the ultrasound wave,when the control unit determines, using the simulated profile, that a displacement of tissue of the object in a first focusing region of the plurality of focusing regions is larger than a predetermined threshold due to a longitudinal ultrasound wave and/or a displacement of the tissue in the first focusing region is smaller than a predetermined threshold due to a transverse ultrasound wave,the control unit controls the calculation unit to calculate the shear elasticity of the first focusing region based on another ultrasound wave irradiated to a second focusing region of the plurality of focusing regions other than the first focusing region instead of an ultrasound wave irradiated to the first focusing region. 2. The ultrasound diagnostic device according to claim 1, wherein a spatial distance between beams of the ultrasound wave emitted to the focusing regions is adjustable. 3. The ultrasound diagnostic device according to claim 2, wherein the spatial distance is adjustable in responding to a propagation area of the ultrasound wave for measuring the shear elasticity. 4. The ultrasound diagnostic device according to claim 2, wherein a plurality of propagation areas are set up not to overlap each other. 5. The ultrasound diagnostic device according to claim 1, wherein a plurality of focusing regions are allocated in parallel to each other. 6. The ultrasound diagnostic device according to claim 1, wherein positions of the plurality of focusing regions are switched in accordance with an imaging frame that establishes an image of the shear elasticity. 7. The ultrasound diagnostic device according to claim 1, further comprising: a display configured to display a shear elasticity image, wherein when the control unit determines not to calculate the shear elasticity of a first focusing region, the display superimpose the first shear elasticity image where the shear elasticity is not calculated with a second shear elasticity image generated from the shear elasticity by the ultrasound wave irradiating the second focusing region. | HITACHI MEDICAL CORPORATION | A61B008/00 A61B008/08 A61B005/01 G01S007/52
US10335034 | B2 | 2019-07-02 | Dependency-based startup in a multi-modality medical system | 2013-10-30 | A dependency-based startup method in a multi-modality medical processing system that includes receiving initialization information about a plurality of executable components to be started, the plurality of executable components including an executable modality component configured to communicate with a medical device communicatively coupled to the multi-modality medical processing system. The method also includes receiving dependency information about the executable modality component, the dependency information identifying one or more of the executable components upon which the executable modality component depends and transforming the initialization information and the dependency information into a dependency map that represents the dependencies between the plurality of executable components. Further, the method includes deriving a start order for the plurality of executable components based on the dependency map and starting the plurality of executable components in the multi-modality medical processing system according to the start order. | 1. A dependency-based startup method in a multi-modality medical processing unit, the method comprising: receiving, by a system controller of the multi-modality medical processing unit, initialization information about: a resource arbiter component configured to manage sharing of system resources,a workflow controller component configured to govern a multi-modality medical sensing workflow,a first medical sensing modality component configured to communicate with a first medical sensing device configured to be coupled to the multi-modality medical processing unit, wherein the first medical sensing modality component is associated with intravascular ultrasound (IVUS) imaging by the first medical sensing device, anda second medical sensing modality component configured to communicate with a second medical sensing device configured to be coupled to the multi-modality medical processing unit;receiving, by the system controller, dependency information about the resource arbiter component, the workflow controller component, and the first and second medical sensing modality components, wherein the dependency information indicates that both the first medical sensing modality component and the second medical sensing modality component depend on the resource arbiter component and the workflow controller component;deriving, by the system controller, a start order based on the dependency information, wherein the start order comprises a plurality of startup levels organized such that the first and second medical sensing modality components occupy the same startup level and such that the first and second medical sensing modality components come later in the start order than the resource arbiter component and the workflow controller component;determining, by the system controller, whether the first medical sensing device is coupled to the multi-modality medical processing unit;determining, by the system controller, whether the second medical sensing device is coupled to the multi-modality medical processing unit; andstarting the resource arbiter component, the workflow controller component, and the first and second medical sensing modality components in the multi-modality medical processing unit according to the start order, wherein the resource arbiter component and the workflow controller component are started during every startup sequence, wherein the first medical sensing modality component is only started when the first medical sensing device is coupled to the multi-modality medical processing unit, and wherein the second medical sensing modality component is only started when the second medical sensing device is coupled to the multi-modality medical processing unit. 2. The dependency-based startup method of claim 1, wherein deriving the start order includes building a start order vector based on the dependency information, the start order vector comprising a sequential ordered list of components to be started. 3. The dependency-based startup method of cl... | VOLCANO CORPORATION | G06F015/177 G06F009/00 G06F009/24 A61B008/14 A61B006/00 A61B005/05 A61B005/00 A61B008/12 A61B008/00 G16H010/60 G16H040/63 G16H040/40 A61B018/02 A61B005/026 A61B005/029 A61B005/055 A61B018/14 A61B018/00 A61B090/00
US20140128725 | A1 | 2014-05-08 | NEONATE'S INCUBATOR AND MRI DOCKING-STATION | 2013-05-28 | A docking-station useful for providing a neonate predefined, continuous, stabilized and non-interrupted life-support environmental conditions, comprising of: (i) a neonate incubator, having at least one first opening and a life support system, and (ii) an imaging-device, having a scanning chamber with at least one second opening. The docking-station is configured such that said neonate incubator first opening and said scanning chamber second opening are juxtapose-able so as to reversibly hermetically communicate; thereby providing said neonate predefined, continuous, stabilized, non-interrupted life-support environmental conditions during the entire process of scanning. | 1. A docking-station 100 useful for providing a neonate 300 a predefined, continuous, stabilized and non-interrupted, life-support environmental conditions, comprising of: a) a neonate incubator 110, having at least one first opening 170 and a life support system 180 andb) an imaging-device 210, having a scanning chamber 220 with at least one second opening 230;wherein said docking-station 100 is configured such that said neonate incubator first opening 170 and said scanning chamber 220 second opening 230 are juxtapose-able so as to reversibly hermetically communicate, thereby providing said neonate 300 said predefined, continuous, stabilized, non-interrupted life-support environmental conditions, during the entire process of scanning. 2. The docking-station 100 according to claim 1, wherein said neonate incubator 110 comprises: a) a movable bed 130, configured for accommodating said neonate 300;b) mechanical-means 140 for conveying said movable bed 130 accommodating said neonate 300 from said incubator 110 into said scanning chamber 220 of said imaging-device 210, and conveying said movable bed 130 accommodating said neonate 300 out of said scanning chamber 220 back into said neonate incubator 110;c) a front door 150, for opening and closing said neonate incubator first opening 170, configured to allow said translating of said movable bed 130 accommodating said neonate 300; andd) sealing-means 160 surrounding said neonate incubator first opening 170 of said neonate incubator 110, configured to be reversibly and hermetically connected around said second opening 230 of said scanning chamber 220 of said imaging-device 210 and adapted to hermetically seal said scanning chamber 220 of said imaging-device 210, while said incubator door 150 is closed; and seal said scanning chamber 220 to said connected neonate incubator 110, while said neonate incubator door 150 is open. 3. The docking-station 100 according to claim 1, wherein said scanning chamber 220 of said imaging-device 210 comprises a sealable aperture 240 configured for adjusting said environment of said scanning chamber 220. 4. The docking-station 100 according to claim 1, wherein said imaging-device 210 is a scanning device selected from the group consisting of: MRI, NMR, ESR, NQR, CT, US and M2™. 5. The docking-station 100 according to claim 1, wherein said closed circuit life support system 180 of said neonate incubator 110 is mounted or mountable on said neonate incubator 110. 6. The docking-station 100 according to claim 1, wherein said closed circuit life support system of said incubator 110 is replaced by a central life support system. 7. The docking-station 100 according to claim 3, wherein said environment characteristics of said scanning chamber 220 of said imaging-device 210 are supplied by said neonate incubator's mounted closed circuit life support system 180. 8. The docking-station 100 according to claim 3, wherein said environment characteristics of said scanning chamber ... | ASPECT IMAGING LTD. | A61G011/00 A61B006/03 G01R033/60 A61B006/04 G01R033/44 A61B005/055 A61B008/00
US20140135644 | A1 | 2014-05-15 | WEARABLE DEVICE AND MANAGING DEVICE TO MANAGE STATUS OF USER, AND METHODS THEREOF | 2013-11-14 | A wearable device and a managing device to manage a status of a user, the wearable device including a brainwave measuring sensor to measure a brainwave of the user, an environment information sensor to sense surrounding environment information, a vibrator to generate vibrations, a display device to display a message, a communicator to transmit sensed values of the brainwave measuring sensor and the environment information sensor to an external device and to receive a control signal from the external device, and a controller to control operations of the vibrator and the display device based on at least one of the sensed value of the brainwave measuring sensor, the sensed value of the environment sensor, and the control signal. Therefore, safety of the user is maintained even when the use is in a dangerous situation. | 1. A wearable device that a user wears on a body of the user, the wearable device comprising: a brainwave measuring sensor to measure a brainwave of the user;an environment information sensor to sense surrounding environment information;a vibrator to generate vibrations;a display device to display a message;a communicator to transmit sensed values of the brainwave measuring sensor and the environment information sensor to an external device and to receive a control signal from the external device; anda controller to control operations of the vibrator and the display device based on at least one of the sensed value of the brainwave measuring sensor, the sensed value of the environment sensor, and the control signal. 2. The wearable device of claim 1, wherein if at least one of the sensed value of the brainwave measuring sensor and the sensed value of the environment information sensor meets a preset dangerous condition or a control signal to inform the user of a dangerous state is received, the controller displays a warning message through the display device and controls the vibrator to generate the vibrations. 3. The wearable device of claim 2, further comprising: an output device to output an informing signal to inform of an existence of the user,wherein if a preset event occurs, the controller controls the output device to output the informing signal, and the informing signal comprises at least one of a light-emitting diode (LED) flickering signal and an informing sound. 4. The wearable device of claim 3, further comprising: a sensor to sense a remaining amount of a medium necessary to allow the user to survive,wherein if the remaining amount of the medium is lower than a preset threshold value, the controller displays a warning message through the display device and controls the vibrator to generate the vibrations. 5. The wearable device of claim 4, further comprising: a timer to count a time,wherein if the wearable device is activated, the controller controls the timer to start the counting and, if the counted time reaches a preset limit time, displays an informing message through the display device and controls the vibrator to generate the vibrations. 6. The wearable device of claim 5, further comprising: a first body part that the user wears on a head of the user; anda second body part that the user wears on an upper body part of the user,wherein the brainwave measuring sensor is disposed in the first body part, the vibrator is disposed in at least one of shoulder and neck positions of the second body part, the display device is disposed in at least one of a plurality of arm positions of the second body part, and the output device is disposed on a back of the second body part. 7. A status managing method of a wearable device that a user wears on a body, the status managing method comprising: sensing a brainwave and surrounding environment information by using a brainwave measuring sensor and an environment information sensor attached ... | Samsung Electronics Co., Ltd | A61B005/0482 A61B005/11 A61B005/04 A61B005/00
US20140142434 | A1 | 2014-05-22 | SYSTEM AND METHOD OF MEASUREMENT OF SYSTOLIC BLOOD PRESSURE | 2013-11-18 | Systolic blood pressure of a subject is determined by application of monotonic changing pressure conditions over a region of an organ of the subject, simultaneous illumination of a tissue in the pressurized organ with light and measurement of optical data indicative of passage of the light through the tissue and of pressure data indicative of the pressure being applied over said region of said organ. At least one pulsatile and at least one baseline component are determined from the measured optical data and changes are then identified in each of the components, said changes indicative that the pressure applied over the organ is smaller than systolic blood pressure of the subject. The systolic blood pressure of the subject may be determined as a maximal applied pressure at which at least one of the changes in the pulsatile component and the changes in the baseline component started to appear. | 1. A system for determining systolic blood pressure of a subject, comprising: a pressure device configured and operable to apply monotonic changing pressure conditions over a region of an organ of the subject, and generate pressure data indicative of the pressure applied over said organ;an optical probe comprising at least one light source configured and operable to illuminate a tissue in said organ and distal to the said region of said organ with light, and at least one light detector configured and operable to detect light response of said tissue to the illuminated light and generate optical data indicative thereof;a control unit configured and operable to operate said pressure device to apply said monotonic changing pressure conditions over the said region of said organ over a range of pressures including the systolic blood pressure and simultaneously operate the optical probe to illuminate said tissue and generate the responsive optical data, and to analyze the optical data and determine at least one pulsatile component and at least one baseline component therefrom, identify in said pulsatile and baseline components appearance of changes related to heart-induced change in blood volume in the said region of said organ in each one of said pulsatile and baseline components, determine from the pressure data a highest pressure value for each of said pulsatile and baseline components at which the identified changes are related to the blood volume changes in the organ, and determine the systolic blood pressure as the maximum value from the determined highest pressure values. 2. A system according to claim 1 wherein descending pressure conditions are applied over the region of the organ starting from a pressure greater than the systolic blood pressure. 3. A system according to claim 1 wherein ascending pressure conditions are applied over the region of the organ starting from a pressure smaller than the systolic blood pressure. 4. A system according to claim 1 wherein the optical probe comprises a light source configured and operable to illuminate light in a wavelength near an isosbestic wavelength point in the infrared region. 5. A system according to claim 4 wherein the optical probe further comprises a light source configured and operable to illuminate light in the visible wavelength range of 400 to 600 nanometers. 6. A system according to claim 5 wherein the visible wavelength light source is configured and operable to illuminate light in the wavelength range of 450 to 506 nm. 7. A system according to claim 5 wherein the visible wavelength light source is configured and operable to operate in a reflection-mode. 8. A system according to claim 5 wherein the visible wavelength light source is situated at a distance of about 2 to 7 millimeters from the light detector. 9. A system according to claim 5 wherein the control unit is configured and operable to determine only the at least one pulsatile component responsive to the illuminated visible... | Jerusalem College of Technology | A61B005/0225
US20140142438 | A1 | 2014-05-22 | USING LOCATION AND FORCE MEASUREMENTS TO ESTIMATE TISSUE THICKNESS | 2012-11-19 | A method, including pressing a distal end of a medical probe against a wall of a body cavity, and receiving from the probe first measurements of a force exerted by the distal end on the wall. The method also includes receiving from the probe second measurements indicating a displacement of the wall in response to the force. The method further includes estimating a thickness of the wall based on the first and the second measurements. | 1. A method, comprising: pressing a distal end of a medical probe against a wall of a body cavity;receiving from the probe first measurements of a force exerted by the distal end on the wall;receiving from the probe second measurements indicating a displacement of the wall in response to the force; andestimating a thickness of the wall based on the first and the second measurements. 2. The method according to claim 1, wherein the probe comprises a catheter. 3. The method according to claim 1, and comprising, prior to pressing the distal end of the probe against the wall, initializing one or more calibration matrices, each of the calibration matrices associated with a type of tissue. 4. The method according to claim 3, wherein the type of tissue is selected from a list comprising artery tissue and endocardial tissue. 5. The method according to claim 3, wherein initializing a given calibration matrix comprises storing a force value, a displacement value, and an associated thickness value to each element of the calibration matrix. 6. The method according to claim 5, wherein estimating the thickness of the wall comprises identifying, in a given calibration matrix, a given element of the calibration matrix having a given force value corresponding to the first measurements and a given displacement value corresponding to the second measurements, and retrieving the thickness value from the identified matrix element. 7. The method according to claim 6, wherein estimating the thickness of the wall comprises interpolating between the thickness values stored in two calibration matrix elements. 8. The method according to claim 6, and comprising, subsequent to initializing the one or more calibration matrices and prior to estimating the thickness of the wall, selecting a given calibration matrix associated with the type of tissue corresponding to the wall of the body cavity. 9. The method according to claim 8, and comprising, prior to selecting the given calibration matrix, identifying the type of tissue based on a location of the distal end. 10. The method according to claim 1, wherein receiving the second measurements indicating the displacement comprises receiving first position measurements from the probe indicating a first location of the probe upon the probe engaging the wall, receiving second position measurements indicating a second location of the probe upon the distal end exerting the force on the wall, and calculating a distance between the first and the second locations. 11. Medical apparatus, comprising: a probe having a distal end configured for insertion into a body cavity having a wall, the probe comprising:a force sensor in the distal end, configured to generate a first signal indicative of a force exerted by the distal end on the wall; anda position sensor in the distal end, configured to generate a second signal indicative of a location of the distal end within the body cavity; anda processor, which is coupled to receive and proces... | BIOSENSE WEBSTER (ISRAEL), LTD. | A61B005/00 A61B005/02
US08731634 | B2 | 2014-05-20 | Medical imaging system and patient positioning system including a movable transport belt | 2009-10-20 | A medical imaging system for imaging a region of interest (ROI) in a patient. The imaging system includes an imaging modality unit having a field of view (FOV) and an examination platform. The examination platform has a pair of opposite ends and a platform surface extending therebetween along an examination axis. The platform surface extends into the FOV. The imaging system also includes a patient transport belt that is supported by the examination platform and extends along the platform surface between the ends of the examination platform. The imaging system also includes a motor that is operatively coupled to and configured to move the transport belt along the platform surface in a direction along the examination axis. The motor moves the transport belt so that a predetermined portion of the transport belt is within the FOV. | 1. A medical imaging system for imaging a region of interest (ROI) of a patient, the imaging system comprising: an imaging modality unit having a field of view (FOV);an examination platform having a pair of opposite ends and a platform surface extending therebetween along an examination axis, the platform surface extending through the FOV; anda patient transport belt being supported by the examination platform and extending along the platform surface between the ends of the examination platform, the transport belt being movable along the platform surface into the FOV such that the transport belt is scanned by the imaging modality unit with the patient;wherein the examination platform comprises first and second platform portions and a bridge portion that extends between and joins the first and second platform portions, the bridge portion being located within the FOV of the imaging modality unit and having a fixed relationship with respect to the imaging modality unit when the transport belt moves the patient through the FOV, wherein the bridge portion has a different cross-sectional shape and comprises a different material with respect to the first and second platform portions. 2. The imaging system in accordance with claim 1 wherein the transport belt slides on the platform surface in the FOV when moved through the FOV. 3. The imaging system in accordance with claim 1 wherein the transport belt includes a flexible material that permits the transport belt to conform to a contour of the platform surface. 4. The imaging system in accordance with claim 3 wherein the platform surface has a curvilinear contour that is shaped to hold a patient. 5. The imaging system in accordance with claim 1 further comprising a motor operatively coupled to the transport belt, the motor moving the transport belt along the platform surface in a direction along the examination axis. 6. The imaging system in accordance with claim 1 further comprising a patient support accessory mounted onto the examination platform, the transport belt being coupled to and moving the patient support along the platform surface. 7. The imaging system in accordance with claim 1 further comprising a roller configured to redirect the transport belt, the transport belt curving about a rotational axis of the roller when the roller is rotated in one direction. 8. The imaging system in accordance with claim 1 wherein the transport belt comprises a pair of end sections and a body section that extends between the end sections, the body section only moving along the platform surface, the body section comprising a material that is more rigid than the end sections. 9. The imaging system in accordance with claim 1 further comprising a plurality of vertical actuators configured to move the examination platform to different elevations, the vertical actuators moving the examination platform in a direction that is substantially perpendicular to the examination axis. 10. The imaging system of claim 1... | General Electric Company | A61B005/05
US08715200 | B2 | 2014-05-06 | System for determining the blood flow in a coronary artery | 2010-07-20 | The invention relates to a method and a system for determining the blood flow in an individual coronary artery of a patient, wherein the method comprises the steps of positioning a temperature sensor mounted at a distal portion of a guide wire at a distal position in the coronary artery, positioning an infusion catheter in the coronary artery such that the distal end of the infusion catheter is proximally of the temperature sensor, measuring the blood temperature with the temperature sensor, infusing cold indicator fluid with a known infusion rate and known or measurable temperature into the coronary artery by the infusion catheter, measuring the temperature of the mixture of blood and indicator fluid by the temperature sensor, and calculating the coronary blood flow by a formula based on the known and measured quantities. In an extended version, the method comprises steps for relating the calculated coronary flow value to related normal flow values, or related FFR values, or a related flow resistance. | 1. A system for determining a blood flow in an individual coronary artery of a patient, comprising: a sensor guide wire having a distal portion provided with a guide wire sensor and being configured for positioning in the individual coronary artery;an infusion catheter configured for positioning in the individual coronary artery and configured for injecting an indicator fluid into the individual coronary artery;a monitoring device for transforming an output temperature signal from the guide wire sensor into a temperature of medium surrounding the sensor; anda device configured to be connected to the infusion catheter for delivering a cold indicator fluid from a reservoir into the individual coronary artery,wherein the monitoring device is configured to measure a mixture temperature of a mixture of blood and indicator fluid using the guide wire sensor,wherein the monitoring device is configured to calculate the blood flow by a formula,wherein the formula used for calculating the blood flow is:Qb=Qk⁢Tk-TbT-Tbwhere Qb is the blood flow, Qk is a known infusion rate of the indicator fluid, Tk is a known or measurable temperature of the indicator fluid, Tb is a measured blood temperature, and T is the measured mixture temperature. 2. The system according to claim 1, further comprising a pressure sensor being configured for positioning in the individual coronary artery. 3. The system according to claim 2, wherein the pressure sensor and the guide wire sensor are provided on the same guide wire. 4. The system according to claim 1, wherein the guide wire sensor is configured to provide the output temperature signal and an output pressure signal, and wherein the monitoring device is configured to transform the output pressure signal from the guide wire sensor into a pressure of the medium surrounding the guide wire sensor. 5. The system according to claim 1, wherein the monitoring device is configured to measure the indicator fluid temperature at a distal end of the infusion catheter. 6. The system according to claim 1, wherein the guide wire sensor is the only temperature sensor of the system. 7. The system according to claim 1, wherein the device for delivering the cold indicator fluid is configured to continuously deliver the cold indicator fluid from the reservoir into the individual coronary artery. 8. A system for determining a blood flow in an individual coronary artery of a patient, comprising: a sensor guide wire having a distal portion provided with a guide wire sensor and being configured for positioning in the individual coronary artery;an infusion catheter configured for positioning in the individual coronary artery and configured for injecting an indicator fluid into the individual coronary artery;a monitoring device for transforming an output temperature signal from the guide wire sensor into a temperature of medium surrounding the sensor; anda device configured to be connected to the infusion catheter for delivering a cold indicator ... | Radi Medical Systems AB | A61B005/02
US08718742 | B2 | 2014-05-06 | Integrated wireless patch for physiological monitoring | 2008-05-23 | A sensor system in accordance with the present invention comprises a plane member, a plurality of electrodes within the plane member, adapted to contact a human body to detect and monitor human generated voltages. The sensor can be applied to monitor a variety of applications relating to health, disease progression, fitness and wellness. Some of the specific applications include the monitoring of ECG, EEG, EMG, glucose, electrolytes, body hydration, dehydration, tissue state and wounds. Various aspects of the invention are shown by illustrating certain embodiments. Many other embodiments can be used to implement the invented schemes. | 1. A sensor system comprising: a plane member;a plurality of electrodes within a first side of the plane member and adapted to contact a human body to detect and monitor human generated voltages; anda circuit on a second side of the plane member for providing signals over a wireless link, wherein the circuit comprises: a plurality of amplifiers for simultaneously amplifying signals received from the electrodes, wherein each amplifier of said plurality detects differential signals from different pairs of electrodes of said plurality; a plurality of filters for the signals; an analog to digital converter (ADC) for converting the signals to digital signals; a digital signal processor for processing the digital signals; anda radio for wirelessly transmitting the digital signals,wherein the plane member is folded over so the first side overlies the second side. 2. The system of claim 1 wherein the amplifiers detect differential signals from opposite pairs of electrodes. 3. The system of claim 1 which includes a multiplexer for receiving the signals from the plurality of filters and providing the signals to the analog to digital converter. 4. The system of claim 1 wherein a portion of the sensor system is disposable. 5. The system of claim 1 wherein a multiplexer is inserted between the plurality of electrodes and plurality of amplifiers. 6. The system of claim 1, wherein the plurality of electrodes are ECG electrodes. 7. The system of claim 6, wherein the amplifiers simultaneously detect differential signals from at least three pairs of electrodes. 8. The system of claim 6, wherein a stationary patient monitor or mobile device are configured to capture transmitted signals from said radio. | HMicro, Inc. | A61B005/0408 A61B005/0402
US08734357 | B2 | 2014-05-27 | Method and system for patient-specific modeling of blood flow | 2011-01-27 | Embodiments include a system for determining cardiovascular information for a patient. The system may include at least one computer system configured to receive patient-specific data regarding a geometry of the patient's heart, and create a three-dimensional model representing at least a portion of the patient's heart based on the patient-specific data. The at least one computer system may be further configured to create a physics-based model relating to a blood flow characteristic of the patient's heart and determine a fractional flow reserve within the patient's heart based on the three-dimensional model and the physics-based model. | 1. A system for planning treatment for a patient, the system comprising: at least one computer system configured to: receive patient-specific data regarding a geometry of an anatomical structure of the patient;create a three-dimensional model representing at least a portion of the anatomical structure of the patient based on the patient-specific data;determine first information regarding a blood flow characteristic within the anatomical structure of the patient based on the three-dimensional model and patient-specific information regarding a physiological condition of the patient;generate a reduced-order model of the portion of the anatomical structure by using the first information to define one or more parameters of the reduced-order model;modify one or more of the parameters of the reduced-order model based on a modeled administration of medication to the patient; anddetermine second information regarding the blood flow characteristic within the anatomical structure of the patient based on the modified one or more parameters of the reduced-order model. 2. The system of claim 1, wherein the at least one computer system is configured to modify the information of the physiological condition of the patient based on input received from a user, the input including a selection of a plan for treating the patient with medication. 3. The system of claim 2, wherein: the selected plan for treating the patient further includes a change in at least one of a cardiac output, a level of exercise, or a level of hyperemia; andthe at least one computer system is further configured to modify the information of the physiological condition of the patient based on the selected plan of treatment. 4. The system of claim 3, wherein the at least one computer system is further configured to modify the information of the physiological condition of the patient by changing a parameter relating to blood flow through the anatomical structure of the patient. 5. The system of claim 4, wherein the changed parameter relating to blood flow includes at least one of a coronary artery resistance, an aortic blood pressure, or a heart rate. 6. The system of claim 1, wherein the at least one computer system is further configured to: determine a difference between the first information and the second information at a plurality of locations within the anatomical structure of the patient. 7. The system of claim 1, wherein each of the first information and the second information includes at least one of blood pressure, blood velocity, blood flow rate, or fractional flow reserve within the anatomical structure of the patient. 8. The system of claim 1, wherein the anatomical structure of the patient includes at least one of a portion of a plurality of arteries in the patient's heart, neck, head, thorax, abdomen, arms, or legs. 9. A non-transitory computer readable medium for use on a computer system containing computer-executable programming instructions for performing a method for pla... | HeartFlow, Inc. | A61B005/02 G06G007/60
US08731632 | B1 | 2014-05-20 | Electrocardiogram device | 2011-08-18 | An electrocardiogram device, and a corresponding method of administering an electrocardiogram, includes a housing that is placed over a patient's chest, a plurality of electrodes mounted on the housing that align with precordial positions, a conductive gel pad detachably affixed on the housing between the electrodes and the patient's body, and an attachment mechanism for attaching the electrocardiogram device to the patient's chest. The electrocardiogram device of the present invention is suitable for portable or remote testing, and it ensures proper placement of the electrodes for accurate and consistent results. | 1. An electrocardiogram device comprising: a reusable housing enclosure with a first side configured for placement adjacent a chest of a patient;a plurality of electrodes fixed on said first side of said housing enclosure at locations that align with precordial positions on a chest of a patient;a disposable conductive gel pad detachably coupled to said housing enclosure and extending over two or more of said plurality of electrodes on said first side so as to be disposed between said two or more electrodes and the chest of a patient when the electrocardiogram device is attached to the patient; andan attachment mechanism extending from said housing enclosure for holding the housing enclosure correctly in place on the chest of a patient; andfurther comprising an elastic member disposed on said housing enclosure to place said gel pad in compression between said electrodes and the chest of the patient. 2. An electrocardiogram device according to claim 1, wherein said gel pad is said elastic member. 3. An electrocardiogram device according to claim 1, wherein said gel pad is formed of a non-adhesive material. 4. An electrocardiogram device comprising: a housing with a first side configured for placement adjacent a chest of a patient;a plurality of electrodes fixed on said first side of said housing at locations that align with precordial positions on a chest of a patient;a disposable conductive gel pad detachably coupled to said housing and extending over two or more of said plurality of electrodes on said first side so as to be disposed between said two or more electrodes and the chest of a patient when the electrocardiogram device is attached to the patient;an attachment mechanism extending from said housing for holding the housing correctly in place on the chest of a patient; andan elastic member disposed on said housing to place said gel pad in compression between said electrodes and the chest of the patient;wherein said elastic member is a spring disposed between said housing and an electrode. 5. An electrocardiogram device comprising: a housing with a first side configured for placement adjacent a chest of a patient;a plurality of electrodes fixed on said first side of said housing at locations that align with precordial positions on a chest of a patient;a disposable conductive gel pad detachably coupled to said housing and extending over two or more of said plurality of electrodes on said first side so as to be disposed between said two or more electrodes and the chest of a patient when the electrocardiogram device is attached to the patient;an attachment mechanism extending from said housing for holding the housing correctly in place on the chest of a patient; andan elastic member disposed on said housing to place said gel pad in compression between said electrodes and the chest of the patient;wherein said elastic member is at least part of said housing. 6. An electrocardiogram device comprising: a housing with a first side configured for... | - | A61B005/0408
US20140119495 | A1 | 2014-05-01 | RADIATION IMAGING APPARATUS AND METHOD FOR RECONSTRUCTING IMAGE | 2013-10-29 | Disclosed are an image reconstruction method and a radiation imaging apparatus using the same. The radiation imaging apparatus includes a radiation emitter which emits multiple energy spectra of radiation toward an object, a radiation detector which detects multiple energy spectra of radiation passing through the object and thereby outputs measurement data, and an image reconstructor which reconstructs a radiation image of the object, based on the measurement data output by the radiation detector. The method may be used to calculate simulation data of an inner structure of the object using an image reconstruction value including information associated with densities of substances of the inside of the object, to acquire a correction value of the image reconstruction value minimizing a discrepancy between the measurement data and the simulation data and to update the image reconstruction value using the correction value. | 1. An image reconstruction method comprising: emitting K-energy spectra of radiation toward an object and detecting K-energy spectra of radiation which propagate through the object in order to acquire measurement data which relates to an inside of the object;initializing an image reconstruction value;acquiring a correction value which relates to the image reconstruction value which correction value reduces a discrepancy between the acquired measurement data and simulation data, wherein the simulation data comprises data which is associated with an inside structure of the object which data is acquirable by using the initialized image reconstruction value; andupdating the image reconstruction value by using the acquired correction value, wherein the image reconstruction value relates to information which is associated with K+α substances of the inside of the object, wherein each of K and α is a respective natural number. 2. The image reconstruction method according to claim 1, further comprising repeating the acquiring the correction value by using the updated image reconstruction value and repeating the updating the image reconstruction value. 3. The image reconstruction method according to claim 1, wherein the image reconstruction value comprises information which is associated with a respective density of each of a plurality of substances of the inside of the object. 4. The image reconstruction method according to claim 1, wherein the acquiring the correction value comprises: acquiring the correction value of the image reconstruction value which correction value reduces the discrepancy between the measurement data and the simulation data by minimizing a generalized information theoretic discrepancy (GID) function. 5. The image reconstruction method according to claim 4, wherein the generalized information theoretic discrepancy (GID) function is expressible in accordance with the following Equation 1:G(f(r)¦¦g(r))=∫f(r)ψ(f(r)g(r))r[Equation1]wherein ψ(v) is a convex function which reaches a minimal value when v is equal to 1 and satisfies Equation 2 below, and f(x) and g(x) are functions which are compared with each other regarding the discrepancy, and wherein Equation 2 is expressible as follows: ρj=−Nj−1dj. [Equation 2] 6. The image reconstruction method according to claim 4, wherein the acquiring the correction value comprises calculating the following Equation 2: ρj=−Nj−1dj [Equation 2]wherein ρj represents a density of a jth voxel, {circumflex over (p)}j represents simulation data which relates to the density of the jth voxel, Nj represents a first adjustment value, and dj represents a second adjustment value,wherein the first adjustment value and the second adjustment value are values which are respectively derivable from at least one from among the generalized information theoretic discrepancy function and an approximation function which relates to the generalized information theoretic discrepancy. 7. The image reconstr... | SAMSUNG ELECTRONICS CO., LTD. | A61B005/00
US09603524 | B2 | 2017-03-28 | Portable biometric monitoring devices and methods of operating same | 2013-11-06 | The present inventions, in one aspect, are directed to portable biometric monitoring device including a housing having a physical size and shape that is adapted to couple to the user's body, at least one band to secure the monitoring device to the user, a physiological sensor, disposed in the housing, to generate data which is representative of a physiological condition of the user data. The physiological sensor may include a light source to generate and output light having at least a first wavelength, and a photodetector to detect scattered light (e.g., from the user). A light pipe is disposed in the housing and optically coupled to the light source directs/transmits light therefrom along a predetermined path to an outer surface of the housing. Processing circuitry calculates a heart rate of the user using data which is representative of the scattered light. | 1. A biometric monitoring apparatus comprising: one or more processors;memory;one or more biometric sensors comprising a motion sensor;an interface for communicating with an external device; andan element configured to present information on the biometric monitoring apparatus,wherein the memory, the one or more processors, the one or more biometric sensors, and the element configured to present information are communicatively connected with one another, andwherein the memory and one or more processors are configured to: receive external data about a phone call or a text message addressed to a user from the external device;obtain motion data using the motion sensor of the biometric monitoring apparatus, wherein the motion data are indicative of physical movements or physical states of the user;analyze the motion data to determine that one or more criteria for presenting the external data about the phone call or the text message have been met; andpresent, based at least partly on determining that the one or more criteria have been met, to the user the external data about the phone call or the text message via the element configured to present information on the biometric monitoring apparatus. 2. The apparatus of claim 1, wherein the external data comprises information about an incoming phone call on the external device. 3. The apparatus of claim 1, wherein the memory and one or more processors are further configured to receive an email message from the external device. 4. The apparatus of claim 1, wherein the external data comprises a text message. 5. The apparatus of claim 1, wherein the memory and one or more processors are further configured to receive a calendar notification from the external device. 6. The apparatus of claim 1, wherein the memory and one or more processors are further configured to receive a location detected for the user. 7. The apparatus of claim 1, wherein the memory and one or more processors are further configured to receive from the external device cues to train the user. 8. The apparatus of claim 1, wherein the external data comprises an alert to the user. 9. The apparatus of claim 1, wherein the memory and one or more processors are further configured to receive, from the external device, Internet content. 10. The apparatus of claim 9, wherein the Internet content comprises social media content. 11. The apparatus of claim 9, wherein the Internet content comprises information from a periodical. 12. The apparatus of claim 9, wherein the Internet content comprises coaching advice for the user. 13. The apparatus of claim 9, wherein the Internet content comprises weather information. 14. The apparatus of claim 1, wherein the external device is a smart phone, a tablet or a computer. 15. The apparatus of claim 1, wherein the motion sensor is an accelerometer or a gyroscope. 16. The apparatus of claim 1, wherein the one or more biometric sensors comprises an optical sensor. 17. The apparatus of claim 1, wherein... | Fitbit, Inc. | G05B019/00 G05B023/00 G06F007/00 G06F007/04 G06K019/00 G08B029/00 G08C019/00 H04B001/00 H04B003/00 H04Q001/00 H04Q009/00 A61B005/00 A61B005/024 A61B005/11 H04W004/02 H04W004/00 H04L029/08
US09392978 | B2 | 2016-07-19 | Tissue oximetry probe with tissue marking feature | 2013-05-03 | An intraoperative tissue oximetry device includes a tissue marker that includes one or more pens or one or more similar ink sources, such that the tissue marker can mark tissue according to oxygen saturation measurements made by the tissue oximetry device, thereby visually delineating regions of potentially viable tissue from regions of potentially nonviable tissue. | 1. A handheld tissue oximetry device comprising: a housing comprising:a processor contained within the housing;a memory, contained within the housing, wherein the memory is coupled to the processor;a display, coupled to the processor, wherein the display is visible from an exterior of the housing;a tissue marking component, contained within the housing, wherein the tissue marking component is coupled to the processor;a battery, contained within the housing, coupled to and supplies power to the processor, memory, and display; anda tip portion of the housing;a sensor module, coupled to the processor, wherein the sensor module comprises a probe face that is retained by the tip portion of the housing at a relatively fixed position with respect to the housing and that is placed against and faces tissue to be measured, and the sensor module comprises: a dispenser formed on the probe face and connected to the tissue marking component;a first plurality of detectors structures, formed on the probe face, arranged in a circular arrangement, symmetrically about a point on a line intersecting a circle of the circular arrangement at a first point and a second point;a second plurality of detector structures, formed on the probe face, arranged asymmetrically about the point on the line in the circular arrangement;a first source structure, formed on the probe face, positioned at the first point of the circle of the circular arrangement;a second source structure, formed on the probe face, positioned at the second point of the circle of the circular arrangement;a first source diode and a second source diode;a first optical fiber optically coupled between the first source diode and the first source structure;a second optical fiber optically coupled between the second source diode and the second source structure, wherein the first optical fiber transmits radiation emitted by the first source diode to the first source structure, and the second optical fiber transmits radiation emitted by the second source diode to the second source structure;a first detector structure on the circle of the first plurality of detector structures, wherein a first distance is from the first detector structure to the first source structure, a second distance is from the first detector structure to the second source structure, and the first distance is greater than the second distance;a second detector structure on the circle of the first plurality of detector structures, arranged symmetrically with respect to the first detector structure about the point on the line, wherein a third distance is from the second detector structure to the first source structure, a fourth distance is from the second detector structure to the second source structure, and the fourth distance is greater than the third distance, the first distance is the same as the fourth distance, and the second distance is the same as the third distance;a third detector structure on the circle of the second plurality of detector... | ViOptix, Inc. | A61B005/1455 A61B005/00 A61B005/1495 A61B019/00 A61M035/00
US10687706 | B2 | 2020-06-23 | Device and method for obtaining and processing measurement readings including at least a component representative of a physical phenomenon in a living being | 2012-07-17 | The present invention relates to a device (10) for obtaining and processing measurement readings including at least a component representative of a physical phenomenon in a living being (16), comprising a sensor (12) for obtaining measurement readings from at least one body part of a living being (16) from a distance having at least a component representative of the physical phenomenon in the living being (16), an identification unit (26) for identifying the at least one body part of the living being (16); an extraction unit (38) for extracting at least one first signal from the measurement readings representing at least one component representative of the physical phenomenon, an evaluation unit (30) for obtaining adjustment information according to the at least one identified body part, and an adjustment unit (34) for adjusting the at least one first signal according to the adjustment information and for generating at least one output signal representing the physical phenomenon of the living being (16). | 1. A device for obtaining and processing measurement readings including at least a component representative of a physical phenomenon in a living being, comprising: a sensor configured to obtain measurement readings from at least one body part of a living being from a distance having at least a component representative of the physical phenomenon in the living being;at least one processor programmed to: identify the at least one body part of the living being from the obtained measurement readings;extract at least one first signal from the measurement readings representing at least one component representative of the physical phenomenon;obtain at least one calibration curve corresponding to the at least one identified body part, the at least one calibration curve including calibration values corresponding to first signal values of the at least one first signal;adjust the at least one first signal by adjusting the first signal values of the at least one first signal to correspond with the corresponding calibration values of the at least one calibration curve; andgenerate at least one output signal representing the physical phenomenon of the living being by processing the calibration curve and the adjusted at least one first signal with the adjusted first signal values. 2. The device according to claim 1, wherein the physical phenomenon is blood oxygenation, pulse, heart rate variability, blood pressure, respiratory rate, depth of anesthesia and/or hypo- and hypervolemia. 3. The device according to claim 1, wherein the sensor is a video camera. 4. The device according to claim 1, wherein the at least one processor is further programmed to: extract the at least one first signal from the measurement readings based on the at least one identified body part. 5. The device according to claim 4, wherein at least one processor is further programmed to: estimate motions of the at least one identified body part; andextract the at least one first signal in accordance with the estimated motions. 6. The device according to claim 4, wherein the at least one processor is further programmed to: compare at least two first signals representing component representatives of the physical phenomenon from different body parts of the living being. 7. The device according to claim 6, wherein the at least one processor is further programmed to: determine a difference between the at least two first signals and for generating a reporting signal if the difference exceeds a threshold. 8. The device according to claim 4, wherein the at least one processor is further programmed to: generate the output signal based on at least two first signals. 9. The device according to claim 8, wherein the at least one processor is further programmed to: determine a quality of the at least two first signals; andselect at least one first signal based on the quality. 10. The device according to claim 8, wherein the at least one processor is further programmed to: merge the at least two firs... | KONINKLIJKE PHILIPS N.V. | A61B005/00 A61B005/1455 A61B005/021 A61B005/08 A61B005/024
US08731639 | B2 | 2014-05-20 | Adjustable connector, improved fluid flow and reduced clotting risk | 2011-05-03 | Methods and systems for determining the concentration of one or more analytes from a sample such as blood or plasma are described. The systems described herein can be configured to withdraw a sample from a source of fluid, direct a first portion of the withdrawn sample to an analyte monitoring system and return a second portion of the sample. The analyte monitoring system can be connected to the fluid source via a connector that is configured to improve fluid flow and reduce blood clotting risk. These goals can be accomplished, for example, by employing coatings in or on a connector, positioning a resilient substance at or near the junction, by reducing dead space volume, by using resiliency to improve fit, by extending a portion of one connector to better mate with a portion of another connector, etc. | 1. An accommodating connector configured to reduce blood clotting in a fluid flow between a medical device and a source of fluid, the accommodating connector comprising: an outer connecting structure configured to removably interlock with an outer portion of a standard medical connector to form an interior volume;a tube extending through the outer connecting structure, an interior of the tube forming a fluid path and terminating at a port, the tube configured to extend from the accommodating connector and protrude into the interior volume in a direction aligned with the fluid path such that the fluid path passes through the interior volume, out of the port and continues in the same direction into a lumen of the standard medical connector, the interior of the tube aligned with the lumen and having a diameter that is similar to a diameter of the lumen, thereby minimizing change in the cross-sectional area of the flow path from the accommodating connector into the standard medical connector to improve fluid flow;a lubricious coating configured to reduce blood clotting, the coating applied to at least a portion of the fluid path within the tube; anda sealing mass on the tube such that it encircles the tube, the sealing mass positioned at or near an interface between the port and the standard medical connector and that has a shape configured to correspond with a shape of the standard medical connector when the standard medical is removably interlocked with the accommodating connector such that the sealing mass prevents the fluid from leaking out of the port and into the interior volume instead of proceeding into the lumen of the standard medical connector, the sealing mass configured to provide a seal only when the outer connecting structure of the accommodating connector is interlocked with the standard medical connector such that the tube protrudes into the interior space, the sealing mass thereby positioned and shaped to function together with the lubricious coating, the tube, and the tube's alignment with and similar diameter to the lumen of the medical connector to reduce blood clotting and confine the fluid flow to the fluid path while inhibiting leakage into and clotting within the interior volume outside the fluid path. 2. The accommodating connector of claim 1, wherein the sealing mass has a shape configured to correspond with a shape of the standard medical connector such that the sealing mass shape generally approximates the shape of an opening in the standard medical connector even when the accommodating connector is not mating with the standard medical connector. 3. The accommodating connector of claim 1, wherein at least a portion of the sealing mass has a generally frustoconical shape. 4. The accommodating connector of claim 1, wherein the sealing mass is made from a resilient or compressible material. 5. The accommodating connector of claim 1, wherein the sealing mass is made from silicone. 6. The accommodating connector of claim ... | OptiScan Biomedical Corporation | A61B005/05
US20140142455 | A1 | 2014-05-22 | MINIMALLY INVASIVE DETERMINATION OF COLLATERAL VENTILATION IN LUNGS | 2013-04-19 | Minimally invasive methods, systems and devices are provided for assessing collateral ventilation in the lungs. In particular, collateral ventilation of a target compartment within a lung of a patient is assessed by advancement of a catheter through the tracheobronchial tree to a feeding airway of the target compartment. The feeding airway is occluded by the catheter and the opening and closing of a one-way valve coupled with the catheter is observed. If the valve ceases opening and closing over time, this may indicate that significant collateral ventilation into the target compartment is absent. If the valve continues to open and close over time, significant collateral ventilation into the compartment may be present. Based on the collateral ventilation assessment, a treatment plan may be generated. | 1. A method for determining presence or absence of collateral ventilation between lung compartments in a patient, the method comprising: introducing a catheter transtracheally to an airway feeding into a target lung compartment;deploying an occlusion member on the catheter in the airway to prevent inhaled air from traveling into the target lung compartment through the airway while allowing exhaled air to leave the target lung compartment through a lumen of the catheter;allowing the patient to breathe;observing opening and closing of a one-way valve coupled with a proximal portion of the catheter and in fluid communication with the catheter lumen, wherein the one-way valve is located outside the patient; anddetermining the presence or absence of collateral ventilation into the target lung compartment from one or more adjacent lung compartments, based on the observed opening and closing of the one-way valve over time. 2. A method as in claim 1, wherein the observing step is performed over a period of time sufficient to allow breathing by the patient to significantly empty the target lung compartment of air if there is no collateral ventilation into the target lung compartment. 3. A method as in claim 2, wherein determining comprises deciding that significant collateral ventilation into the target lung compartment is absent if the one-way valve stops opening and closing during the period of time. 4. A method as in claim 2, wherein determining comprises deciding that significant collateral ventilation into the target lung compartment is present if the one-way valve continues opening and closing throughout the period of time. 5. A method as in claim 2, wherein observing comprises viewing the opening and closing via a video camera aimed at the valve and a video monitor displaying the video image captured by the camera. 6. A method as in claim 1, further comprising measuring at least one parameter via the catheter. 7. A method as in claim 6, wherein measuring the parameter comprises measuring collateral resistance. 8. A system for detecting collateral ventilation into a lung compartment in a patient, the system comprising: a catheter having a lumen and adapted to be introduced transtracheally to a bronchus leading to a target lung compartment;an occlusion member on a distal region of the catheter, said occlusion member being adapted to selectively occlude the bronchus; anda one-way valve coupled with a proximal region of the catheter and in fluid communication with the lumen,wherein the occlusion member, when deployed in the bronchus, prevents air from being inhaled into the target lung compartment through the bronchus, wherein the catheter allows air exhaled from the target lung compartment to pass through the lumen and the one-way valve, and wherein the catheter has sufficient overall length so that the one-way valve is located outside the patient during use. 9. A system as in claim 8, further comprising a video camera adapted to capture video... | Pulmonx Corporation | A61B005/087 A61B001/015 A61B001/267 A61B001/00 A61B005/00 A61B019/00
US20140146048 | A1 | 2014-05-29 | STANDARDIZED GEOMETRIC AND PHYSIOLOGIC SPACE FOR VISUAL AND QUANTITATIVE EVALUATION OF TUMOR MRI CHARACTERISTICS | 2013-11-22 | A system and method for displaying MRI parameters measured from a tissue sample such a tumor. A computer system receives MRI data and determines a number of parameters including, a normalized cerebral blood volume (nCBV), a contrast transfer rate constant (kTrans) and apparent diffusion coefficient (ADC) calculated from Bo and B1000 MRI images for data points in the MRI data. These parameters are plotted onto a three-dimensional graph of voxels where the data in the MRI are mapped to a normalized radial distance and angle in the plot. The parameters nCBV, kTrans and 1/ADC are mapped to a color of the voxel and to height of a voxel in the +Z and −Z axes of the three dimensional plot. | 1. A medical imaging system, comprising a processor configured to receive MRI data from an MRI image of a tumor and determine parameters from data points in the MRI image including a centroid of the tumor, a normalized cerebral blood volume (nCBV), a contrast transfer rate constant (kTrans) and an apparent diffusion coefficient (ADC) that is calculated from Bo and B1000 MRI images for data points in the MRI data,wherein the processor is further configured to produce a plot of the MRI parameters, where the plot has a number of voxels each representing one or more corresponding data points in the MRI image, wherein each voxels is positioned in an X-Y plane of a three dimensional plot at a distance representing a normalized distance of the corresponding data points to a maximum diameter of the tumor and at an angle representing the angle of the corresponding data points with respect to the centroid of the tumor and wherein the nCBV, kTrans and 1/ADC are represented by the height of the voxel in one of the +Z or −Z directions on the three dimensional plot and the color of the voxel. 2. The system of claim 1, wherein nCBV is mapped to a voxel as a varying height in the +Z direction. 3. The system of claim 1, wherein kTrans is mapped to a voxel as a varying height in the −Z direction. 4. The system of claim 1, wherein 1/ADC is mapped to a voxel as a varying color in the plot. 5. A method of operating medical imaging system, comprising receiving MRI data from an MRI image of a tumor at a processor and determining with the processor parameters from data points in the MRI image including a centroid of the tumor, a normalized cerebral blood volume (nCBV), a contrast transfer rate constant (kTrans) and apparent diffusion coefficient (ADC) calculated from Bo and B1000 MRI images for data points in the MRI data; andproducing a plot of the MRI parameters with the processor, where the plot has a number of voxels each representing one or more corresponding data points in the MRI image, wherein each voxels is positioned in an X-Y plane of a three dimensional plot at a distance representing a normalized distance of the corresponding data points to a maximum diameter of the tumor and at an angle representing the angle of the corresponding data points with respect to the centroid and wherein the nCBV, kTrans and 1/ADC are represented by the height of the voxel in one of the +Z, −Z direction on the three dimensional plot and a color of the voxel. 6. A non-transitory computer readable media including instructions that are executable by a processor in a medical imaging system to cause the processor to: receive MRI data from an MRI image of a tumor and determine parameters from data points in the MRI image including a centroid of the tumor, a normalized cerebral blood volume (nCBV), a contrast transfer rate constant (kTrans) and apparent diffusion coefficient (ADC) calculated from Bo and B1000 MRI images for data points in the MRI data,produce a plot of the MRI par... | - | G06T017/00 A61B005/055
US20140136209 | A1 | 2014-05-15 | VOICE-ASSISTED BIOMEDICAL MEASUREMENT APPARATUS | 2013-05-16 | A voice-assisted biomedical measurement apparatus is revealed. The voice-assisted biomedical measurement apparatus allows users to get measurement results of biological signals and other assistant information in aural form. The voice-assisted biomedical measurement apparatus consists of a sensing unit, a control unit, a voice module and a speaker. The voice-assisted biomedical measurement apparatus further includes a display unit, an operation unit, a memory unit and a data transmission unit. The voice-assisted biomedical measurement apparatus features on that the voice module combines at least one first voice data to form a sentence according to at least one first grammar data when a first control signal is sent from the control unit to the voice module. Moreover, the voice-assisted biomedical measurement apparatus gets at least one second voice data and at least one second grammar data from an external data system through a data transmission unit. | 1. A voice-assisted biomedical measurement apparatus comprising: a sensing unit for detecting a biological signal;a control unit connected to the sensing unit for receiving the biological signal and generating a first control signal; anda voice module connected to the control unit, retrieving at least one first voice data and at least one first grammar data according to the first control signal, combining the first voice data with first grammar date to form at least one sentence and driving a speaker to output the sentence. 2. The voice-assisted biomedical measurement apparatus as claimed in claim 1, wherein the control unit is connected to a display unit; the control unit generates a second control signal according to the biological signal; the display unit receives the second control signal and shows a visual information. 3. The voice-assisted biomedical measurement apparatus as claimed in claim 1, wherein the control unit is connected to an operation unit; the operation unit sends an operation signal to the control unit and the control unit generates the first control signal according to the operation signal. 4. The voice-assisted biomedical measurement apparatus as claimed in claim 2, wherein the control unit is connected to an operation unit, the operation unit sends an operation signal to the control unit and the control unit generates the second control signal according to the operation signal. 5. The voice-assisted biomedical measurement apparatus as claimed in claim 1, wherein the voice module includes a voice unit and a memory unit; the voice unit is electrically connected to the memory unit while the memory unit is for storing the first voice data and the first grammar data. 6. The voice-assisted biomedical measurement apparatus as claimed in claim 5, wherein the memory unit is for storing a biological data; the biological data is generated from the biological signal being converted by the control unit. 7. The voice-assisted biomedical measurement apparatus as claimed in claim 1, wherein the control unit is connected to a memory unit; the memory unit is for storing the first voice data and the first grammar data. 8. The voice-assisted biomedical measurement apparatus as claimed in claim 7, wherein the memory unit is for storing a biological data; the biological data is generated from the biological signal being converted by the control unit. 9. The voice-assisted biomedical measurement apparatus as claimed in claim 1, further comprising a data transmission unit which is built-in or connected outside the voice-assisted biomedical measurement apparatus; the data transmission unit is an interface for data exchange between the biomedical measurement apparatus and an external data system. 10. The voice-assisted biomedical measurement apparatus as claimed in claim 9, wherein the voice module gets at least one second voice data and at least one second grammar data from the external data system through the data transmission unit. 11.... | HEALTH & LIFE CO., LTD. | A61B005/00
US20140148664 | A1 | 2014-05-29 | DEVICE AND METHOD FOR ASSESSING REGIONAL BLOOD CIRCULATION | 2012-02-13 | A method and device related to medicine is provided. The device for assessing regional blood circulation comprises an ultrasonic instrument for measuring blood flow and a pulse oximeter with two light-emitting diodes. The acoustic heads of the sensors are shaped and designed taking into account the anatomical characteristics of the area being investigated. When working with a microcirculatory section of tissue, a software unit “Micro” is used. Data are displayed on a screen. The device permits highly accurate monitoring of linear and volumetric blood flow rates, the resistivity index and the pulsatility index, a dopplergram, a plethysmogram and the heart rate. | 1. (canceled) 2. (canceled) 3. The method for assessment of regional blood flow, tissue microcirculation and blood oxygen saturation, including determination of quantitative characteristics of a single vessel blood flow with the help of Macro software and electronic unit set at the point of sounding by means of blood flow Doppler ultrasound indicators with a continuous mode of radiation and frequency of up to 20 MHz, characterized in that it defines both qualitative and quantitative characteristics of blood flow from a microcirculatory tissue section at the point of sounding by means of blood flow Doppler ultrasound indicators with a continuous mode of radiation and frequency of up to 20 MHz, with the help of Micro software and electronic unit, operating at maximum gain, simultaneously determines blood oxygen saturation by means of the pulse oximeter sensor which is set in the area of sounding and, following the analysis of blood oxygen saturation data and blood flow characteristics in a single vessel and a microcirculatory tissue section, tissue microcirculation and regional blood flow are assessed for subsequent diagnostics, screening control and correction of the pharmacological, physical and operative therapy in real time. 4. The method according to claim 3, characterized in that in Micro mode qualitative characteristics of tissue microcirculation are determined by singling out arteriolar, venular, capillary and bypass blood flow and its quantitative characteristics by calculating K ratio−percentage component of capillary blood flow in the given tissue section, the histogram calculation. 5. The method according to claim 3, characterized in that Doppler ultrasound indicator with 25 MHz continuous mode of radiation, transcutaneous, elongated (cylindrical, the head length of 30±2 mm, the effective diameter of 1.5±0.2 mm) is used in abdominal surgery. 6. The method according to claim 3, characterized in that Doppler ultrasound indicator with 10 MHz continuous mode of radiation, surgical (cylindrical, the head length of at least 100±5 mm, the effective diameter of 1.5±0.2 mm), 20 MHz surgical curved Doppler ultrasound indicator (cylindrical, the head length of 100±5 mm, the effective diameter of 1.5±0.2 mm), 25 MHz surgical Doppler ultrasound indicator (cylindrical, the head length of 100±5 mm, the effective diameter of 1.5±0.2 mm) can be used in neurosurgery. 7. The method according to claim 3, characterized in that Doppler ultrasound indicator with 20 MHz continuous mode of radiation, laparoscopic (cylindrical, the head length of 250±5 mm, the effective diameter of 1.5±0.2 mm) is used in laparoscopic surgeries. 8. The method according to claim 3, characterized in that Doppler ultrasound indicator with a continuous mode of radiation, L-shaped (canted—the rounded working part of the head) is used to assess the irritating effects of substances on the vessels of chicken embryo chorioallantoic membrane (CAM). 9. The device for assessment of r... | - | A61B008/06 A61B005/1459 A61B008/00 A61B005/026 A61B008/12 A61B017/00 A61B005/0205 A61B008/08
US08725239 | B2 | 2014-05-13 | Identifying seizures using heart rate decrease | 2011-04-25 | Methods and systems for detecting a seizure event, including receiving heart beat data versus time for a patient, detecting an increase in the heart rate of a patient from a baseline heart rate to an elevated heart rate, detecting a decrease in heart rate from the elevated heart rate, for a time interval occurring during said decrease in heart rate, determining at least one of a) a rate of decrease in heart rate and b) a rate of change in a rate of decrease in heart rate, and detecting a seizure event in response to determining at least one of a) a rate of decrease in heart rate greater than a threshold rate of decrease, and b) a rate of change in the rate of decrease less than a threshold rate of change in a rate of decrease. | 1. A method for detecting a seizure event, the method comprising: receiving heart beat data versus time for a patient;detecting an increase in a heart rate of the patient based on the heart rate data from a baseline heart rate to an elevated heart rate;detecting a decrease in heart rate from the elevated heart rate;for a time interval occurring during said decrease in heart rate, determining at least one of a) a rate of change of the decrease in heart rate and b) a rate of change in a rate of decrease in heart rate; anddetermining occurrence of a seizure event in response to the rate of change of the decrease in heart rate satisfying a threshold rate. 2. The method of claim 1, wherein the rate of change of the decrease in heart rate at the time satifies the threshold rate when the rate of change of the decrease in heart rate at the time is greater than the threshold rate, and wherein the threshold rate in based on a non-seizure event. 3. The method of claim 1, further comprising: determining a rate of change of the rate of change of the decrease in her heart rate at the time; andconfirming the occurrence of the seizure event when the rate of change of the rate of change of the decrease in heart rate at the time satisfies a second threshold. 4. The method of claim 3, wherein the second threshold is satisfied when the rate of change in the rate of change of the decrease in heart rate at the time is greater than the second threshold, and wherein the second threshold is based on a non-pathological event. 5. The method of claim 1, further comprising: determining an initial detection of a seizure event based upon the increase in heart rate;determining a profile of the decrease in heart rate;comparing the profile of the decrease in heart rate to a known profile of a seizure event decrease in heart rate; andconfirming the occurrence of the seizure event in response to determining that the profile of the decrease in heart rate is substantially similar to the known profile of the seizure event decrease in heart rate. 6. The method of claim 1, further comprising: determining a profile of the rate of change of decrease in heart rate;comparing the profile of the rate of change of decrease in heart rate to a known profile of a nonpathologic rate of change of decrease in heart rate; andconfirming the detection of the seizure event in response to determining that the profile of the rate of change of decrease in heart rate is substantially dissimilar to the known profile of the nonpathologic rate of change of decrease in heart rate. 7. The method of claim 6, wherein the known profile of the nonpathologic rate of change of decrease in heart rate is at least one of: an asymptotically decreasing profile, an exponentially decreasing profile, or a concave decreasing profile. 8. The method of claim 1, further comprising: determining a first average rate of change of heart rate over a first time interval;determining a second average rate of change of heart rate o... | Cyberonics, Inc. | A61B005/04
US08727982 | B2 | 2014-05-20 | Method and system for providing integrated analyte monitoring and infusion system therapy management | 2012-06-25 | Method and system for providing diabetes management and insulin therapy based on substantially real time glucose monitoring system is provided. | 1. A method, comprising: determining, using one or more processors, a rate of change of a monitored glucose level for a predetermined time period;extrapolating, using the one or more processors, a projected glucose level based on the determined rate of change of the monitored glucose level;determining, using the one or more processors, after insulin therapy initiation, whether the insulin therapy is having an intended therapeutic result;generating, using the one or more processors, a modification to a therapy profile associated with the insulin therapy based on data associated with the monitored glucose level; andupdating, using the one or more processors, an insulin sensitivity factor on an ongoing basis based at least in part on a comparison of the projected glucose level with the monitored glucose level. 2. The method of claim 1, further including displaying the generated modification to the therapy profile. 3. The method of claim 2, wherein the generated modification to the therapy profile is displayed as one or more of an alphanumeric output display, a graphical output display, an icon display, a video output display, a color display or an illumination display. 4. The method of claim 1, wherein the therapy profile includes one or more of a basal profile, a correction bolus, a temporary basal profile, an insulin sensitivity, an insulin on board level, or an insulin absorption rate. 5. The method of claim 1, wherein generating the modification to the therapy profile associated with the monitored glucose level includes retrieving a current glucose rate of change information. 6. The method of claim 5, wherein generating the modification to the therapy profile includes determining a modified glucose rate of change information based on the data associated with the monitored glucose level. 7. The method of claim 6, further including generating an output alert based on the modified glucose rate of change information. 8. The method of claim 6, further including determining a glucose level projection information based on the modified glucose rate of change information. 9. A system, comprising: an interface unit;one or more processors coupled to the interface unit; anda memory for storing instructions which, when executed by the one or more processors, causes the one or more processors to determine a rate of change of a monitored glucose level for a predetermined time period, to extrapolate a projected glucose level based on the determined rate of change of the monitored glucose level, to determine after insulin therapy initiation whether the insulin therapy is having an intended therapeutic result, to generate a modification to a therapy profile associated with the insulin therapy based on data associated with the monitored glucose level, and to update an insulin sensitivity factor on an ongoing basis based at least in part on a comparison of the projected glucose level with the monitored glucose level. 10. The system of claim 9, wherein the ... | Abbott Diabetes Care Inc. | A61B005/02 A61B005/145 A61B005/00
US09101270 | B2 | 2015-08-11 | Apparatus for capturing image of anterior part of iris and medical monitoring system using smart phone | 2011-10-11 | The present invention relates to an apparatus for capturing an image of the anterior part of an iris, and a medical monitoring system using a smart phone. According to the apparatus for capturing an image of the anterior part of an iris, the present invention can contribute to the health of the eyes by accurately examining or capturing images of healthy states to diseased states of an iris by precisely capturing an image without reflecting light to the iris while easily opening the eyes through a more effective and simple method, and proceeding with follow-up treatment thereto. | 1. An apparatus for capturing an image of an anterior part of an iris, comprising: an apparatus main body (10) that accommodates various electronic device components therein and constitutes a hard case;a dark room (11) that is provided at one side of the apparatus main body (10) to capture an image of an anterior part of an iris;a pair of side covers (20) that forms sidewalls of the dark room (11) with the dark room (11) interposed therebetween;a pair of light sources (21) that is provided at the pair of side covers (20), is movable back and forth by a pair of side back and forth buttons (25) provided at a top of the apparatus main body (10) or is movable back and forth by themselves, and serves as both-side illuminations at both sides when capturing the image of the anterior of the iris;a sliding lid (30) that is disposed at tops of the pair of side covers (20), satisfies a condition of the dark room (11) by cooperating with the pair of side covers (20), and is slidably movable back and forth at the tops of the pair of side covers (20);a camera lens (40) that is disposed at an inner central area of the dark room (11) to capture the image of the anterior part of the iris; anda switch (12) that is provided at the apparatus main body (10) to turn on or off the light sources (21). 2. The apparatus for capturing an image of an anterior part of an iris according to claim 1, wherein the switch (12) is implemented such that the light sources (21) are repeatedly operated in a low-intensity light mode, a high-intensity light mode, and an off mode whenever the switch is pressed or the light sources enter the off mode to be turned off when a predetermined time elapses. 3. The apparatus for capturing an image of an anterior part of an iris according to claim 1, wherein a lower rubber (51) as a lower eyelash opening device that opens lower eyelashes while lowering the lower eyelashes is detachably coupled to a lower end positioned lower than the dark room (11),an upper rubber (52) as an upper eyelash opening device that opens upper eyelashes while raising the upper eyelashes is detachably coupled to the sliding lid (30) which is an upper end positioned higher than the dark room (11), andthe image of the anterior part of the iris is precisely captured with more ease by automatically opening the lower and upper eyelashes by the lower rubber (51) and the upper rubber (52). 4. A medical monitoring system using a smart phone, comprising: a smart phone case (120) that is provided with a screen (111) and a camera attachable lens (112), and is detachably coupled to one side of the smart phone (110) capable of performing wireless transmission;a lens (121) that is provided at the smart phone case (120);a pair of LED illumination units (123) that is disposed around the lens (121), and is respectively disposed at inner walls of a pair of side covers (122), which is movable back and forth or is fixed, to illuminate at both sides;a light source button (125) that operate... |  | A61B003/10 A61B005/00 A61B003/12 A61B003/117 A61B003/14 A61B003/00 A61B005/103 G06F019/00 A61B005/107
US08731651 | B2 | 2014-05-20 | Regulating uterine muscular activity | 2012-07-03 | A method and system for regulating uterine muscular activity including measuring uterine contraction with an electrical uterine monitor (EUM), and using sensed measurements of the uterine contraction to regulate uterine muscular activity by comparing the sensed measurements to a desired level, wherein the difference between sensed and desired level is used to calculate the level of either manual or automatic application of drugs or electrical signals. | 1. A method for regulating uterine muscular activity comprising: measuring uterine contraction with an electrical uterine monitor (EUM), said EUM comprising uterine electrical activity sensors that output to a processor, wherein the measuring comprises processing electrical signals of the uterine electrical activity sensors to determine a measured amount of uterine contraction; andusing sensed measurements of the uterine contraction to regulate uterine muscular activity by comparing the sensed measurements to a desired level, said desired level being defined and stored before said measuring, wherein the difference between sensed and desired level is used to calculate the level of either manual or automatic application of a drug or electrical signal, comprising defining the difference between the sensed and the desired levels as an error signal and regulating the uterine muscular activity with a level of control proportional to the error signal. 2. The method according to claim 1, comprising regulating the uterine muscular activity to a level that causes progress in cervix dilatation and fetal head station, but does not cause stress on a fetus. 3. The method according to claim 1, comprising regulating the uterine muscular activity to a level that does not cause pre-term labor. 4. The method according to claim 1, wherein said uterine muscular activity is increased. 5. The method according to claim 4, wherein said uterine muscular activity is increased using electrical stimulation. 6. The method according to claim 4, wherein said uterine muscular activity is increased by administering oxytocin. 7. The method according to claim 1, wherein said uterine muscular activity is decreased. 8. The method according to claim 7, wherein said uterine muscular activity is decreased by administering a tocolytic. 9. The method according to claim 7, wherein said uterine muscular activity is decreased by using interference electrical signals. 10. The method according to claim 1, comprising regulating the uterine muscular activity to treat a non-pregnant woman who experiences contractions. 11. The method according to claim 10, wherein said non-pregnant woman experiences contractions during menstruation. 12. The method according to claim 10, wherein said non-pregnant woman experiences contractions during an IVF procedure. 13. A system for regulating uterine muscular activity comprising: an electrical uterine monitor (EUM) for measuring uterine contraction, said EUM comprising uterine electrical activity sensors in operative communication with a processor; andwherein said processor is operative to use sensed measurements of the uterine contraction to regulate uterine muscular activity by comparing the sensed measurements to a desired level, wherein the difference between sensed and desired level is used to calculate the level of either manual or automatic application of a drug or electrical signal, and wherein said processor is operative to define the differ... | OB Tools Ltd. | A61B005/04
US08827918 | B2 | 2014-09-09 | System and method of ballistocardiogram-based personal authentication | 2013-05-06 | A ballistocardiogram-based personal authentication method includes detecting ballistocardiogram training signals of persons to be registered, extracting training features from the detected ballistocardiogram training signals, generating training data for personal authentication based on the extracted training features, detecting ballistocardiogram authentication signals of persons to be authenticated, and comparing the ballistocardiogram authentication signals and the training data to determine whether or not to perform the personal authentication of the persons to be authenticated. Thereby, the personal authentication method can perform personal authentication according to feature of a ballistocardiogram of each individual. | 1. A method for ballistocardiogram-based personal authentication, comprising: detecting a ballistocardiogram training signal of a person to be registered;extracting a training feature from the detected ballistocardiogram training signal;generating training data for personal authentication, based on the extracted training feature;detecting a ballistocardiogram authentication signal of a person to be authenticated; andcomparing the ballistocardiogram authentication signal and the training data to determine an authentication of the person to be authenticated,wherein the extraction of the training feature includes:extracting at least one period from each ballistocardiogram training signal;dividing the extracted period at regular intervals to select a plurality of feature extracting points; andcalculating characteristic values of the plurality of feature extracting points,wherein the characteristic values include height values and slope values of the feature extracting points. 2. The method according to claim 1, wherein the extraction of the training feature further includes converting the calculated characteristic values into vectors. 3. The method according to claim 1, wherein the generation of the training data comprises applying a discrimination algorithm for classification into user individuals to the extracted training features, and generating the training data. 4. The method according to claim 3, wherein the discrimination algorithm maximizes a ratio of scatter of feature data of the same person to a central distance between feature data of other persons among the extracted training features using linear discriminant analysis. 5. The method according to claim 1, wherein the comparing includes: extracting an authenticating feature from the ballistocardiogram authentication signal; andapplying the authenticating feature to the training data to determine the authentication of the person to be authenticated. 6. The method according to claim 1, further comprising additionally applying the ballistocardiogram authentication signal of the person to be authenticated to the training data to update the training data if the person to be authenticated is authenticated. 7. A system for ballistocardiogram-based personal authentication, comprising: a piezoelectric element detecting a ballistocardiogram signal of a person to be authenticated;a feature extracting part extracting a feature from the ballistocardiogram signal;a data storing part storing training data generated based on the feature extracted from ballistocardiogram signal of a person to be registered; andan authentication processing part comparing the training data and the feature extracted by the feature extracting part and determining whether or not the person to be authenticated is matched with the person to be registered,wherein the feature extracting part extracts at least one period from each ballistocardio gram signal, divides the extracted period at regular intervals to select a plural... | Seoul National University R&DB Foundation | A61B005/02 A61B005/11 G07C009/00 A61B005/117
US09339240 | B2 | 2016-05-17 | System and method of resolving outliers in NIRS cerebral oximetry | 2014-01-08 | A system and method for non-invasively estimating the tissue blood oxygen saturation level of a human subject, including so-called “outliers”, whose physiological make-up causes previously-known techniques to generate invalid tissue blood oxygen saturation estimations. The system includes a computing device and a sensor. The sensor includes a light source configured to emit light of at least four different wavelengths, one at a time. The sensor also includes two light detectors, each positioned a different distances from the light source. Optical density measurements are taken by the light detectors and provided to the computing device. A first tissue blood oxygen saturation value is computed using the optical density measurements associated with three of the four wavelengths, and a second tissue blood oxygen saturation value is computed using the optical density measurements associated with four of the wavelengths. The first and second tissue blood oxygen saturation values are compared, and the human subject is identified as an “outlier” based upon that comparison. | 1. A system for assessing tissue blood oxygen saturation levels, comprising: a computing device;a sensor in communication with said computing device, said sensor being configured to be attached to a human subject and having: a light source capable of selectively emitting a plurality of wavelengths of light, one wavelength at a time; anda first light detector positioned a first distance from said light source and a second light detector positioned a second distance from said light source, said second distance being greater than said first distance;said computing device having a memory for storing an algorithm and a processor for executing instructions associated with said algorithm, said algorithm comprising the following steps:causing said light source to emit light of a plurality of wavelengths, one wavelength at a time, into a human subject;receiving optical density measurements from said first and second light detectors for said plurality of wavelengths;calculating a space contrasted ratio of the wavelength contrast difference of the optical density based on the optical density measurements from said first and second light detectors for a first grouping of wavelengths emitted by said light source;estimating a first tissue blood oxygen saturation value based on said space contrasted ratio of the wavelength contrast difference of the optical density;calculating a second order contrasted optical density ratio based on the optical density measurements from said first and second light detectors for a second grouping of said wavelengths emitted by said light source;estimating a second tissue blood oxygen saturation value based on said second order contrasted optical density ratio; andcomparing said first blood oxygen saturation value and said second blood oxygen saturation value. 2. The system of claim 1, wherein said first tissue blood oxygen saturation value is determined to be a valid estimate of said actual tissue blood oxygen saturation level if said first tissue blood oxygen saturation value is about the same as said second tissue blood oxygen saturation value. 3. The system of claim 1, wherein said first tissue blood oxygen saturation value is determined to be an invalid estimate of said actual tissue blood oxygen saturation level if said first tissue blood oxygen saturation value is at least about 10% or more different than said second tissue blood oxygen saturation value. 4. The system of claim 1, wherein said space contrasted ratio of the wavelength contrast difference of the optical density is calculated by applying the following equation: OD′Deep-Shall(λ1)/OD′Deep-Shall(λ2)where OD′(λ)=OD(λ)−OD(λ+Δ) is the wavelength contrasted optical density that can be described as a wavelength contrast difference of the optical density OD(λ); and ODDeep-Shall(λ)=ODDeep(λ)−ODShallow(λ) is the spatial contrasted optical density that is the difference of the optical density measured by the far detector ODDeep(λ) and the near detector ODShallow(λ) at ... | Covidien LP | A61B005/1455 A61B005/00
US09272146 | B2 | 2016-03-01 | Implantable medical device with active detection of atrial mechanical activity | 2013-11-27 | A device includes a lead configured to for use in applying an atrioventricular delay (“AVD”), an acceleration sensor adapted to output an endocardial acceleration signal, and circuitry configured to receive and process said endocardial acceleration signal to provide ventricular pacing by varying, in a controlled manner, the AVD in a range having a plurality of AVD values. The circuitry derives from said endocardial acceleration signal a value of a parameter representative of an component of the endocardial acceleration signal corresponding to the first endocardial acceleration peak associated with an isovolumetric ventricular contraction (“EAX component”), and evaluates a degree of variation of said parameter values as a function of said plurality of AVD values to detect atrial and ventricular events. | 1. A device, comprising: a lead having at least one electrode;an acceleration sensor adapted to output an endocardial acceleration signal;circuitry configured to receive and process said endocardial acceleration signal and to provide ventricular pacing using the lead by varying, in a controlled manner, an atrioventricular delay (“AVD”) in a range having a plurality of AVD values,wherein the circuitry derives from said endocardial acceleration signal a value of a parameter representative of a component of the endocardial acceleration signal corresponding to the first endocardial acceleration peak associated with an isovolumetric ventricular contraction (“EAX component”), and evaluates a degree of variation of said parameter values as a function of said plurality of AVD values to detect atrial and ventricular event;wherein the circuitry is configured to evaluate said degree of variation of said parameter values as a function of said plurality of AVD values by calculating a difference between the values of the parameter collected for a first range of AVD values and the values of the parameter collected for a second range of AVD values, and wherein said first range of AVD values includes a plurality of short AVD values and said second range of AVD values, distinct from said first range of AVD values, includes a plurality of long AVD values; andwherein the circuitry is further configured to discriminate between a normal atrial mechanical activity, when said difference exceeds a predetermined threshold, and an absent or deficient atrial mechanical activity when said difference does not exceed said predetermined threshold. 2. The device of claim 1, wherein the AVD is counted from the detection of a spontaneous or stimulated atrial event and after which a ventricular stimulation is delivered in the absence of detection of a corresponding spontaneous ventricular event. 3. The device of claim 1, wherein the circuitry is configured to discriminate, as a function of said degree of variation of parameter values, between normal atrial mechanical activity and an absent or deficient atrial activity, despite an observable electrical activity in sinus rhythm. 4. The device of claim 1, wherein said parameter is the amplitude between extremes of the EAX component of the endocardial acceleration signal. 5. The device of claim 1, wherein said parameter is the energy of the EAX component of the endocardial acceleration signal. 6. The device of claim 1, wherein the circuitry is configured to evaluate said degree of variation of said parameter values as a function of said plurality of AVD values by calculating a standard deviation of the parameter values collected for said plurality of AVD values. 7. The device of claim 1, wherein the circuitry is configured to evaluate said degree of variation of said parameter values as a function of said plurality of AVD values by modeling a sigmoid characteristic of the parameter values as a function of said plurality of AVD va... | SORIN CRM S.A.S. | A61B005/02 A61N001/365 A61B005/024 A61N001/362 A61N001/368 A61N001/37
US09901298 | B2 | 2018-02-27 | System and method for prevention of diabetic foot ulcers using total internal reflection imaging | 2013-11-01 | The present invention pertains to a device and method for imaging of a human foot including a transmissive sheet with an upper surface configured to accommodate a sole of the foot, a light source positioned below the sheet for emitting light toward the sheet, and an optical path controller in the sheet or coupled to the sheet for altering a path of the light causing internal reflection of the light toward a predetermined region of the foot. The image can be analyzed for a predetermined characteristic associated with a human patient, and determination made whether the characteristic in the image matches the patient. Brightness in the image can be analyzed for tissue moisture information. | 1. A device for imaging a foot, said device comprising: a transmissive sheet with an upper surface configured to accommodate a sole of said foot;a first light source positioned below a lower surface of said transmissive sheet;a first optical path controller in said transmissive sheet that alters a path of light received from said first light source into said transmissive sheet, said first optical path controller causing total internal reflection (TIR) of said light within said transmissive sheet to a first predetermined region of said foot positioned at a location on an upper surface of said transmissive sheet, wherein said foot in contact with said transmissive sheet at said location causes said light to scatter at said location and escape through said lower surface of said transmissive sheet;a sensor positioned below said transmissive sheet to receive said light that is scattered through said lower surface and capture a TIR image of a sole of said foot positioned on and in contact with said transmissive sheet at said location and also capture a visible-light image of said foot in addition to said TIR image; anda processing unit operable for analyzing brightness in said TIR image, wherein said analyzing further comprises comparing flat regions of said visible-light image and bright regions of said TIR image to identify pressure points on said foot and any errors in capturing said visible-light image and said TIR image. 2. The device of claim 1 wherein said first optical path controller comprises an indentation in said transmissive sheet. 3. The device of claim 2 wherein surfaces of said indentation are light-scattering surfaces. 4. The device of claim 2 wherein surfaces of said indentation are polished. 5. The device of claim 1 wherein said first optical path controller comprises a hole through said transmissive sheet parallel to said upper surface. 6. The device of claim 1 wherein said first optical path controller comprises sub-surface laser engraved microfeatures within said transmissive sheet. 7. The device of claim 1 wherein said first predetermined region is selected from the group consisting of: a metatarsal region of said foot; and a heel region of said foot. 8. The device of claim 1 wherein said first predetermined region is an instep region of said foot. 9. The device of claim 1 further comprising: a second light source positioned below said transmissive sheet; anda second optical path controller in said transmissive sheet that causes total internal reflection of light received from said second light source within said transmissive sheet to a second predetermined region of said foot. 10. The device of claim 1 wherein said first optical path controller comprises a prism adhered to said lower surface of said transmissive sheet, said prism between said first light source and said transmissive sheet, wherein light emitted by said first light source is directed onto one side of said prism and wherein said prism directs said light f... | QUAERIMUS MEDICAL INCORPORATED | A61B006/00 A61B005/00
US09414773 | B2 | 2016-08-16 | Respiratory motion determination apparatus | 2012-06-19 | A respiratory motion determination apparatus determines respiratory motion of a living being (3). A raw data providing unit (2) provides raw data assigned to different times, wherein the raw data are indicative of a structure like the apex of the heart muscle, which is influenced by cardiac motion and by respiratory motion. A reconstruction unit (6) reconstructs intermediate images of the structure from the provided raw data. A structure detection unit (7) detects the structure in the reconstructed intermediate images. A respiratory motion determination unit (10) determines the respiratory motion of the living being based on the structure detected in the reconstructed intermediate images. This allows determining respiratory motion with high accuracy, without relying on, for example, a stable correlation between a tracking signal of an external respiratory gating device and respiratory phases. | 1. A respiratory motion determination apparatus for determining respiratory motion of a living being, the respiratory motion determination apparatus comprising: a raw data providing unit for providing raw data assigned to different times, wherein the raw data are indicative of a structure, which is influenced by cardiac motion and by respiratory motion of the living being and which is a structure of the living being, wherein the raw data are usable for reconstructing an image of the structure,a reconstruction unit for reconstructing intermediate images of the structure from the provided raw data,a structure detection unit for detecting the structure in the reconstructed intermediate images,a respiratory motion determination unit for determining the respiratory motion of the living being based on the structure detected in the reconstructed intermediate images, wherein the raw data providing unit is adapted to provide nuclear raw data as the raw data and the respiratory motion determination unit is adapted to determine the positions of the structure in the reconstructed intermediate images as the respiratory motion of the living being and to determine for each reconstructed intermediate image the respective respiratory phase of the living being depending on the positions of the structure detected in the reconstructed intermediate images. 2. The respiratory motion determination apparatus as defined in claim 1, further comprising: a cardiac signal providing unit for providing a cardiac signal at the different times to which the raw data are assigned, wherein the cardiac signal is indicative of heart cycles,a raw data grouping unit for grouping raw data of a same heart cycle in a group based on the provided cardiac signal,wherein the reconstruction unit is adapted to reconstruct an intermediate image for each group depending on the raw data of the respective group. 3. The respiratory motion determination apparatus as defined in claim 1, wherein the structure detection unit is adapted to detect the apex of the heart muscle as the structure. 4. The respiratory motion determination apparatus as defined in claim 1, further comprising: a respiratory phase image set providing unit for providing a respiratory phase image set of the living being, wherein the respiratory phase image set comprises for different respiratory phases different images of the structure, wherein the respiratory motion determination unit is adapted to determine the respiratory phase of a reconstructed intermediate image by comparing the position of the structure in the reconstructed intermediate image with the position of the structure in the respiratory phase image set. 5. The respiratory motion determination apparatus as defined in claim 1, further comprising: a respiratory motion model providing unit for providing a respiratory motion model of the living being, wherein the respiratory motion model provides for different respiratory phases different positions of the structure, wh... | KONINKLIJKE PHILIPS N.V. | G06K009/00 A61B005/11 A61B006/00 A61B006/03 G06T007/00 G06T007/20 A61B005/113 A61B005/00 A61B005/0456 A61B005/055
US09591976 | B2 | 2017-03-14 | Method and apparatus for measuring blood volume | 2013-10-22 | Method for measuring a blood volume is provided. At least two types of respiratory variation data; for instance, data pertinent to respiratory variations in stroke volume (SVV) data, data pertinent to respiratory variations in an amplitude of a pulse wave (PAV), a pulse wave transit time (PWTT) in a respiratory cycle, and a heart rate (HR) in a predetermined time, are measured, and patient's inherent coefficients α, β, and K are calculated, whereby a cardiac output can be determined by an equation CO=K (α*PWTT+β)*HR. | 1. A blood volume measurement method for calculating a cardiac output (CO) from a pulse wave transit time, the method comprising the steps of: measuring respiratory variations of at least two types of parameters;measuring a pulse wave transit time (PWTT) in a respiratory cycle;measuring a heart rate (HR) in a predetermined time; andcalculating and outputting, by a computer, a cardiac output (CO) by use of the respiratory variations of at least the two types of parameters, the pulse wave transit time, and the heart rate; andwherein patient's inherent coefficients α, β, and K are calculated by use of the respiratory variations of at least the two types of parameters and the pulse wave transit time, and the cardiac output is determined by an equation CO=K(α*PWTT+β)*HR; andwherein the patient's inherent coefficient α is determined by an equation α=−(PAV*PP1)/(PAV*(PWTTavg−PWTT1)+PWTTmax−PWTTmin), wherePAV is an amplitude of a pulse wave; PP1 is actually measured pulse pressure; PWTTavg is an average pulse wave transit time in a respiratory cycle; PWTT1 is an actually measured pulse wave transit time; PWTTmax is a maximum value of pulse wave transit time in the respiratory cycle; and PWTTmin is a minimum value of pulse wave transit time in the respiratory cycle. 2. The blood volume measurement method according to claim 1, wherein the respiratory variations of at least the two types of parameters comprise respiratory variations in stroke volume (SVV) and respiratory variations in an amplitude of a pulse wave (PAV). 3. The blood volume measurement method according to claim 1, wherein the respiratory variations of at least the two types of parameters comprise respiratory variations in stroke volume (SVV) and respiratory variations in pulse pressure (PPV). 4. A blood volume measurement apparatus that calculates a cardiac output (CO) from a pulse wave transit time, comprising: a processor configured to:determine respiratory variations of at least two types of parameters;detect a pulse wave transit time (PWTT) in a respiratory cycle;calculate a heart rate (HR) in a predetermined time; andcalculate and output a cardiac output (CO) with use of the respiratory variations of at least the two types of parameters, the pulse wave transit time, and the heart rate; andwherein patient's inherent coefficients α, β, and K are calculated by use of the respiratory variations of at least the two types of parameters and the pulse wave transit time, and the cardiac output is determined by an equation CO=K(α*PWTT+β)*HR; andwherein the patient's inherent coefficient α is determined by an equation α=−(PAV*PP1)/(PAV*(PWTTavg−PWTT1)+PWTTmax−PWTTmin), wherePAV is an amplitude of a pulse wave; PP1 is actually measured pulse pressure; PWTTavg is an average pulse wave transit time in a respiratory cycle; PWTT1 is an actually measured pulse wave transit time; PWTTmax is a maximum value of pulse wave transit time in the respiratory cycle; and PWTTmin is a minimum value of pulse wav... | NIHON KOHDEN CORPORATION | A61B005/0205 A61B005/029 A61B005/021 A61B005/08 A61B005/0215 A61B005/022
US09364174 | B2 | 2016-06-14 | MEMS affinity sensor for continuous monitoring of analytes | 2014-01-21 | Techniques for monitoring a target analyte in a sample using a polymer capable of binding to the target analyte are disclosed. A microdevice useful for the disclosed techniques includes a semi-permeable membrane structure, a substrate, a first and second microchambers formed between the membrane structure and the substrate. The first microchamber can be adapted to receive a solution including the polymer, and the second microchamber can be adapted to receive a reference solution. Environmental target analyte can permeate the semi-permeable membrane structure and enters the first microchamber and the second microchamber. Based on the difference in a property associated with the polymer solution that is responsive to the target analyte-polymer binding, and the corresponding property associated with reference solution, the presence and/or concentration of the target analyte can be determined. | 1. A microdevice for monitoring a target analyte in a sample using a polymer capable of binding to the target analyte, the microdevice comprising: a semi-permeable membrane structure;a substrate; anda first microchamber and a second microchamber, each formed between the semi-permeable membrane structure and the substrate, each of the first and second microchambers comprising a suspended element positioned to be spaced apart from the substrate;wherein the suspended element in each of the first and second microchambers comprises a perforated top electrode and the substrate comprises a bottom electrode;wherein the first microchamber is adapted to receive a solution including the polymer;wherein the second microchamber is adapted to receive a reference solution for screening effects not caused by the target analyte;wherein perforations in the top electrode in the first microchamber are configured to allow the solution to fill a gap between the top electrode in the first microchamber and the bottom electrode;wherein perforations in the top electrode in the second microchamber are configured to allow the reference solution to fill a gap between the top electrode in the second microchamber and the bottom electrode;wherein the semi-permeable membrane structure is permeable to the target analyte and impermeable to the polymer, thereby when the sample is placed in contact with the semi-permeable membrane structure, the target analyte, if present in the sample, permeates the semi-permeable membrane structure and enters the first microchamber and the second microchamber, respectively, and the polymer is prevented from escaping from the first microchamber through the semi-permeable membrane structure. 2. The microdevice of claim 1, wherein the binding of the polymer with the target analyte causes a change in the permittivity of the polymer solution. 3. The microdevice of claim 1, wherein the top electrode in each of the first microchamber and the second microchamber is supported by at least one anti-stiction post formed from the substrate. 4. The microdevice of claim 1, wherein the semi-permeable membrane structure includes at least two semi-permeable membrane portions each forming a cover for the first microchamber and the second microchamber, respectively. 5. The microdevice of claim 1, further including the polymer solution in the first microchamber and the reference solution in the second microchamber. 6. The microdevice of claim 5, further comprising a capacitive sensor coupled with each of the first microchamber and the second microchamber, the capacitive sensors configured to detect the difference in capacitance between (A) a first capacitor formed by the suspended element, the substrate, and the polymer solution sandwiched therebetween in the first microchamber; and (B) a second capacitor formed by the suspended element, the substrate, and the reference solution sandwiched therebetween in the second microchamber. 7. The microdevice of claim 1, w... | The Trustees of Columbia University in the City of New York | G01N033/50 A61B005/145 G01N027/327 G01N033/543 B01L003/00 A61B005/00 G01N033/66 G01N027/22
US09339257 | B2 | 2016-05-17 | Measuring apparatus and method thereof | 2013-11-22 | A measuring apparatus is provided. The measuring apparatus includes a measurement reference part setting unit configured to set-measurement reference parts to each of a plurality of sequential ultrasound images of a subject, a tracking unit configured to perform tracking of a plurality of regions in the ultrasound images, a first motion information calculating unit configured to calculate first motion information of the regions, based on the tracking performed by the tracking unit, and a second motion information calculating unit configured to calculate second motion information of the measurement reference parts, based on the first motion information, wherein the plurality of regions move with the measurement reference parts and include parts capable of capturing moving factors that are not able to be captured by tracking the measurement reference parts between a first ultrasound image and a second ultrasound image using the tracking unit. | 1. A measuring apparatus comprising: a measurement reference point setting unit configured to set a first reference point to each of a plurality of sequential ultrasound images of a subject;a region of interest setting unit configured to set a first region of interest to a first part including the first reference point, and to set a plurality of second regions of interest to a plurality of second parts in each of the plurality of sequential ultrasound images, where the plurality of second regions of interest are set to both sides of the first region of interest, and where each of the plurality of second regions of interest does not include the first reference point;a tracking unit configured to perform tracking of the first region of interest and the plurality of second regions of interest in the ultrasound images;a first motion information calculating unit configured to determine a first moving vector indicative of movement of the first part and a plurality of second moving vectors, where each of the plurality of second moving vectors is indicative of movement of one of the plurality of second regions of interest based on the tracking performed by the tracking unit;a second motion information calculating unit configured to calculate an average vector based on the first moving vector and the plurality of second moving vectors; anda display unit configured to display a graph indicative of movement of the first reference point based on the average vector. 2. The measuring apparatus according to claim 1, wherein the plurality of second regions of interest are set along a vascular wall. 3. The measuring apparatus according to claim 1, wherein the region of interest setting unit is further configured to identify a vascular wall in the ultrasound image and set the plurality of second regions of interest to the vascular wall. 4. A measuring method for tracking movement of parts, comprising: setting a first reference point to each of a plurality of sequential ultrasound images with a measurement reference point setting unit;setting a first region of interest to a first part, the first part including the first reference point;setting a plurality of second regions of interest to a plurality of second parts in each of the plurality of sequential ultrasound images, where the plurality of second regions of interest are set to both sides of the first region of interest, where each of the plurality of second regions of interest does not include the first reference point;tracking the first region of interest and the plurality of second regions of interest with a tracking unit;determining, with a first motion information calculating unit, a first moving vector indicative of movement of the first part based on the tracking;determining, with the first motion information calculating unit, a plurality of second moving vectors, where each of the plurality of second moving vectors is indicative of movement of one of the plurality of second regions of interest based ... | GENERAL ELECTRIC COMPANY | A61B008/08 G06T007/20 A61B005/026
US09889318 | B2 | 2018-02-13 | Assessment and improvement of treatment using imaging of physiological responses to radiation therapy | 2013-10-25 | Edema in tissue of a patient undergoing a course of radiation therapy or treatment can be estimated based on one or more MRI measurements used to measure changes in fluid content of various tissues. A correlation between observed changes in edema and one or more delivered fractions of radiation can be used to drive one or more clinical actions. Methods, systems, articles of manufacture, and the like are described. | 1. A method comprising: receiving at least one MRI scan image;comparing, based at least on the at least one MRI scan image, a subsequent edema analysis performed after or during at least part of a course of radiation treatment to a baseline edema analysis, performed previous to the subsequent edema analysis, to estimate a change in edema in patient tissue resulting from the at least part of the course of radiation treatment, the course of radiation treatment having at least a first treatment fraction, a second treatment fraction, and a third treatment fraction, the comparing comprising: quantifying changes in free hydrogen content in the patient tissue as a proxy for the change in edema by at least performing a differential analysis of the baseline edema analysis, based on a first MRI scan image of the at least one MRI scan image, and the subsequent edema analysis, based on a second MRI scan image of the at least one MRI scan image, to derive a relative amount of free hydrogen as a function of location in the patient tissue;quantifying actual damage in the patient tissue based on the change in edema, the quantifying comprising: deriving an edema to delivered dose correlation based at least in part on the change in edema in the patient tissue correlated with a delivered dose of radiation during the course of radiation treatment before the third treatment fraction; andincreasing or reducing an amount of radiation delivered in the third treatment fraction based on the edema to delivered dose correlation. 2. A method as in claim 1, wherein the at least one MRI scan image comprises at least one of: a T1-weighted MRI scan image, a T2-weighted MRI scan image, a ratio of T1-weighted MRI to T2-weighted MRI scan image results, and an MRI response ratio. 3. A method as in claim 1, wherein the deriving of the edema to delivered dose correlation comprises applying one or more calculations or models of physical dose delivery to derive one or more of an amount of radiation actually delivered to the patient tissue and an expected amount of radiation delivered to the patient tissue. 4. A method as in claim 3, wherein the derived amount of radiation actually delivered or expected to have been delivered to the patient tissue is based at least in part on one or more inputs, the one or more inputs comprising at least one of a pre-radiation treatment plan and a combined MRI and radiation delivery approach that calculates received doses of radiation based on intra-fraction motions of the patient tissue. 5. A method as in claim 1, further comprising correlating the change in edema in the patient tissue with the delivered dose, the correlating comprising quantifying how the change in edema corresponds to an expected outcome for the diseased tissue and surrounding tissue relative to an expected value. 6. A method as in claim 1, further comprising performing one or more clinical actions based on the edema to delivered dose correlation, the one or more clinical actions... | ViewRay Technologies, Inc. | A61B005/05 A61N005/10 A61B005/055 A61B005/00 G01R033/50
US10085688 | B2 | 2018-10-02 | Method of identifying an individual with a disorder or efficacy of a treatment of a disorder | 2013-11-20 | This invention relates to a method of identifying individuals with neuropsychiatric disorders or to predict and determine the efficacy of treatment of the disorder by acquiring information about visual scanning behavior and fluctuations of visual scanning behavior of individuals comprising presenting to the individual a sequence of visual stimuli, wherein each visual stimulus is comprised of multiple images with specific characteristics, measuring the point-of-gaze of said subject on the visual stimuli and calculating a set of statistical measures that describes the visual scanning behavior of the individual on images or portion of images with the same characteristics; and making a determination of biases in visual scanning behavior of the individual, by comparing the statistical measures of the individual to the statistical measures of controls. | 1. A method of identifying an individual with a neuropsychiatric disorder or determining the efficacy of treatment of the neuropsychiatric disorder or detecting an individual who suffers a trauma to the brain and might develop symptoms similar to those observed in said individual with the neuropsychiatric disorder, whereby said method of identifying, determining or detecting are performed by acquiring information about visual scanning behaviour and fluctuations in visual scanning behaviour of said individual with said neuropsychiatric disorder, and said individual who suffers a trauma to the brain comprising: (a) presenting to the individual with said neuropsychiatric disorder or trauma a sequence of visual stimuli, wherein each visual stimulus is presented at a random position in the sequence and is comprised of competing images with characteristics, that are selected according to said neuropsychiatric disorder or trauma, where said competing images have different scores on scales that quantify said selected characteristics, and are presented simultaneously to the individual with said neuropsychiatric disorder or trauma; and wherein said visual stimuli do not influence said neuropsychiatric disorder or trauma:(b) measuring the point-of-gaze of said individual on the visual stimuli and calculating statistical measures that describes the visual scanning behaviour of the individual on images or portions of images with the selected characteristics;(c) making a determination of biases in the visual scanning behaviour of the individual, by comparing the statistical measures of the individual in step (b) to the statistical measures of controls; and(d) wherein the statistical measures that describe the visual scanning behaviour of the individual in step (b) are normalized by subtracting the contributions of at least one parameter that is different from the selected characteristics and affect the statistical measures that describe the visual scanning behaviour of that individual. 2. The method of claim 1 wherein said disorder is major depression disorder, eating disorder, anxiety disorder, bipolar disorder, obsessive-compulsive disorder, schizophrenia, drug addiction, attention deficit disorder, attention deficit hyperactivity disorder, Alzheimer's disease, apathy, dementia, a learning disorder, or post traumatic syndromes. 3. The method of claim 1 wherein said method is a method of determining the efficacy of treatment of the disorder, where treatment of the disorder includes drug treatment, cognitive behaviour therapy and specialized treatment programs offered by psychiatrists or hospitals for neurological disorders. 4. The method of claim 1 wherein said method is a method of detecting an individual who suffers trauma to the brain and might develop symptoms similar to those observed in said individual with the neuropsychiatric disorder, wherein said trauma includes mild traumatic brain injury, traumatic brain injury or stroke. 5. The method of clai... | - | A61B005/00 A61B005/11 A61B005/16
US20140135634 | A1 | 2014-05-15 | NONINVASIVE METHOD AND APPARATUS TO MEASURE CENTRAL BLOOD PRESSURE USING EXTRINSIC PERTURBATION | 2012-11-14 | Method to obtain continuous recording of the central arterial blood pressure waveform noninvasively utilizes dual (distal occlusion and proximal) brachial artery occlusion cuffs and dual external osculation. The distal arterial occlusion cuff eliminates venous stasis artifact and flow related gradient from aorta to the brachial artery. The proximal cuff measures, and delivers, dual external oscillation. The dual external oscillation allows measurement of the arterial compliance at a multitude of transmural pressure values during each cardiac cycle. Transmural pressure/arterial compliance and arterial pressure curves are subsequently reconstructed using dual external oscillation. The curves consist of two parts, rapid and slow parts, both at the frequency higher than the arterial pulse. | 1. A non-invasive method for measuring central arterial blood pressure in a patient under test, comprising the steps off: fixing an inflatable cuff to the patient at a measurement site;occluding blood flow distal the inflatable cuff to eliminate flow related gradient and to eliminate venous artifact from the distal venous stasis;applying a variable external pressure to the measurement site using the inflatable cuff;registering blood vessel or tissue containing blood vessel response to the applied variable external pressure (blood volume in the vessel or parameter that reflects blood volume in the vessel);detecting points of maximal blood vessel response which coincide with maximal arterial compliance at zero transmural pressure; anddetermining blood pressure in the measurement site from the steps of applying, registering, and detecting. 2. The non-invasive method for measuring central arterial blood pressure as set forth in claim 1, wherein the step of applying includes applying a slowly changing extrinsic pressure over time to realize a slowly changing transmural pressure over time. 3. The non-invasive method for measuring central arterial blood pressure as set forth in claim 1, wherein the step of applying includes applying a first oscillatory pressure signal at a frequency that is greater that the heartbeat. 4. The non-invasive method for measuring central arterial blood pressure as set forth in claim 3, wherein the step of applying further includes applying a second oscillatory pressure signal at a frequency that is at least twice that of the first oscillatory pressure signal. 5. The non-invasive method for measuring central arterial blood pressure as set forth in claim 3, wherein the step of determining includes calculating transmural pressure at each peak of the second oscillatory pressure signal. 6. The non-invasive method for measuring central arterial blood pressure as set forth in claim 1, wherein the central arterial blood pressure is equal to the extrinsic pressure minus the transmural pressure, wherein maximum compliance is at 0 TM pressure and wherein maximum volume change for the same pressure change is maximum compliance. 7. The non-invasive method for measuring central arterial blood pressure as set forth in claim 1, wherein the step of registering blood vessel or tissue containing blood vessel response to the applied variable external pressure includes detecting blood volume or detecting a parameter that reflects blood volume. 8. A method of measuring central blood pressure as recited in claim 1, wherein the step of registering includes using the inflatable cuff to detect cuff pressure oscillation and/or cuff pressure compliance. 9. A method of measuring central blood pressure as recited in claim 1, wherein the step of registering includes registering different forms of plethysmogram (photo, impedance, strain-gauge). 10. A method of measuring central blood pressure as recited in claim 1, wherein the step of registering ... | - | A61B005/022 A61B005/00 A61B005/02 A61B005/026 A61B005/0295
US20140121497 | A1 | 2014-05-01 | RADIOFREQUENCY COMPATIBLE AND X-RAY TRANSLUCENT CARBON FIBER AND HYBRID CARBON FIBER STRUCTURES | 2014-01-08 | The present disclosure provides a structure constructed of carbon fiber that is compatible with Magnetic Resonance imaging and other radiofrequency technologies. The structure includes carbon fiber elements as well as insulating elements that are substantially x-ray translucent (radiolucent). These elements are arranged in such a way that the structure can be used in modalities such as Magnetic Resonance imaging where carbon fibers typically cannot be used due to image distortion and localized heating. At the same time, the structures are designed to maintain radiolucency that is significantly homogeneous. | 1. A structure comprising (i) at least two electrically conductive lamina having carbon fibers embedded in a non-conductive matrix, wherein each conductive lamina has an axis perpendicular to the plane of the lamina, and(ii) at least one insulating lamina having an axis perpendicular to the plane of the lamina, wherein the conductive lamina are separated by the insulating lamina along the axis perpendicular to the plane of the lamina, wherein the structure is x-ray translucent and does not significantly affect magnetic resonance imaging, x-ray based imaging or other radiofrequency dependent applications. 2. The structure of claim 1 wherein the non-conductive matrix comprises epoxy, polyester, vinylester, or ceramic. 3. The structure of claim 1 wherein the insulating lamina comprises aramid, ultra-high-molecular-weight polyethylene or fiberglass. 4. The structure of claim 1, wherein the x-ray based imaging comprises RF Localization, radiation therapy treatment or diagnostic imaging. 5. A structure comprising (i) at least two electrically conductive lamina having carbon fiber elements embedded in a non-conductive matrix and insulating elements, wherein each conductive lamina has an axis perpendicular to the plane of the lamina and a zero degree in plane axis and a ninety degree in plane axis, wherein the carbon fiber elements are separated by the insulating elements along at least one of the zero degree axis and the ninety degree axis, and(ii) at least one insulating lamina having an axis perpendicular to the plane of the lamina, wherein the conductive lamina are separated by the insulating lamina along the axis perpendicular to the plane of the lamina, wherein the structure is homogeneously x-ray translucent and does not significantly affect magnetic resonance imaging, x-ray based imaging or other radiofrequency dependent applications. 6. The structure of claim 5, wherein the insulating elements in each conductive lamina are off-set from each other in at least one of the zero degree axis and the ninety degree axis such that there are an equal number of insulating elements through the axis perpendicular to the plane of the lamina. 7. The structure of claim 5 wherein the non-conductive matrix comprises epoxy, polyester, vinylester, or ceramic. 8. The structure of claim 5 wherein the insulating lamina comprises aramid, ultra-high-molecular-weight polyethylene or fiberglass. 9. The structure of claim 5, wherein the x-ray based imaging comprises RF Localization, radiation therapy treatment or diagnostic imaging. 10. A patient positioning device comprising a core, a top face and a bottom face, wherein at least the top or bottom face includes a structure of claim 1. 11. A support beam comprising a top, a bottom, a first side, a second side and a longitudinal axis, wherein at least the top or bottom includes a structure of claim 1, and wherein at least one of the sides includes a structure of claim 1. 12. A method of preparing a patient positio... | Qfix Systems, LLC | A61B005/055
US20140121635 | A1 | 2014-05-01 | Variable Rate Closed Loop Control and Methods | 2014-01-03 | Methods, system and devices for monitoring a closed loop control operation including signal levels received from an analyte sensor at a predetermined frequency, determining a variation in the monitored analyte level, determining a medication delivery rate adjustment frequency to deliver a medication based on the determined variation in the monitored analyte level, and adjusting the closed loop control operation to modify the medication delivery rate frequency are provided. | 1. A method, comprising: determining periodically at a first medication delivery rate adjustment frequency whether to adjust a medication delivery rate;modifying the first medication delivery rate adjustment frequency to a second medication delivery rate adjustment frequency based on a variation in a monitored analyte level; anddetermining periodically at the second medication delivery rate adjustment frequency whether to adjust the medication delivery rate; wherein the modification to the first medication delivery rate adjustment frequency is performed dynamically based in part on the variation in the monitored analyte level. 2. The method of claim 1, further including monitoring a closed loop control operation including monitoring the analyte level at a predetermined frequency. 3. The method of claim 2, wherein the predetermined frequency associated with monitoring the analyte level is greater than both the first medication delivery rate adjustment frequency and the second medication delivery rate adjustment frequency. 4. The method of claim 1, wherein the modification to the first medication delivery rate adjustment frequency is based on one or more of an anticipated carbohydrate intake, an anticipated exercise event, or an anticipated change in a physiological condition. 5. The method of claim 1, wherein the modification to the first medication delivery rate adjustment frequency is performed to minimize a power consumption level associated with medication delivery. 6. The method of claim 1, wherein a medication delivered at the medication delivery rate includes one or more of insulin or glucagon. 7. The method of claim 1, wherein the variation in the monitored analyte level is associated with a carbohydrate intake event. 8. The method of claim 1, wherein the modification of the first medication delivery rate adjustment frequency to the second medication delivery rate adjustment frequency is based on a rate of change of the monitored analyte level. 9. The method of claim 1, wherein the second medication delivery rate adjustment frequency corresponds to the predetermined frequency when the variation in the monitored analyte level exceeds a predetermined threshold. 10. The method of claim 1, wherein the modification of the first medication delivery rate adjustment frequency to the second medication delivery rate adjustment frequency is based on the monitored analyte level. 11. The method of claim 1, wherein when the variation in the monitored analyte level is within a threshold level, the medication delivery rate is not adjusted at the first medication delivery rate adjustment frequency such that the second medication delivery rate adjustment frequency is the same as the first medication delivery rate adjustment frequency. 12. The method of claim 1, wherein the analyte level is monitored with an analyte sensor. 13. The method of claim 12, wherein the analyte sensor comprises a plurality of electrodes including a working electrode, wh... | Abbott Diabetes Care Inc. | A61B005/00 A61B005/1486 A61M005/172
US20140135609 | A1 | 2014-05-15 | METHODS AND DEVICES FOR PROVIDING INFORMATION USEFUL IN THE DIAGNOSIS OF ABNORMALITIES OF THE GASTROINTESTINAL TRACT | 2012-01-19 | Disclosed are methods useful for providing information useful in the diagnosis of gastrointestinal abnormalities as well as ingestible devices useful for providing information useful in the diagnosis of gastrointestinal abnormalities. | 1. An ingestible device useful for providing information useful for the diagnosis of gastrointestinal abnormalities, comprising: a) an ingestible casing having a device axis, a body section, a distal end and a proximal end;b) inside said casing, an illuminator configured to project light radially outwards through an illuminator window of said casing substantially simultaneously in a substantially 360° circumferential section around said device axis; andc) inside said casing, at least one light-detection assembly configured to determine the total intensity of at least one specified wavelength of light projected by said illuminator and passing through an associated detector window substantially simultaneously in a substantially 360° circumferential section around said device axis, after reflection from a substantially 360° circumferential section of a gastrointestinal tract, without acquiring an image. 2. The device of claim 1, at least one said light-detection assembly and associated said detector window comprising at least one wavelength filter configured to pass only light having a said specified wavelength of light. 3. The device of claim 1, comprising a single said light-detection assembly. 4. The device of claim 1, comprising at least two said light detection assemblies. 5. The device of claim 1, to wherein at least one said light-detection assembly is configured to determine the intensity of one said specified wavelength of light. 6. The device of claim 1, wherein at least one said light-detection assembly is configured to determine the intensity of at least two said specified wavelengths of light. 7. The device of claim 1, wherein said device is configured to determine the intensity of at least two specified wavelengths of light each at a substantially different location in the device. 8. The device of claim 1, wherein said device is configured to determine the intensity of at least two specified wavelengths of light each with a substantially different light-detection assembly. 9. A method for providing information useful for the diagnosis of gastrointestinal abnormalities, comprising: a) illuminating an area of an in vivo gastrointestinal tract of a living mammal with light, wherein said illuminating is outwards from inside the gastrointestinal tract lumen;b) without acquiring an image of said area, determining the total intensity of at least one specified wavelength of light after said light is reflected from said area of said gastrointestinal tract; andc) providing information related to said intensity of light indicative of a potential gastrointestinal abnormality in said area, wherein said area is constitutes a 360° circumferential section of said gastrointestinal tract 10. The method of claim 9, wherein said reflected light is substantially diffusely reflected light. 11. The method of claim 9, wherein said information provided is a comparison of at least two respective said intensities of at least two different specified wav... | TEL HASHOMER MEDICAL RESEARCH INFRASTRUCTURE AND SERVICES LTD. | A61B005/00
US20140142416 | A1 | 2014-05-22 | SYSTEM AND METHOD FOR DIAGNOSING A FLUID STATUS OF A PATIENT | 2013-09-26 | A system and method for diagnosing a fluid status of a patient includes non-invasively determining a left ventricular pressure of blood within a left ventricle of a heart of the patient. The left ventricular pressure is compared to a predefined pressure value to diagnose the fluid status. | 1. A method of diagnosing a fluid status of a patient, the method comprising: non-invasively determining a left ventricular pressure of blood within a left ventricle of a heart of the patient by non-invasively measuring a plurality of cardiac parameters of the patient, including a stroke volume of the left ventricle, a mitral valve area, and a left ventricular diastolic filling time; andcomparing the left ventricular pressure to a predefined pressure value to diagnose the fluid status. 2-5. (canceled) 6. The method according to claim 1, wherein the cardiac parameters are measured using one of an echocardiogram apparatus, a magnetic resonance imaging (MRI) apparatus, and a computer aided tomography (CAT) apparatus. 7. A method of diagnosing a fluid status of a patient, the method comprising: non-invasively determining a left ventricular pressure of blood within a left ventricle of a heart of the patient by non-invasively measuring a plurality of cardiac parameters of the patient, including a stroke volume of the left ventricle, a mitral valve area, and a left ventricular diastolic filling time;calculating a left ventricular end-diastolic pressure using a formula:LVEDP=36ρ(SVAmitral(ΔtD))2,where LVEDP is the left ventricular end-diastolic pressure, ρ is a density of blood; SV is the stroke volume, Amitral is the mitral valve area, and ΔtD is the left ventricular diastolic filling time; andcomparing the left ventricular pressure to a predefined pressure value to diagnose the fluid status. 8. A method of diagnosing a fluid status of a patient, the method comprising: non-invasively determining a left ventricular pressure of blood within a left ventricle of a heart of the patient by non-invasively measuring a plurality of cardiac parameters of the patient, including a stroke volume of the left ventricle, a mitral valve area, a maximum velocity of blood entering the left ventricle, and a left ventricular diastolic filling time;calculating a left ventricular end-diastolic pressure using a formula:LVEDP=3πρ(SV)vmaxAmitralΔtD,where LVEDP is the left ventricular end-diastolic pressure, ρ is a density of blood; SV is the stroke volume, vmax is the maximum velocity of blood, Amitral is the mitral valve area, and ΔtD is the left ventricular diastolic filling time; andcomparing the left ventricular pressure to a predefined pressure value to diagnose the fluid status. 9. A method of diagnosing a fluid status of a patient, the method comprising: non-invasively determining a left ventricular pressure of blood within a left ventricle of a heart of the patient by non-invasively measuring a plurality of cardiac parameters, including a volume of the left ventricle, a velocity of blood entering the left ventricle, and a mitral valve area;monitoring a change in velocity of the blood entering the left ventricle over time;calculating the left ventricular pressure using a formula:LVP=ρVAmitralvt+ρv2,where LVP is the left ventr... | - | A61B005/021 A61B005/026 A61B005/00 A61B006/03 A61B006/00 A61B008/04 A61B008/06
US09089294 | B2 | 2015-07-28 | Analyte measurement device with a single shot actuator | 2014-01-16 | An analyte and detecting apparatus includes a housing, an access door and a front end aperture. A module is positionable in the housing. A penetrating member is positioned in the module and upon launch passes through the front end aperture. An analyte sensor is positioned in the module. A penetrating member driver is configured to be coupled to the penetrating member. A mechanism is included that moves an arm coupled to the penetrating member driver into a launch position and allows motion of the penetrating member driver. | 1. An analyte detecting apparatus, comprising: a housing with an access door and a front end aperture;a module positionable in the housing;a protective seal at an end of the module;a penetrating member positioned in the module and upon launch passes through the front end aperture;an analyte sensor positioned in the module;a penetrating member driver configured to be coupled to the penetrating member;wherein upon a first further closure of the access door the module is swept past a cutting mechanism that removes the protective seal from the end of the module and exposes a sensor port for use. 2. An analyte detecting apparatus, comprising: a housing with an access door and a front end aperture;a module positionable in the housing;a protective seal at an end of the module;a penetrating member positioned in the module and upon launch passes through the front end aperture;an analyte sensor positioned in the module;a penetrating member driver configured to be coupled to the penetrating member;wherein upon a first further closure of the access door the module is swept past a cutting mechanism that removes the protective seal from the end of the module and exposes a sensor port for use, andupon the first further closure of the access door the module is swept past a cutting mechanism that removes the protective seal from the end of the module. 3. The apparatus of claim 2, wherein upon a second further closure of the access door the module is forced over a shield structure that pierces a seal over the penetrating member. 4. The apparatus of claim 2, wherein application of pressure from a finger on the front end aperture begins a first sequence of the penetrating member. 5. The apparatus of claim 2, further comprising: a display positioned at an exterior of the housing that displays a reading associated with analyte measurement. 6. The apparatus of claim 2, wherein the module is an injection molded plastic body that cradles the penetrating member and holds the analyte sensor. 7. The apparatus of claim 2, further comprising: a penetrating member engagement member that engages the penetrating member to the penetrating member driver. 8. The apparatus of claim 2, further comprising: a spring that is compressed as the access door closes. 9. The apparatus of claim 8, further comprising: a switch that indicates when the module is fully seated and the penetrating member is gripped and ready to launch. 10. The apparatus of claim 9, wherein when the access door is released, the spring lifts the module and allows free motion of the penetrating member engagement member during a penetrating member actuation sequence. 11. The apparatus of claim 2, further comprising: an activation element positioned at an exterior of the housing and configured to be coupled with a sweeper arm. 12. An analyte detecting apparatus, comprising: a housing with an access door and a front end aperture;a module positionable in the housing;a protective seal at an end of the module;a pe... | Sanofi-Aventis Deutschland GmbH | A61B005/00 A61B005/151
US09173606 | B2 | 2015-11-03 | Polymer membranes for continuous analyte sensors | 2014-01-30 | Devices and methods are described for providing continuous measurement of an analyte concentration. In some embodiments, the device has a sensing mechanism and a sensing membrane that includes at least one surface-active group-containing polymer and that is located over the sensing mechanism. The sensing membrane may have a bioprotective layer configured to substantially block the effect and/or influence of non-constant noise-causing species. | 1. A system for measurement of an analyte concentration, the system comprising: an implantable sensor comprising a sensing region configured to continuously produce in vivo sensor data indicative of an analyte concentration in a host, wherein the sensor further comprises a membrane located over the sensing region, wherein the membrane comprises a layer configured to reduce a flux of the analyte therethrough, wherein the layer comprises a material that is a polymer produced by a reaction of an isocyanate;a processor configured to process sensor data; anda user interface configured to display information corresponding to continuous sensor data;wherein the sensor is configured to provide, at analyte concentrations of from 40 mg/dL to 400 mg/dL, a level of accuracy corresponding to a mean absolute relative difference of less than 10% over a sensor session length of from 3 to 7 days, wherein one or more reference measurements used to calculate the mean absolute relative difference are determined by analysis of blood. 2. The system of claim 1, wherein the membrane comprises a layer configured to reduce a flux of the analyte. 3. The system of claim 2, wherein the layer comprises a polymer comprising polyurethane, polyurethane, polyurethaneurea, or a combination thereof. 4. The system of claim 3, wherein the polymer further comprises a silicone segment. 5. The system of claim 2, wherein the layer comprises a hydrophobic portion and a hydrophilic portion. 6. The system of claim 1, wherein the sensor is configured to provide, an analyte concentrations of from 40 mg/dL to 80 mg/dL, a level of accuracy corresponding to a mean absolute relative difference of from 6% to 9.6% over the sensor session length, wherein one or more reference measurements used to calculate the mean absolute relative difference are determined by analysis of blood. 7. The system of claim 1, wherein the membrane comprises an enzyme configured to react with the analyte. 8. A system for measurement of an analyte concentration, the system comprising: an implantable sensor comprising a sensing region configured to continuously produce in vivo sensor data indicative of an analyte concentration in a host, wherein the sensor further comprises a membrane located over the sensing region, wherein the membrane comprises a layer configured to reduce a flux of the analyte therethrough, wherein the layer comprises a material that is a polymer produced by a reaction of an isocyanate;a processor configured to process sensor data; anda user interface configured to display information corresponding to continuous sensor data;wherein the sensor is configured to provide, at analyte concentrations of from 40 mg/dL to 400 mg/dL, a level of accuracy corresponding to a mean absolute relative difference of from 6.8% to 9.6% over a sensor session length of from 3 to 7 days, wherein one or more reference measurements used to calculate the mean absolute relative difference are determined by analysis of blood... | DexCom, Inc. | A61B005/145 G01N027/40 A61B005/1468 A61B005/1473 A61B005/1486 C12Q001/00
US09173607 | B2 | 2015-11-03 | Polymer membranes for continuous analyte sensors | 2014-01-30 | Devices and methods are described for providing continuous measurement of an analyte concentration. In some embodiments, the device has a sensing mechanism and a sensing membrane that includes at least one surface-active group-containing polymer and that is located over the sensing mechanism. The sensing membrane may have a bioprotective layer configured to substantially block the effect and/or influence of non-constant noise-causing species. | 1. A device for continuous measurement of an analyte concentration, the device comprising: a sensing mechanism configured to continuously measure a signal associated with an analyte concentration in a host; anda membrane located over the sensing mechanism;wherein the device is configured to provide, at analyte concentrations of from about 40 mg/dL to about 80 mg/dL, a level of accuracy of a mean absolute relative difference of no more than about 10% over a sensor session of at least about 3 days, wherein one or more reference measurements associated with calculation of the mean absolute relative difference are determined by analysis of blood; andwherein the device is configured to provide, at analyte concentrations of from about 40 mg/dL to about 400 mg/dL, a level of accuracy of a mean absolute relative difference of no more than about 10% over the sensor session, wherein one or more reference measurements associated with calculation of the mean absolute relative difference are determined by analysis of blood. 2. The device of claim 1, wherein the membrane comprises an enzyme configured to react with the analyte. 3. The device of claim 1, wherein the membrane comprises a polyurethane and a hydrophilic portion. 4. The device of claim 1, wherein the membrane comprises a copolymer comprising a fluorocarbon segment. 5. The device of claim 1, wherein the membrane comprises a copolymer comprising a silicone segment. 6. The device of claim 1, wherein the membrane comprises a copolymer comprising a polycarbonate segment. 7. A device for continuous measurement of an analyte concentration, the device comprising: a sensing mechanism configured to continuously measure a signal associated with an analyte concentration in a host; anda membrane located over the sensing mechanism;wherein, over a sensor session of at least about 3 days, the device is configured to: provide a level of accuracy corresponding to a first mean absolute relative difference value at analyte concentrations of from about 40 mg/dL to about 80 mg/dL, wherein one or more reference measurements associated with calculation of the first mean absolute relative difference are determined by analysis of blood; andprovide a level of accuracy corresponding to a second mean absolute relative difference value at analyte concentrations of from about 40 mg/dL to about 400 mg/dL, wherein one or more reference measurements associated with calculation of the second mean absolute relative difference are determined by analysis of blood; andwherein the first mean absolute relative difference value is less than or about equal to the second mean absolute relative difference value. 8. The device of claim 7, wherein the membrane comprises an enzyme configured to react with the analyte. 9. The device of claim 7, wherein the membrane comprises a polyurethane and a hydrophilic portion. 10. The device of claim 7, wherein the membrane comprises a copolymer comprising a fluorocarbon segment. 11. The device of... | DexCom, Inc. | A61B005/145 G01N027/40 A61B005/1468 A61B005/1473 A61B005/1486 C12Q001/00
US08842289 | B2 | 2014-09-23 | Interferometric biometric sensing apparatus including adjustable coupling and associated methods | 2014-01-13 | A biological sensing apparatus comprises an excitation source configured to induce waves in a biological target, and an optical waveguide interferometer configured to sense the induced waves in the biological target. The optical waveguide interferometer comprises a probe segment having a probe segment end, and an adjustable coupler configured to permit setting a gap between the probe segment end and the biological target. A controller is coupled to the adjustable coupler and configured to set the gap between the probe segment end and the biological target. | 1. A biological sensing apparatus comprising: an excitation source configured to induce waves in a biological target; andan optical waveguide interferometer configured to sense the induced waves in the biological target and comprising a probe segment having a probe segment end,an adjustable coupler configured to permit setting a gap between the probe segment end and the biological target,a photodetector, anda controller coupled to said adjustable coupler and said photodetector, and configured to set the gap between the probe segment end and the biological target, andgenerate biological target data based upon the sensed induced waves. 2. The biological sensing apparatus of claim 1, wherein said controller generates the biological target data to represent at least one of a thickness and a density of the biological target. 3. The biological sensing apparatus of claim 1, wherein said optical waveguide interferometer further comprises: a laser source; andan optical coupler operatively connecting said laser source, said photodetector, and said probe segment. 4. The biological sensing apparatus of claim 1, wherein said adjustable coupler comprises a piezoelectric body. 5. The biological sensing apparatus of claim 1, wherein said adjustable coupler comprises a sleeve surrounding said probe segment end, and at least one of a heating source and a cooling source associated therewith. 6. The biological sensing apparatus of claim 5, wherein said heating source comprises a laser heating source. 7. The biological sensing apparatus of claim 1, wherein said adjustable coupler comprises a sleeve surrounding said probe segment end and a biasing member configured to urge said sleeve in contact with the biological target. 8. The biological sensing apparatus of claim 1, wherein said probe end comprises an optical fiber with an angled endface. 9. The biological sensing apparatus of claim 1, wherein said excitation source comprises at least one pulsed laser. 10. A biological sensing apparatus comprising: a coherent excitation source configured to induce waves in a biological target; andan optical waveguide interferometer configured to sense the induced waves in the biological target and comprising a laser source,a probe segment having a probe segment end,an adjustable coupler configured to permit setting a gap between the probe segment end and the biological target,a controller coupled to said adjustable coupler and configured to set the gap between the probe segment end and the biological target,a photodetector coupled to said controller, andan optical coupler operatively connecting said laser source, said photodetector, and said probe segment,said controller also configured to generate biological target data based upon the sensed induced waves. 11. The biological sensing apparatus of claim 10, wherein said controller generates the biological target data to represent at least one of a thickness and a density of the biological target. 12. The biological sensi... | Harris Corporation | G01B009/02 G01B011/02 G01B011/06 G01N029/24 A61B005/00 G01H009/00
US09125565 | B2 | 2015-09-08 | Cardiac tissue elasticity sensing | 2014-01-03 | A system and method are provided for assessing the compliance of internal patient tissue for purposes of catheter guidance and/or ablation procedures. Specifically, the system/method provides for probing internal patient tissue in order to obtain force and/or tissue displacement measurements. These measurements are utilized to generate an indication of tissue elasticity. In one exemplary embodiment, the indication of elasticity is correlated with an image of the internal tissue area and an output of this image including elasticity indications is displayed for a user. | 1. A medical system comprising: a catheter configured for disposition to an internal tissue location, said catheter including: a distal portion having an ablation electrode;a contact surface; anda force sensor adapted to measure a force exerted on said contact surface;a measurement device operative to measure force outputs from said force sensor;a catheter displacement sensor associated with said catheter and being operative to generate movement outputs indicative of movement of said catheter relative to a reference position; anda tissue elasticity assessment module configured to generate an indication of elasticity for tissue contacted by said contact surface based on said movement outputs and said force outputs of said force sensor. 2. The system of claim 1, further comprising: a positioning system operative to measure responses of said catheter displacement sensor to an applied signal, wherein said responses comprise said movement outputs. 3. The system of claim 1, wherein said catheter displacement sensor is disposed in or on said catheter. 4. The system of claim 1, wherein said catheter displacement sensor comprises one or more electrodes disposed in or on said catheter. 5. The system of claim 1, further comprising: a signal generator adapted to provide power to said ablation electrode, wherein a level of said power is selected based at least in part on said indication of elasticity. 6. The system of claim 1, further comprising: a sheath having an internal lumen, wherein said catheter extends through a distal end of said sheath to the internal tissue location, wherein said catheter displacement sensor is operative generate said movement outputs in response to movement of said catheter relative said distal end of said sheath. 7. The system of claim 1, further comprising: a robotic actuator adapted to controllably move said catheter, wherein said catheter displacement measurement sensor is operative to generate said movement outputs in response to displacement of said robotic actuator. 8. The system of claim 1, wherein said tissue elasticity assessment module is configured to correlate said force outputs of said force sensor and said movement outputs with predetermined tissue elasticity values. 9. The system of claim 1, wherein at least a portion of said ablation electrode forms said contact surface and said tissue elasticity assessment module is operative to identify a change of a measured impedance value of said ablation electrode as an initial contact between said contact surface and the tissue contacted by said contact surface, wherein a position of said catheter at said initial contact defines said reference position. 10. The system of claim 1, wherein said tissue elasticity assessment module is operative to generate a warning output upon said indication of tissue elasticity exceeding a predetermined value. 11. The system of claim 1, wherein said tissue elasticity assessment module receives: first and second force outputs from s... | St. Jude Medical, Atrial Fibrillation Division, Inc. | A61B005/103 A61B005/02 A61B005/00 A61B018/12 A61B018/14 A61B019/00
US09526420 | B2 | 2016-12-27 | Management, control and communication with sensors | 2013-10-24 | A voice call is established using a computing device. A user is instructed to prepare a first device for pairing with the computing device and a server may instruct the computing device to scan for additional devices. The server may identify a first device from a list of devices and may instruct the computing device to pair with the first device. | 1. A method comprising: initiating a voice call with a remote operator in a call center;receiving instructions from the remote operator for a user to prepare a first device for pairing with a wearable device;receiving a first user input at the first device indicating a pairing request for the wearable device;after receiving the first user input, requesting, by a server, a list of one or more devices that are available for communication with the wearable device;receiving, at the server, the list of the one or more devices available for communication with the wearable device;receiving, at the server, a second user input identifying the first device from the list of one or more devices, wherein the first device comprises a health sensor; andtransmitting, from the server to the wearable device and in response to the second user input identifying the first device, one or more instructions for use by the wearable device in pairing the health sensor with the wearable device. 2. The method of claim 1, wherein requesting the list of one or more devices comprises: transmitting a first instruction to the wearable device to activate a first communication interface, wherein the first communication interface is to be used by the wearable device to communicate with the health sensor; andtransmitting a second instruction to the wearable device to perform a scan for the one or more devices. 3. The method of claim 1, wherein the second user input comprise an identifier for the health sensor. 4. The method of claim 3, further comprising: obtaining the one or more instructions based on the identifier. 5. The method of claim 1, further comprising: receiving data from the health sensor, wherein the data is forwarded from the health sensor via the wearable device; andprocessing the data received from the health sensor, wherein the data comprises health data of a user of the wearable device. 6. The method of claim 1, further comprising: receiving a confirmation from the wearable device, the confirmation indicating that the wearable device has successfully paired with the health sensor. 7. The method of claim 1, wherein the first user input is received based on the received instructions from the remote operator to prepare the first device for pairing with the wearable device. 8. The method of claim 7, wherein the wearable device comprises a second communication interface and wherein the voice call is established using the second communication interface. 9. An apparatus comprising: a memory to store data; anda processing device coupled to the memory, the processing device configured to: receive a request for a list of one or more devices, wherein the one or more devices are available for data communication with the apparatus;scan for available devices using a first communication interface, and prepare the list of one or more devices based on the scan result;transmit the list of one or more devices to a server using a second communication interface;receive, from th... | Nortek Security & Control LLC | G08C019/16 G06F017/30 G06F003/00 G06Q010/00 A61B005/00 G08C017/02 H04Q009/00 A61B005/0205 A61B005/11 G08C017/00
US09375172 | B2 | 2016-06-28 | Apparatus for substance detection | 2012-10-31 | A sensing apparatus for detecting light of first and second fluorescent wavelength bands has a light source to generate an excitation wavelength to a first collimator element. A dichroic multiplexer has a first coated surface oblique to the optical axis and treated to transmit the excitation wavelength and to reflect the second fluorescent wavelength band and a second coated surface treated to transmit the excitation wavelength and the second fluorescent wavelength band and to reflect the first fluorescent wavelength band. A focusing element focuses the excitation light toward a light guide and directs collimated light of the first and second fluorescent wavelength bands from the light guide to the dichroic multiplexer. A first detector element is in the path of reflected light of the first fluorescent wavelength band and a second detector element is in the path of reflected light of the second fluorescent wavelength band. | 1. A sensing apparatus for detecting light of a first fluorescent wavelength band and light of a second fluorescent wavelength band from a sample, the apparatus comprising: a light source energizable to generate a light of an excitation wavelength and disposed along an optical axis in a first focal region of a first collimator element;a dichroic multiplexer formed on a transparent substrate and comprising: (i) a first coated surface oblique to the optical axis and treated to transmit light of the excitation wavelength and to reflect light of at least the second fluorescent wavelength band;(ii) a second coated surface spaced apart from the first coated surface and treated to transmit light of the excitation wavelength and of the second fluorescent wavelength band and to reflect light of the first fluorescent wavelength band;a focusing element disposed to focus the light of the excitation wavelength toward a light guide and to direct collimated light of the first fluorescent wavelength band and collimated light of the second fluorescent wavelength band from the light guide to the dichroic multiplexer;a first detector element in the path of reflected light of the first fluorescent wavelength band from the second coated surface;anda second detector element in the path of reflected light of the second fluorescent wavelength band from the first coated surface. 2. The sensing apparatus of claim 1 wherein the first and second coated surfaces are parallel to each other. 3. The sensing apparatus of claim 1 wherein the first and second coated surfaces are obliquely disposed with respect to each other. 4. The sensing apparatus of claim 1 wherein the transparent substrate is fused silica. 5. The sensing apparatus of claim 1 wherein the light source is a solid-state light source. 6. The sensing apparatus of claim 1 wherein one or more of the focusing element or the first collimator is a ball lens. 7. The sensing apparatus of claim 1 wherein the light guide comprises an optical fiber. 8. The sensing apparatus of claim 1 further comprising a baffle between the path of reflected light of the first fluorescent wavelength band and reflected light of the second fluorescent wavelength band. 9. The sensing apparatus of claim 1 wherein the first collimator element is taken from the group consisting of an aspheric lens, a ball lens, a gradient index lens, and a concave mirror. 10. The sensing apparatus of claim 1 further comprising a first focusing lens in the path of reflected light of the first fluorescent wavelength band. 11. The sensing apparatus of claim 10 wherein the first focusing lens comprises a reflective surface. 12. The sensing apparatus of claim 1 wherein one or more of the focusing element or the first collimator element further comprise a reflective surface for folding the optical axis. 13. A glucose level sensing apparatus comprising: a light source energizable to generate a light of an excitation wavelength and disposed along an optical axi... | Corning Incorporated | A61B005/1455 G01N021/64 A61B005/145 G01J003/44 G01J003/02
US09445753 | B2 | 2016-09-20 | Method and apparatus for calculating amount of exercise performed | 2013-10-21 | A method of calculating an amount of exercise performed includes measuring noise based on a relative difference in displacement between a skin of a user and a sensor attached to the skin of the user, and determining a number of steps taken by the user based on the measured noise. | 1. A method of calculating an amount of exercise performed, the method comprising: measuring, using a processor, noise, from a sensor attached to a skin of a user, based on a relative difference in displacement between the skin of the user and the sensor, the sensor having an electrode; determining, using the processor, a number of steps taken by the user based on the measured noise; and calculating, using the processor, the amount of exercise performed based on the determined number of steps. 2. The method of claim 1, wherein the calculating of the amount of exercise performed by the user comprises calculating the amount of exercise of the user based on the determined number of steps and physiological information of the user. 3. The method of claim 2, wherein the calculating of the amount of exercise performed by the user comprises: calculating a speed at which exercise is performed by the user based on the determined number of steps, a stride length of the user, and a duration of exercise performed by the user; andcalculating the amount of exercise performed by the user based on the calculated speed at which exercise is performed by the user and a weight of the user. 4. The method of claim 1, wherein the calculating of the amount of exercise performed by the user comprises calculating the amount of exercise performed by the user using a lookup table (LUT) indicating a relationship between a number of steps taken and an amount of exercise performed, and the determined number of steps. 5. The method of claim 1, wherein the amount of exercise performed by the user comprises any one or any combination of a number of steps taken over a duration of exercise performed by the user, an amount of energy consumed over the duration of the exercise, and an amount of oxygen consumed over the duration of the exercise. 6. The method of claim 1, wherein the measuring of the noise comprises measuring noise by detecting, from the sensor, a half cell potential (HCP) and measuring potential changes in the HCP that represent the noise generated by the relative difference in displacement between the skin of the user and the sensor. 7. The method of claim 1, wherein the measuring of the noise comprises measuring noise by detecting, from the sensor, a change of impedance generated by the relative difference in displacement between the skin of the user and the sensor. 8. The method of claim 1, wherein the determining of the number of steps taken by the user comprises: converting the measured noise to a frequency domain; anddetermining the number of steps taken by the user based on the noise converted to the frequency domain. 9. The method of claim 8, wherein the determining of the number of steps taken by user comprises: identifying a frequency of noise having a greatest value from the noise converted to the frequency domain; anddetermining the number of steps taken by the user based on the identified frequency and a number of steps corresponding to a single cyc... | Samsung Electronics Co., Ltd. | A61B005/11 A61B005/00 A61B007/04 A61B005/053 A61B005/22 G01C022/00
US11191478 | B2 | 2021-12-07 | Methods for preventing and treating motor related neurological conditions | 2013-12-02 | Methods for preventing or treating motor-related neurological conditions include using ocular light therapy in connection with a conventional therapy for a motor-related neurological condition, such as a drug regimen, to adjust levels of melatonin and/or dopamine in the body of a subject. The ocular light therapy may include elevated levels of blue-green light or green light (e.g., light within a wavelength range of 460 nm to 570 nm, 490 nm to 570 nm, about 520 nm to 570 nm, etc.). The ocular light therapy may also include reduced levels of amber, orange and/or red light. Methods for diagnosing motor-related neurological conditions include ocular administration of increased amounts of amber, orange and/or red light to cause a subject to temporarily exhibit one or more symptoms of any motor-related neurological condition to which the subject is predisposed, or which the subject may already be experiencing. | 1. A method for addressing a motor-related neurological condition experienced by a subject, comprising: administering a course of ocular light therapy for the subject, including simultaneously administering, to at least one eye of the subject to reduce at least one symptom of the motor-related neurological condition:above ambient peaks of light having intensities that exceed intensities of corresponding peaks of ambient light in at the following ranges: a first above ambient peak of light in a blue-to-blue-green range of wavelengths of about 460 nm to about 520 nm and a second above ambient peak of light in a green range of wavelengths of above 520 nm to less than 540 nm; andbelow ambient or no light in a range of wavelengths of more than 570 nm to 750 nm. 2. The method of claim 1, wherein administering comprises administering the course of ocular light therapy at a different time of day than a drug therapy for the motor-related neurological condition is to be administered to the subject. 3. The method of claim 1, wherein administering comprises administering a course of ocular light therapy for the subject including a same spectral makeup of the ocular light therapy to the subject a plurality of times throughout each day. 4. The method of claim 2, wherein administering comprises administering a course of ocular light therapy for the subject including a plurality of time dependent spectral makeups of the ocular light therapy to the subj ect at a corresponding plurality of different times throughout the day, with each time dependent spectral makeup of the plurality of time dependent spectral makeups corresponding to at least one particular time during the day. 5. The method of claim 1, wherein administering comprises administering a course of ocular light therapy for the subject including ocular light therapy capable of stimulating a dopaminergic response in a brain of the subject. 6. The method of claim 1, further comprising: diagnosing the motor-related neurological condition, including ocularly exposing the subject to an isolated bandwidth of at least one of amber, orange and red light. 7. The method of claim 6, wherein ocularly exposing enhances at least one symptom of at least one motor-related neurological condition. 8. The method of claim 6, wherein ocularly exposing comprises administering at least one wavelength of light within a range of greater than 570 nm to about 750 nm to the subject. 9. The method of claim 6, wherein diagnosing includes ocularly exposing the subject to light in which wavelengths of greater than 570 nm to 750 nm have a greater collective intensity than a collective intensity of wavelengths from 460 nm to 570 nm. 10. The method of claim 1, further comprising: prescribing a drug therapy including a dosage of medication for treating the motor-related neurological condition; andadministering the drug therapy. 11. The method of claim 10, further comprising: after repeatedly administering the ocular light therapy... | PhotoPharmics, Inc. | A61B005/00 A61N005/06 A61M021/00 A61B005/11 A61B005/16 G06K009/00
US20140126685 | A1 | 2014-05-08 | ANGIOGRAPHIC EXAMINATION METHOD | 2013-08-30 | An angiographic examination method for examining an organ, vascular system or other regions of a patient is proposed. Projection images are acquired by an angiography system having an X-ray tube assembly and an X-ray image detector applied to ends of a C-arm, a patient table having a tabletop for carrying the patient, a system control unit, an imaging system and a monitor. Projection images are generated by rotational angiography from a plurality of projection angles. The projection images are subjected to a pre-processing of an FDK reconstruction, the result of which is filtered by a noise-reduction method. A predetermined number of dynamic, iterative reconstruction steps is carried out. Time attenuation curves are reconstructed, which are modeled with a weighted sum of linear basis functions. | 1. An angiographic examination method for examining a region of a patient body by an angiography system, wherein the angiography system comprises an X-ray tube assembly and an X-ray image detector being applied to ends of a C-arm, a patient table having a tabletop for carrying the patient, a system control unit, an imaging system and a monitor, the method comprising: generating projection images by the angiography system via rotational angiography from a plurality of projection angles in a projection space;reconstructing the projection images by an FDK reconstruction after a pre-processing to generate a 3D data set in a volume space; andfiltering the reconstructed projection images using a noise reduction method,wherein a predetermined number of dynamic iterative reconstruction steps are carried out, andwherein time attenuation curves are reconstructed that are modeled with a weighted sum of linear basis functions. 2. The angiographic examination method as claimed in claim 1, wherein the noise reduction method is based on bilateral filtering by using temporal maximum intensity projections of the time attenuation curves as a control image. 3. The angiographic examination method as claimed in claim 1, further comprising: subtracting anatomic structures in the projection images in the projection space,reconstructing the projection images by a sharp FDK reconstruction,bilateral filtering the reconstructed projection images with a control image,generating a vessel mask,initializing weight volumes,querying whether the predetermined number of dynamic iterative reconstruction steps has been reached,dynamically iterative the reconstructing step,bilateral filtering the reconstructed projection images with the control image, andending the iteration and reproducing the reconstructed projection images. 4. The angiographic examination method as claimed in claim 1, further comprising: pre-processing the projection images in the projection space,reconstructing the projection images by a sharp FDK reconstruction,generating a vessel mask in the volume space and the projection space,initializing weight volumes,bilateral filtering the reconstructed projection images with a control image,querying whether the predetermined number of dynamic iterative reconstruction steps has been reached,dynamically iterative the reconstructing step,bilateral filtering the reconstructed projection images with the control image, andending the iteration and reproducing the reconstructed projection images. 5. The angiographic examination method as claimed in claim 1, wherein the linear basis functions comprise linear spline basis functions. 6. The angiographic examination method as claimed in claim 1, wherein the reconstructing comprises an optimization strategy with a modified back projection step. | - | A61B005/00
US20140121535 | A1 | 2014-05-01 | CONNECTOR FOR USE WITH A PROSTATE MEASUREMENT SYSTEM | 2012-10-30 | Systems and methods are provided herein that generally involve measuring a prostate or other object. In some embodiments, a membrane can be sealed over a digit extension to form a closed volume. The closed volume can be inflated via an inflation tube, and a reference pattern can be disposed within the closed volume along with a measurement assembly. In use, a user can put on the glove, position the membrane in proximity to a rectal wall overlying a prostate, and inflate the membrane. As the user slides their finger across the rectal wall, optical fibers in the measurement assembly can move relative to a reference pattern, and a controller can sense light reflected through the fibers from the reference pattern. The controller can calculate or estimate various attributes of the prostate based on the reflected light, such as the palpable surface width or volume. | 1. A connector system, comprising: a first connector body having proximal and distal ends, the distal end defining a first mating interface,a first fluid lumen extending through the first connector body from an opening at the proximal end of the first connector body to an opening formed in the first mating interface, anda first set of optical fibers extending through the first connector body and terminating at the first mating interface;a second connector body having proximal and distal ends, the proximal end defining a second mating interface,a second fluid lumen extending through the second connector body from an opening formed in the second mating interface to an opening at the distal end of the second connector body, anda second set of optical fibers extending through the second connector body and terminating at the second mating interface; anda connector housing configured to maintain the first mating interface in alignment with the second mating interface such that the first set of optical fibers is in optical communication with the second set of optical fibers and the first fluid lumen is in fluid communication with the second fluid lumen. 2. The system of claim 1, wherein the connector housing is formed integrally with at least one of the first connector body and the second connector body. 3. The system of claim 1, wherein, when mated, the first fluid lumen and the second fluid lumen form a continuous fluid-tight passage having proximal and distal terminal ends. 4. The system of claim 3, wherein the first set of optical fibers enters the fluid-tight passage at a location other than the proximal and distal terminal ends. 5. The system of claim 1, wherein the first set of optical fibers extends through less than an entire length of the first fluid lumen. 6. The system of claim 1, wherein the second set of optical fibers extends through the second fluid lumen and through a tube coupled to the distal end of the second connector body. 7. The system of claim 1, wherein the first set of optical fibers extends from the proximal end of the first connector body into an interior of the first fluid lumen. 8. The system of claim 1, further comprising a first key coupled to the first connector body and configured to cooperate with a corresponding recess formed in the connector housing such that the first connector body can only be inserted into the connector housing in one orientation. 9. The system of claim 1, further comprising a first strain relief overmold disposable over the first connector body and a second strain relief overmold disposable over the second connector body. 10. An examination system, comprising: a glove having a digit extension;a membrane disposed over at least a portion of the digit extension, the membrane and the digit extension forming a closed volume therebetween;an inflation tube extending into the closed volume and configured to receive an inflation fluid for inflating the membrane;at least one optical fiber extendin... | MedicalMetrix, Inc. | A61B005/00 A61B001/32
US08728012 | B2 | 2014-05-20 | Apparatus and method for measuring blood vessels | 2008-12-19 | An apparatus comprising a blood vessel measuring device is disclosed. The blood vessel measuring device may comprise a handle. A measuring member may be attached to the handle. The measuring member may be dimensioned to wrap around a blood vessel to measure a size of the blood vessel. The blood vessel measuring device may comprise an extension, and a first end of the extension may be attached to the handle. The blood vessel measuring device may comprise a connector attached to a second end of the extension. A method is also disclosed. The method may comprise inserting a measuring device into an incision in a patient. The measuring device may comprise a measuring member. The method may also comprise wrapping the measuring member around a blood vessel of the patient and measuring a dimension of the blood vessel with the measuring member. | 1. A blood vessel measuring device comprising: a handle;a measuring member attached to the handle, the measuring member having a free end, the measuring member being configured to overlap itself in a circumferential direction such that the free end is automatically movable to wrap around a blood vessel to measure a size of the blood vessel while the handle is arranged parallel with a longitudinal dimension of the blood vessel. 2. The device of claim 1, wherein the blood vessel measuring device comprises: an extension with first and second ends, the first end being attached to the handle and the second end being attached to the measuring member. 3. The device of claim 2, wherein the extension comprises a shape memory material. 4. The device of claim 1, wherein the measuring member comprises a measuring tape. 5. The device of claim 4, wherein the measuring tape comprises a shape memory material. 6. The device of claim 1, wherein the measuring member comprises at least one of: a self-expanding material;a self-collapsing material. 7. The device of claim 1, wherein the blood vessel measuring device comprises: an extension;a connector attaching a first end of the measuring member to the extension, the connector comprising an opening dimensioned to receive a second end of the measuring member. 8. The device of claim 1, wherein the measuring member comprises a cylinder of shape memory material. 9. The device of claim 1, wherein the measuring member comprises at least one of: a circular shape;an elliptical shape. 10. A method comprising: inserting a measuring device into an incision in a patient, the measuring device comprising an adjustable measuring member and a handle, the measuring device extending in a plane perpendicular to a longitudinal dimension of the handle;wrapping the measuring member completely around a blood vessel of the patient;measuring a dimension of the blood vessel with the measuring member. 11. The method of claim 10, further comprising: placing the measuring member near the blood vessel in an expanded position;releasing the measuring member to allow the measuring member to collapse to a closed position around the blood vessel. 12. The method of claim 10, wherein the dimension is a circumference of the blood vessel. 13. The method of claim 10, wherein the dimension is a width of a region available for attaching a connector to the blood vessel. 14. The method of claim 10, wherein the measuring member is attached to a handle. 15. The method of claim 10, wherein a connector attaches a first end of the measuring member to an extension, and the connector comprises an opening dimensioned to receive a second end of the measuring member. 16. A blood vessel measuring device comprising: a handle;an extension, a first end of the extension being attached to the handle;a connector attached to a second end of the extension;a measuring member attached to the connector and oriented in a plane perpendicular to a longitudinal dimension ... | St. Jude Medical, Inc. | A61B005/117 A61B005/103 A61B001/00 G01B003/10
US08721560 | B2 | 2014-05-13 | Implantable medical device with sleep apnea detection control and method | 2011-04-05 | A method for use in an implantable medical device comprises the steps of monitoring respiration with an amplifier having a gain, generating a moving apneic threshold based on recent respiration cycles, accumulating differences between amplitudes of respiration cycles and the moving apnea detection threshold and comparing the accumulated differences against an apnea detection threshold to detect the onset of an episode of apnea. The method further comprises measuring respiration levels upon detecting the onset of apnea, confirming the episode of apnea based upon the respiration levels measured upon detecting the onset of apnea; and adjusting one of the gain of the amplifier and the apnea detection threshold so that the time from the detection of onset of apnea to the time of confirmation of the episode of apnea is within a predetermined time range following the detection of the onset of apnea. | 1. An implantable medical device, comprising: means for monitoring respiration with a variable gain amplifier;means for generating a moving apneic threshold based on recent respiration cycles;means for accumulating differences between amplitudes of respiration cycles and the moving apnea detection threshold;means for detecting the onset of an episode of apnea based upon the accumulated differences;means for measuring respiration levels upon detecting the onset of apnea;means for confirming the episode of apnea based upon the respiration levels measured upon detecting the onset of apnea; andmeans for adjusting the gain of the variable gain amplifier so that the time from the detection of onset of apnea to the time of confirmation of the episode of apnea is within a predetermined time range. 2. The implantable medical device of claim 1, wherein the predetermined time range is between ten seconds and twenty seconds. 3. The implantable medical device of claim 1, wherein the means for detecting the onset of an episode of apnea based upon the accumulated differences comprises means for comparing the accumulated differences against a fixed apnea detection threshold. 4. The implantable medical device of claim 1, wherein the means for measuring respiration levels comprises means for making respiration measurements at preset time intervals upon and after detecting the onset of apnea. 5. The implantable medical device of claim 4, wherein the means for confirming the episode of apnea is based upon making a set number of consecutive respiration measurements of apnea respiration levels within the predetermined time range. 6. The implantable medical device of claim 1, further comprising means for delivering apnea therapy upon confirmation of the onset of an episode of apnea. 7. An implantable medical device, comprising: a respiration monitor including an amplifier having a gain;an apnea detector adapted to accumulate differences between amplitudes of respiration cycles and a moving apnea detection threshold, the apnea detector being further adapted to compare the accumulated differences against an apnea detection threshold to detect the onset of an episode of apnea;the respiration monitor being configured to measure respiration levels upon the detection of the onset of apnea by the apnea detector,an apnea confirming circuit that confirms the episode of apnea based upon the respiration levels measured by the respiration monitor upon the detection of the onset of apnea; anda control circuit that adjusts one of the gain of the amplifier and the apnea detection threshold so that the time from the detection of onset of apnea to the time of confirmation of the episode of apnea is within a predetermined time range. 8. The device of claim 7, further comprising a therapy circuit that delivers apnea therapy upon confirmation of the onset of an episode of apnea. 9. The device of claim 7, wherein the predetermined time range is between ten seconds and twenty second... | Pacesetter, Inc. | A61B005/08
US08721561 | B2 | 2014-05-13 | Method and apparatus for analyzing pulmonary performance | 2006-05-10 | A pulmonary testing device and method are provided that measure an inspired volume of a selected gas component. In one configuration, the selected gas component is injected into the device in an airway of the device upstream of a gas analyzer. The device has opposing open ends, one for the patient's mouth and the other for inspiration of air. | 1. A pulmonary testing device, comprising: a body with first and second ends, the first end comprising a mouthpiece for a patient and the second end being open to the ambient atmosphere;at least two test gas injectors positioned proximate to the second end forming a junction between each of the at least two test gas injectors and the body of the device, the injectors each being angled away from the first end at an angle measured relative to a centerline of the body and wherein the angle is less than 90 degrees, whereby a test gas is introduced into the body via the junctions at a direction away from the first end;a flow rate measuring device operable to determine a flow rate of gas being at least one of inspired and expired by the patient;a gas analyzer operable to measure a concentration of a selected test gas component during inhalation; anda controller operable to determine a volume of the selected test gas component, wherein the controller determines a volume of the selected test gas component by measuring the gas flow rate and using the concentration of the selected test gas-component measured by the gas analyzer. 2. The testing device of claim 1, further comprising: a plurality of first valves in communication with a plurality of flow restrictors, the flow restrictors each imparting a different degree of flow resistance; anda plurality of second valves in communication with a plurality of corresponding vessels, each of the vessels comprising a gas having a composition different than the gases in the other vessels, wherein the first and second valves are controlled by the controller to provide a test gas of a desired gas composition and/or flow rate. 3. The testing device of claim 1, wherein the first and second ends lie along a centerline of the device. 4. The testing device of claim 1, wherein the controller is configured to change a composition of the test gas while the mouthpiece is in the patient's mouth. 5. The testing device of claim 1, wherein the controller is configured to change a flow rate of the test gas. 6. The testing device of claim 1, wherein the controller comprises a logical circuit operable to determine an inspired volume of a selected gas component of the test gas using the following equation:VX=∑(ⅆVIⅆt⁢FX)i⁢Δ⁢⁢Tiwhere VX is the total volume of the selected gas component X inspired by the patient,ⅆVIⅆtis the inspired flow rate over a sample interval (measured by the flow rate measuring device), FX is the fraction of the inspired gas flow during the sample interval that represents the selected component X (measured by the gas analyzer), ΔTi is a sample interval, i is the reference indicating which member the sample interval represents in a set of sample intervals. 7. The testing device of claim 1, wherein the angle at which the at least two injectors is angled away from the first end is between about 10 degrees and about 75 degrees. 8. A pulmonary testing device, comprising: a body with a first end and multiple sec... | nSpire Health, Inc. | A61B005/08 A61B007/00 A61M016/00
US08715203 | B2 | 2014-05-06 | Composite electrode | 2007-09-17 | An electrode for applying electric fields to a patient includes a plurality of ceramic elements (e.g., ceramic discs) that are designed to be positioned against the patient's skin. Electrical connections are made to the ceramic elements (e.g., using a flex circuit). Temperature sensors (e.g., thermistors) are preferably provided at at least some of the ceramic elements to sense the temperature at the skin beneath the ceramic elements, so that appropriate action can be taken if an overtemperature condition is detected. | 1. A composite electrode comprising: a plurality of ceramic elements, each of the ceramic elements having (a) a lower surface configured to rest on a patient's body and (b) an upper surface;a first lead;at least one electrical conductor configured to make a direct electrical connection between the upper surface of each of the ceramic elements and the first lead; anda support structure configured to mechanically connect the plurality of ceramic elements during use, with the lower surface of each of the plurality of ceramic elements resting on the patient's body. 2. The composite electrode of claim 1, further comprising at least one temperature sensor configured to sense the temperature beneath at least one of the ceramic elements. 3. The composite electrode of claim 1, wherein the least one electrical conductor and the support structure are both implemented using a flex circuit. 4. The composite electrode of claim 1, wherein the plurality of ceramic elements comprises at least 4 ceramic elements. 5. The composite electrode of claim 1, wherein the plurality of ceramic elements comprises at least 4 ceramic discs, each having a diameter between about 1.5 cm and about 2.5 cm and a capacitance of at least 2.0 nF, andwherein the least one electrical conductor and the support structure are both implemented using a flex circuit. 6. The composite electrode of claim 5, further comprising at least two thermistors configured to sense the temperature beneath at least two of the ceramic discs, respectively. 7. The composite electrode of claim 5, further comprising a covering disposed above the ceramic elements and the support structure, the covering having an adhesive lower surface that is configured to hold the ceramic elements and the support structure against the patient's body. 8. The composite electrode of claim 7, wherein the ceramic elements rest in a filler layer with an adhesive bottom and cutouts dimensioned to accept the ceramic elements. 9. The composite electrode of claim 8, further comprising at least one temperature sensor configured to sense the temperature beneath at least one of the ceramic elements. 10. The composite electrode of claim 9, wherein the ceramic elements are disc-shaped. 11. The composite electrode of claim 1, wherein the plurality of ceramic elements consists of nine ceramic discs, each having a diameter between about 1.5 cm and about 2.5 cm and a capacitance of at least 20 nF,wherein the least one electrical conductor and the support structure are both implemented using a flex circuit,and wherein the composite electrode further comprises at least four thermistors configured to sense the temperature beneath at least four of the ceramic discs, respectively. 12. The composite electrode of claim 1, wherein the direct electrical connection between the upper surface of each of the ceramic elements and the first lead is made using a flex circuit that is soldered to a conductive backing that is disposed on the upper surface ... | Novocure Limited | A61B005/103 A61B005/00 A61N001/04
US08734761 | B2 | 2014-05-27 | Responsive MRI contrast agents | 2006-04-21 | The invention provides MRI contrast agents which provide a high sensitivity and which have an optimised body retention time. These agents enable the mapping of the local pH, temperature, oxygen concentration or other metabolites in a patient's body by the use of Chemical Exchange Saturation Transfer (CEST). Particularly pH and temperature mapping are useful for the detection of small cancer lesions and localized inflammation respectively. | 1. The MRI contrast agent, comprising: a carrier selected from the group consisting of liposomes, particles, and micelles, wherein the carrier includes a linking molecule comprising a phosphatidylcholine derivative;a plurality of CEST-active paramagnetic complexes linked to the carrier and including at least one exchangeable entity for enabling CEST;wherein at least one of the plurality of CEST-active paramagnetic complexes is covalently attached to the carrier via a nitrogen atom of the linking molecule, the linking molecule including an “R” group moiety covalently bonded to the nitrogen atom and a phosphate head group of the linking molecule, the “R” group moeity selected from the group consisting of: CH2(OCH2CH2)n, and CH2(OCH2CH2)nCONHCH2CH2. 2. The MRI contrast agent of claim 1, wherein at least one of the plurality of CEST-active paramagnetic complexes has a paramagnetic ion attached to a cheating ligand, and the plurality of CEST-active paramagnetic complexes includes at least two different CEST-active paramagnetic complexes attached to the carrier. 3. The MRI contrast agent according to claim 1, wherein: at least one of the CEST-active paramagnetic complexes has a first paramagnetic ion, a first chelating ligand, and at least one first exchangeable entity; andat least one of the CEST-active paramagnetic complexes has the second CEST-active paramagnetic complex having a second paramagnetic ion, a second chelating ligand, and at least one second exchangeable entity;wherein the first and second paramagnetic ions are different from each ether and first and second chelating ligands are different hem each other. 4. The MRI contrast agent of claim 3, wherein the first paramagnetic ion includes a first lanthanide ion and the second paramagnetic ion includes a second lanthanide ion different from the first lanthanide ion. 5. The MRI contrast agent of claim 3, wherein the first chelating ligand is a DOTAM-G1 derivative and the second chelating ligand is a DOTAM-G3 derivative. 6. The MRI contrast agent of claim 3, wherein the first and second CEST-active paramagnetic complexes include an asymmetric Yb-DOTAM complex. 7. The MRI contrast agent of claim 2, wherein one of the plurality of CEST-active paramagnetic complexes has a superparamagnetic iron oxide particle embedded in an organic material which includes the exchangeable entity. 8. The MRI contrast agent of claim 3, wherein the carrier has at least four surface groups to which the plurality of the CEST-active paramagnetic complexes are linked. 9. The MRI contrast agent of claim 1, wherein the carrier includes a linear polymer with a weight less than 20 kDa. 10. A CEST MRI contrast agent comprising: a common carrier selected from the group consisting of liposomes, particles, and micelles;a plurality of paramagnetic complexes, each including: a first chelating ligand linked to the common carrier;a second chelating ligand linked to the common carrier;a first and second paramagnetic ion;a f... | Koninklijke Philips N.V. | A61B005/055
US08715202 | B2 | 2014-05-06 | Minimally invasive image-based determination of carbon dioxide (CO | 2011-09-27 | What is disclosed is a system and method for image-based determination of carbon dioxide (CO2) concentration in exhaled breath. In one embodiment, an image of the exhaled airstream of a subject of interest is received. The image is captured using a mid-wave infrared camera system having an optical filter tuned to the infrared absorption band of CO2. The image is preprocessed to isolate a region of pixels containing the exhaled airstream and intensity values of pixels in the identified region are normalized by a value of a known radiance such as that of the subject's nose or face. The image is analyzed to determine CO2 concentration levels of the exhaled airstream using a calibration curve which relates pixel intensity to CO2 concentrations. The calibration curve is derived using a physics-based parameterized model. The CO2 concentration levels are determined and communicated to a computer workstation. Various embodiments are disclosed. | 1. A method for image-based determination of carbon dioxide (CO2) concentration in exhaled breath in a non-contact, minimally invasive, respiration measurement environment, the method comprising: receiving at least one IR image of the exhaled airstream of a subject of interest, said image having been captured using a mid-wave infrared camera system having at least one optical filter tuned to an infrared absorption band of CO2, each of said received images comprising, in part, an array of pixels having respective measured intensity values obtained at an absorption band of CO2;processing, via a processor, said IR image to isolate pixels in regions associated with background objects in said image, an area of said subject's nose and face, and said exhaled airstream; and to obtain a digital intensity value for each region comprising values of IO, IBB and ICO2, respectively, where IO is the intensity value in said area of said subject's nose and face, IBB is the intensity value in said background, and ICO2 is the intensity value of said exhaled airstream;determining respective radiances RBB and RO from each of said digital intensity values IBB and IO, where RBB is a background radiance and, RO is a radiance of said nose and face;determining a radiance of said subject's exhaled airstream, RCO2, based upon said radiances RBB and RO and said digital intensities IO, IBB and ICO2; anddetermining CO2 concentration level of said subject's exhaled airstream based on said determined radiance RCO2. 2. The method of claim 1, wherein said camera system is designed to collect the light emitted by the roto-vibrational radiation from CO2 molecules, said system including an infrared camera with a sensitivity band that includes 4.0-4.5 um and a spectral band-pass filter which allows CO2 emission light to enter a lens of said camera. 3. The method of claim 1, wherein said optical filter comprises a narrow band-pass filter which increases a contrast of CO2 relative to background radiation. 4. The method of claim 1, further comprising, in the instance wherein a video stream of time sequential images has been received, determining a respiration rate for said subject of interest based upon a mathematical analysis of time-dynamics of an inhalation-exhalation pattern of said subject. 5. The method of claim 4, further comprising using said CO2 concentration levels and said respiration rate to determine whether said subject of interest is in a state of any of: hyperventilation and hypoventilation. 6. The method of claim 1, further comprising communicating said CO2 concentration levels to any of: a memory, a storage device, a graphical display, a telephonic messaging system, and a computer workstation. 7. The method of claim 1, wherein said radiance RCO2 comprises:RCO2=RBB⁡(ICO2-Io)+Ro⁡(IBB-ICO2)(IBB-Io). 8. A system for image-based determination of carbon dioxide (CO2) concentration in exhaled breath, the system comprising: a processor in communication with a camera syst... | Xerox Corporation | A61B005/08 G01J001/22
US08728038 | B2 | 2014-05-20 | Method and apparatus for accessing blood from an IV catheter insertion device | 2012-12-05 | Disclosed is an apparatus and method for accessing blood located within a flash chamber of an IV catheter insertion device, the apparatus is separate from the IV catheter insertion device and sized to be attached to a structure of the IV catheter insertion device to secure it thereto. Once secured, movement of the plunger from its rearward position to a forward position presses on a flash plug to expel blood from a flash chamber of the IV catheter insertion device and out through the needle. | 1. A method of accessing blood in a flash chamber of an IV insertion device having a barrel with a flash plug mounted adjacent to the flash chamber, the steps of the method comprising: providing a movable plunger and a plunger mounting structure surrounding the plunger, said movable plunger and plunger mounting structure being separate from the IV catheter insertion device;mounting the plunger mounting structure to the barrel of the IV insertion device with the plunger adjacent the flash plug within the barrel; andmoving the plunger with respect to the barrel and the flash plug to press on the flash plug to expel blood from the flash chamber for testing. 2. A method of accessing blood including the steps of claim 1 and further including the step of providing a projecting post on the plunger mounting structure and snapping the projecting post into an aperture in the barrel of the IV catheter insertion device. 3. A method of accessing blood including the steps of claim 2 and further including the step of using the plunger to press on the flash plug to compress the flash chamber and thereby expel blood from the flash chamber. 4. An apparatus far accessing blood in a flash chamber of an intravenous catheter insertion device having a barrel with a flash plug movably mounted therein adjacent to a flash chamber, the apparatus comprising: a mounting collar secured to the barrel; anda plunger mounted within the mounting collar and movable between a first position and a second position, the first position not pressing on the flash plug and the flash chamber to expel blood from the flash chamber and the second position being in contact with the flash plug to move the flash plug to compress the flash chamber and expel blood for testing when the plunger is moved from its first position to its second position. 5. An apparatus including the components of claim 4 wherein the apparatus further includes a flexible post carried on the collar and sized and positioned to fit within a complementary aperture on the barrel for securing the collar to the barrel. 6. An apparatus including the components of claim 5 further including an enlarged portion on the collar, said enlarged portion on the collar being larger than the internal diameter of the barrel to limit the travel of the collar into the barrel. 7. The apparatus of claim 4 wherein the mounting collar and the plunger are mounted within the barrel to provide a reduced profile of the apparatus. 8. The apparatus of claim 4 wherein the flash plug is not removable from the barrel. 9. The apparatus of claim 4 wherein the mounting collar aligns the plunger generally with the barrel so that the plunger advances along an axis of the barrel as it moves from its first position to its second position. | - | A61M025/06 A61B005/15
US10206583 | B2 | 2019-02-19 | Surgical devices and methods utilizing optical coherence tomography (OCT) to monitor and control tissue sealing | 2013-10-14 | Surgical devices and methods for utilizing optical coherence tomography (OCT) to monitor and control tissue sealing are disclosed. The surgical device includes an end effector assembly that includes first and second jaw members that are movable between a first, spaced-apart position and a second proximate position. An OCT system, at least a portion of which is incorporated into the end effector assembly, is configured to sense properties of the tissue, e.g., the structural density of the tissue, disposed between the first and second jaw members. A tissue-sealing energy source may be disposed within at least one of the jaw members and may provide tissue-sealing energy to tissue disposed between the jaw members. A controller, which is coupled to the OCT system and the tissue-sealing energy source, controls the tissue-sealing energy generated by the tissue-sealing energy source based on the properties of the tissue sensed by the OCT system. | 1. A surgical device, comprising: a housing;an imaging light source that generates imaging light;a visible light source that generates visible light;a first optical coupler optically coupled to the imaging light source and the visible light source, the first optical coupler configured to combine the imaging light and the visible light and output a combined light output;an end effector assembly operably coupled to the housing, the end effector assembly including: first and second jaw members each having a tissue contacting surface, at least one of the first and second jaw members movable between a first, spaced-apart position and a second grasping position;a sample arm optical assembly of an interferometer within the first jaw member, the sample arm optical assembly configured to transmit a first light beam of the combined light output to tissue grasped between the first and second jaw members and to receive at least a portion of the first light beam reflected from the tissue;a reference mirror of the interferometer within the second jaw member;a reference arm optical assembly of the interferometer within the second jaw member, the reference arm optical assembly configured to transmit a second light beam of the combined light output to the reference mirror and to receive at least a portion of the second light beam reflected from the reference mirror; anda tissue sealing energy delivery component coupled to at least one of the first jaw member or the second jaw member; anda controller configured to determine, after a tissue sealing cycle of the tissue sealing energy delivery component, whether tissue sealing has been completed using optical coherence tomography based on the portion of the first light beam reflected from the tissue and the portion of the second light beam reflected from the reference mirror,wherein at least one of the reference arm optical assembly or the reference mirror is operable to translate along a longitudinal axis of the second jaw member. 2. The surgical device according to claim 1, wherein the sample arm optical assembly includes movable sample arm optics configured to scan the first light beam across the tissue. 3. The surgical device according to claim 1, wherein the sample arm optical assembly includes a light guide operable to translate along and rotate with respect to a longitudinal axis of the first jaw member to scan the tissue. 4. The surgical device according to claim 1, wherein the first jaw member is a top jaw member and the second jaw member is a bottom jaw member. 5. The surgical device according to claim 1, further comprising second optical coupler optically coupled to the first optical coupler, the sample arm optical assembly, and the reference arm optical assembly, the second optical coupler configured to provide a first light beam through a first output of the second optical coupler to the sample arm optical assembly from the combined light output and to provide a second light beam through a second out... | COVIDIEN LP | A61B005/00 A61B018/14 A61B018/18 A61B018/12 A61B017/32 A61B018/00 A61B090/00
US09943246 | B2 | 2018-04-17 | System and method for assessing susceptibility of tissue using magnetic resonance imaging | 2012-11-21 | A system and method for assessing magnetic susceptibility of tissue of a subject using a magnetic resonance imaging (MRI) system to acquire chemical-shift-encoded, water-fat separated data. From the water-fat separated data, separated water and fat images, as well as a magnetic field inhomogeneity map are used to estimate the magnetic susceptibility within tissue. | 1. A computer-implemented method for assessing magnetic susceptibility of tissue of a subject within a region of interest (ROI) using a magnetic resonance imaging (MRI) system, the method comprising the steps of: a) acquiring, with the MRI system, chemical-shift-encoded, water-fat separated data from the ROI;b) from the water-fat separated data, determining with a computer system, a magnetic field inhomogeneity map across the ROI;c) using the magnetic field inhomogeneity map, estimating with the computer system, a magnetic susceptibility of the tissue within the ROI;d) correcting, with the computer system, the estimated magnetic susceptibility of the tissue within the ROI for background effects and using a baseline susceptibility of known susceptibility to determine an offset that provides an absolute susceptibility; ande) using the corrected susceptibility map providing absolute susceptibility within the ROI and at least one of assumptions about magnetic resonance invisible materials or a fat fraction of the ROI, generating an iron concentration map. 2. The method of claim 1 wherein the tissue is a first tissue, the ROI is a first ROI positioned in the first tissue, and the method further includes: a)i) acquiring, with the MRI system, chemical-shift-encoded, water-fat separated data from a second ROI positioned in a second tissue that is adjacent the first tissue;b)i) from the water-fat separated data, determining with the computer system, another magnetic field inhomogeneity map across the second ROI;c)i) using the another magnetic field inhomogeneity map, estimating with the computer system, a magnetic susceptibility of the second tissue within the second ROI; ande) determining with the computer system, a susceptibility difference between the first ROI and the second ROI. 3. The method of claim 2 wherein the first ROI is located proximate to the second ROI. 4. The method of claim 2 wherein the first tissue includes liver tissue and the second tissue includes subcutaneous adipose tissue. 5. The method as recited in claim 2, wherein step d) includes correcting the estimated magnetic susceptibility of the first tissue within the first ROI by selecting with the computer system a baseline susceptibility value that is based on known susceptibility values and subtracting the baseline susceptibility value from the estimated magnetic susceptibility of the first tissue within the first ROI. 6. The method of claim 1 wherein steps a) through d) are performed at a first time before being repeated at a second time and wherein the method further includes: e) determining with the computer system, a susceptibility difference between the ROI at the first time and the ROI at the second time. 7. The method of claim 6 further comprising injecting the subject with a contrast agent and wherein steps a) through d) are performed at the first time before injection of the contrast agent and steps a) through d) are performed at the second time after injection of th... | Wisconsin Alumni Research Foundation | A61B005/05 A61B005/055 G01R033/48 A61B005/00
US09440036 | B2 | 2016-09-13 | Method and systems for the delivery of oxygen enriched gas | 2013-10-14 | Described herein are various embodiments of an oxygen concentrator system and method of delivering oxygen enriched gas to a user. In some embodiments, oxygen concentrator system includes one or more components that improve the efficiency of oxygen enriched gas delivery during operation of the oxygen concentrator system. | 1. A method of providing oxygen enriched gas to a user of an oxygen concentrator, comprising: measuring the time between a plurality of successive breaths, wherein a breath is determined to begin when a drop in pressure is measured using a pressure sensor coupled to an outlet of a conduit coupling the user to an oxygen enriched gas source;determining an average breathing rate based on the time between each breath of the plurality of successive breaths, wherein the time between a penultimate breath and a last breath of the plurality of successive breaths is not used to determine the average breathing rate; andsetting an inspiration breath pressure threshold for the pressure sensor based on the determined average breathing rate. 2. The method of claim 1 wherein adjusting the inspiration breath pressure threshold based on the average breathing rate comprises lowering the inspiration breath pressure threshold when the determined average breathing rate changes from greater than 10 breaths per minute to less than 10 breaths per minute. 3. The method of claim 1, wherein adjusting the inspiration breath pressure threshold based on the average breathing rate comprises increasing the inspiration breath pressure threshold when the determined average breathing rate changes from less than 15 breaths per minute to greater than 15 breaths per minute. 4. The method of claim 1, wherein adjusting the inspiration breath pressure threshold based on the average breathing rate comprises maintaining the inspiration breath pressure threshold at a current setting when the average breathing rate is between about 10 breaths per minute and about 15 breaths per minute. 5. The method of claim 1, wherein the method comprises measuring the time between at least six successive breaths. 6. The method of claim 1, further comprising switching to an active mode, a sedentary mode, or remaining at the current mode based on the average breathing rate. 7. The method of claim 1, further comprising switching the oxygen concentrator to an active mode, when the average breathing rate comprises at least 15 breaths per minute. 8. The method of claim 1, further comprising switching the oxygen concentrator to a sedentary mode, when the average breathing rate comprises less than 10 breaths per minute. 9. The method of claim 1, wherein adjusting the inspiration breath pressure threshold based on the average breathing rate is performed automatically. 10. The method of claim 1, wherein the oxygen enriched gas source is an oxygen concentrator system. 11. The method of claim 1, wherein the oxygen enriched gas source is an oxygen tank. 12. An oxygen concentrator apparatus, comprising: a pressure sensor, the pressure sensor configured to detect a breath pressure of a user; anda processor operable coupled to the pressure sensor, the processor to execute non-transitory program instructions, and wherein the program instructions are operable to: automatically measure the time between a plurality... | InovaLabs, LLC | A61M015/00 A61M016/00 A61B005/08 A61B005/00 A62B007/02 A61M016/10 A61M016/06 A61M016/12 A61M016/20 B01D053/047
US10143405 | B2 | 2018-12-04 | Wearable performance monitoring, analysis, and feedback systems and methods | 2013-11-13 | The present application relates generally to computer software, mobile electronics, wireless communication links, and wearable monitoring systems. More specifically, techniques, systems, sensors, circuitry, algorithms and methods for wearable monitoring devices and associated exercise apparatus are described. A garment borne sensor system may acquire data on a user's performance during exercise, for example. The data may be analyzed in real time and feedback may be provided to the user based on the analysis. Analysis may be used to alter behavior of the user and/or an apparatus the user is engaged with during an activity, such as exercise, conditioning, therapy, etc. A piece of exercise equipment may be instrumented and in communication with the sensor system or other system and may be controlled in real time to adjust its settings to affect the user during the exercise routine. Communication between the sensor system and other systems may be wireless. | 1. A method comprising: receiving a system schema for a plurality of muscles of a user, the system schema including a reference muscle activation data for each of the plurality of muscles;receiving signals from a set of sensors embedded into a garment such that the sensors make electrical contact with a skin surface of the user when the garment is worn by the user, wherein the received signals represent muscle activation data of the plurality of muscles acquired while the user performs an activity that exercises the plurality of muscles;comparing, for each muscle of a subset of the plurality of muscles, the acquired muscle activation data for the muscle to the reference muscle activation data for the muscle;generating feedback on the performance of the activity by the user based on the comparison, wherein the generated feedback comprises text including one or more of an exercise instruction, a form suggestion, or an injury warning; andmodifying a display of a user device to include the generated feedback on the performance of the activity to the user. 2. The method of claim 1, wherein at least some acquired muscle activation data corresponds to one of an exertion level of a muscle of the plurality of muscles. 3. The method of claim 1, wherein the generated feedback is provided to the user during the performance of the activity or after the performance of the activity. 4. The method of claim 1, wherein the feedback is generated by one or more of the garment, a controller coupled to the garment, or a mobile device communicatively coupled to the garment. 5. The method of claim 1, further comprising displaying, by a mobile device of the user, the provided feedback, the mobile device wirelessly coupled to the garment. 6. The method of claim 1, wherein the set of sensors comprises less than all sensors embedded into the garment. 7. The method of claim 6, wherein the set of sensors is selected based on a type of the activity being performed by the user. 8. The method of claim 7, wherein the type of activity being performed is determined from information received from exercise equipment communicatively coupled to the garment or from an exercise plan associated with the user. 9. The method of claim 1, wherein the subset of the plurality of muscles comprises less than all of the plurality of muscles. 10. The method of claim 1, wherein the generated feedback comprises a recommendation to the user about the performance of the activity. 11. The method of claim 1, wherein the generated feedback comprises a warning to the user. 12. The method of claim 1, wherein the system schema and corresponding reference muscle activation data are determined based on one or more of previous usage of the garment by the user, demographic information of the user, information selected by the user, or information provided by a third party. 13. The method of claim 1, wherein the set of sensors embedded into the garment comprises redundant sensors. 14. The method of cl... | MAD APPAREL, INC. | A61B005/11 A61B005/00 A61B005/0488 A61B005/0402 A61B005/0492 A41D001/04 G06F019/00 G16H040/67 A63B024/00 A61B005/0205 A61B005/04
US08740806 | B2 | 2014-06-03 | Methods for detection of respiratory effort and sleep apnea monitoring devices | 2013-03-14 | A sleep apnea diagnostic system includes a housing that is configured to be attached to near the nose of a patient's face to sense physiological information of a patient. The housing includes sensors to sense the physiological information. The physiological information may be, for example, air flow through the nose or the mouth or both. The physiological information further may be, for example, blood volume. The sleep apnea diagnostic system includes at least one processor in the housing or external to the housing or both to analyze the physiological information to determine whether the patient has experienced irregular or abnormal respiratory activity and to detect respiratory effort. The analysis may be real time or delayed. | 1. A method for detection of respiratory effort, the method comprising: obtaining, in a processor, plethysmography data; andidentifying, in the processor, respiratory effort by: detecting changes in a DC component of the plethysmography data,detecting pulse waves in the plethysmography data,calculating a measure of changes in vascular tone for each detected pulse wave,adjusting dimensions of the measure of the changes in vascular tone to match the detected changes of the DC component of plethysmography data,scaling spectral intensities of the measure of the changes in vascular tone to match the detected changes of the DC component of plethysmography data, andsubtracting the adjusted measure of the changes in vascular tone from the DC component of the plethysmography data to obtain the respiratory effort. 2. The method for detection of respiratory effort according to claim 1, wherein the plethysmography data is obtained during an apneic respiratory event or a hypopneic respiratory event. 3. The method for detection of respiratory effort according to claim 1, wherein plethysmography data is collected with a photosensor. 4. The method for detection of respiratory effort according to claim 1, wherein plethysmography data is collected with a pressure sensor. 5. The method for detection of respiratory effort according to claim 1, wherein plethysmography data is collected with an impedance sensor. 6. The method for detection of respiratory effort according to claim 1, wherein detecting changes in a DC component of the plethysmography data includes applying a frequency filter to the plethysmography data. 7. The method for detection of respiratory effort according to claim 1, wherein adjusting dimensions of the measure of the changes in vascular tone includes a spectral analysis. 8. The method for detection of respiratory effort according to claim 1, wherein the plethysmography data is obtained from a plethysmography sensor that is positioned over a highly vascularized area from which the venous blood drains into a large vein located near a vena cava of a person. 9. A method for detection of respiratory effort, the method comprising: obtaining, in a processor, plethysmography data; andidentifying, in the processor, respiratory effort by: detecting changes in a DC component of the plethysmography data,detecting pulse waves in the plethysmography data,calculating a measure of changes in vascular tone for each detected pulse wave, via an augmentation index determined by the difference between first and second systolic peaks of the pulse waveform,adjusting dimensions of the measure of the changes in vascular tone to match the detected changes of the DC component of plethysmography data, andsubtracting the adjusted measure of the changes in vascular tone from the DC component of the plethysmography data to obtain the respiratory effort. | Somnarus Inc. | A61B005/0205
US08738139 | B2 | 2014-05-27 | Wireless system for epilepsy monitoring and measurement | 2012-03-23 | A wireless system for brain monitoring/mapping of neurological-disorder patients includes a plurality of electrodes each configured for surface abutment of brain tissue and main circuitry for placement outside a body of a patient and configured to transmit power at radio frequencies and send and receive data using infrared energy. Remote circuitry is provided for subcutaneous implantation in a head of the patient. The remote circuitry is connected to the plurality of electrodes and includes a multiplexer sampling signals from the plurality of electrodes. The multiplexer outputs electrode signals to an amplifier and A/D converter for transmission to the main circuitry. The remote circuitry is configured to (a) receive transmitted power at radio frequencies from the main circuitry, (b) capture and digitize full-bandwidth EEG signals from each of the electrodes, and (c) send data to and receive data from the main circuitry using infrared energy. | 1. A wireless system for brain monitoring/mapping of neurological-disorder patients, the system comprising: a plurality of electrodes each configured for surface abutment of brain tissue;main circuitry for placement outside a body of a patient and configured to transmit power at radio frequencies and send and receive data using infrared energy; andremote circuitry for subcutaneous implantation in a head of the patient, the remote circuitry being connected to the plurality of electrodes and including a multiplexer sampling signals from the plurality of electrodes, the multiplexer outputting electrode signals to an amplifier and A/D converter for transmission to the main circuitry, wherein the remote circuitry is configured to (a) receive transmitted power at radio frequencies from the main circuitry, (b) capture and digitize full-bandwidth EEG signals from each of the electrodes, and (c) send data to and receive data from the main circuitry using infrared energy, including sending the digitized full-bandwidth EEG signals from each of the electrodes. 2. The wireless neurological-disorder monitoring/mapping system of claim 1 wherein the remote circuitry includes a second multiplexer. 3. The wireless neurological-disorder monitoring/mapping system of claim 1, wherein the remote circuitry is configured to measure electrical impedance of each of the plurality of electrodes. 4. The wireless neurological-disorder monitoring/mapping system of claim 3 wherein the remote circuitry is configured to send the measurements of the electrical impedance to the main circuitry as digital signals. 5. The wireless neurological-disorder monitoring/mapping system of claim 1 wherein the radio frequencies are in a range of between 13.55 MHz and 13.57 MHz. 6. The wireless neurological-disorder monitoring/mapping system of claim 1 wherein the remote circuitry further includes a power storage capacitor, whereby the capacitor provides power when high current flow is required. 7. The wireless neurological-disorder monitoring/mapping system of claim 1 wherein the remote circuitry further includes a battery to augment the RF-supplied power. 8. The wireless neurological-disorder monitoring/mapping system of claim 7 wherein the battery is a solid-state lithium rechargeable battery. 9. The wireless neurological-disorder monitoring/mapping system of claim 8 wherein the remote circuitry further includes a power storage capacitor, whereby the capacitor provides power when high current flow is required. 10. The wireless neurological-disorder monitoring/mapping system of claim 1 further including a video camera and recording system to synchronously record the full-bandwidth EEG signals and video images of the patient. 11. The wireless neurological-disorder monitoring/mapping system of claim 1 wherein the remote circuitry is further configured to provide electrical energy to at least one of the plurality of electrodes to stimulate brain tissue. 12. The wireless neurological-di... | - | A61N001/00 A61B005/04
US09123099 | B2 | 2015-09-01 | Systems with workstations and circuits for generating images of global injury | 2014-01-13 | Physician interactive workstations with global voxel distribution visualization may also include one or more of a 3-D color scale image of a population of voxel in target regions, organs or systems. The workstation may be configured to evaluate intensity or other measures of voxels of patient images associated with tissue for early detection of a global injury. | 1. A system, comprising: a circuit for generating and comparing 3-D images of cardiac tissue using x, y, z coordinates of voxels obtained from cardiac Magnetic Resonance (cMR) images of a patient and an associated measure of one or more voxel characteristic of a respective voxel and determining cell injury that is not visually detectable at a normal resolution of the cMR image slices; anda workstation with a display in communication with or including the circuit for presenting the generated images. 2. A system, comprising: a circuit for generating a 3-D image of cadiac tissue using x, y, z coordinates of voxels obtained from cardiac Magnetic Resonance (cMR) images of a patient and an associated measure of one or more voxel characteristics of a respective voxel; anda workstation with a display in communication with or including the circuit for presenting the generated image,wherein the circuit is configured to electronically distinguish cardiac injury associated with myocardial infarct from cardiac injury associated with cardiotoxicity. 3. The system of claim 1, wherein the circuit is configured to generate the 3-D image to illustrate a global injury, wherein the global injury is a change in tissue composition and/or function that is not visually detectable in the patient cMR images and/or that is in a substantially randomly distributed pattern in the target tissue. 4. The system of claim 1, wherein the one or more voxel characteristic comprises intensity, and wherein the 3-D image is presented in color-scale. 5. A system, comprising: a circuit for generating a 3-D image of cardiac tissue using x, y, z coordinates of voxels obtained from cardiac Magnetic Resonance (cMR) images of a patient and an associated measure of one or more voxel characteristics of a respective voxel; anda workstation with a display in communication with or including the circuit for presenting the generated image,wherein the circuit is configured to generate the 3-D image to illustrate a global injury, wherein the global injury is a change in tissue composition and/or function that is not visually detectable in the patient cMR images or that is in a substantially randomly distributed pattern in the target tissue, andwherein the circuit is configured to generate the 3-D image to illustrate a cardiotoxicity-induced global cardiac injury. 6. The system of claim 5, wherein the cardiotoxicity-induced global injury is based on a chemotoxicity-induced injury. 7. The system of claim 3, wherein the circuit is configured to generate the 3-D image using autocorrelation to determine whether voxel locations of like measures of the one or more voxel characteristics are substantially randomly distributed pattern which indicates the patient has a global cardiac injury. 8. The system of claim 1, wherein the circuit is configured to generate the 3-D image to illustrate whether the patient has a global cardiac injury that is associated with viral cardiomyopathy, alchoholic cardiomyopath... | Wake Forest University Health Sciences | G06K009/00 G06T007/00 A61B005/055 A61B006/00 G01R033/28 A61B005/00 G01R033/54
US09220445 | B2 | 2015-12-29 | Information processing apparatus, information processing method and program | 2014-01-02 | An information processing apparatus according to the present invention includes an imaging section which emits light to a part of a biologic body at predetermined time intervals and images a vein in the biologic body so as to generate imaged data about the vein, a vein pattern extracting section which extracts vein patterns from the imaged data about the vein, a time change detecting section which detects a time change in the vein patterns, a blood flow volume calculating section which calculates a blood flow volume in the vein based on the time change in the vein patterns, and a processing section which executes a predetermined process based on the time change in the vein patterns and a time change in the blood flow volume. | 1. An information processing device comprising: circuitry configured to: extract vein patterns from a plurality of image data;detect a time change in the vein patterns, wherein the time change in the vein patterns is determined by tracking a change in a distance between two feature points in each vein pattern; andcontrol an object based on the time change in the vein patterns,wherein each vein pattern is used when a subject from an image data is operating as an object. 2. The information processing device according to claim 1, wherein the circuitry controls a movement of the object based on a moving direction detected based on the time change in the vein patterns. 3. The information processing device according to claim 1, wherein the circuitry controls a rotation of the object based on a rotating direction detected based on the time change in the vein patterns. 4. The information processing device according to claim 1, wherein the object is a cursor pointer or a mouse pointer. 5. The information processing device according to claim 1, further comprising: an imaging section configured to capture an image relating to the vein patterns. 6. The information processing device according to claim 5, further comprising: an input section configured to receive a predetermined instruction for the information processing device,wherein the imaging section is formed integrally with the input section. 7. The information processing device according to claim 1, wherein the circuitry is further configured to calculate a blood flow volume in a vein based on the time change in the vein patterns. 8. The information processing device according to claim 7, wherein the circuitry is further configured to control a movement speed of the object based on the blood flow volume. 9. The information processing device according to claim 1, wherein the circuitry is further configured to: detect a shape change of the vein patterns; andexecute a predetermined process based on the shape change of the vein patterns. 10. An information processing device, comprising: circuitry configured to: extract vein patterns from image data;detect a thumb or a finger corresponding to the extracted vein patterns; andexecute an application related to the detected thumb or the detected finger based on a registered correspondence between the application and the thumb or the finger, wherein one authenticated vein pattern corresponding to a thumb or a finger is related to one application. 11. The information processing device according to claim 10, wherein the circuitry is further configured to: detect a time change in the vein patterns; andcalculate a blood flow volume in a vein based on the time change in the vein patterns. 12. The information processing device according to claim 11, wherein the circuitry is further configured to control execution of the application based on the blood flow volume. 13. The information processing device according to claim 10, further comprising: an imaging se... | SONY CORPORATION | A61B005/117 A61B005/00 G06K009/46 A61B005/026 G06K009/00
US20140128760 | A1 | 2014-05-08 | INCONSPICUOUS IMPAIRMENT TESTING DEVICES | 2012-11-02 | An impairment detection device includes a body and a housing removably secured to the body that together resemble a beverage container. A breath analyzer is located within the housing or body and includes a chemical sensor that is configured to detect a chemical impairment level of a user, such as resulting from the use of drugs and/or alcohol. The housing is configured to be removably secured to the body to enable a user to quickly attach and remove the housing from the body. The combination of the housing and body provides a disguise for the impairment detection device because it resembles an actual beverage container. A mouthpiece extends from the housing and is in communication with the chemical sensor for receiving a user breath sample. The housing includes a user interface that is operably associated with the breath analyzer. | 1. An impairment detection device, comprising: a body;a housing removably secured to the body, wherein the body and housing together resemble a beverage container; anda breath analyzer within the housing or body, wherein the breath analyzer comprises a chemical sensor configured to detect a chemical impairment level of a user. 2. The device of claim 1, comprising a mouthpiece in communication with the chemical sensor for'receiving a user breath sample. 3. The device of claim 1, wherein the housing comprises a user interface operably associated with the breath analyzer, wherein the user interface comprises a display and/or at least one user input control. 4. The device of claim 1, wherein the housing or body comprises at least one speaker operably associated with the breath analyzer. 5. The device of claim 1, wherein the chemical sensor is an alcohol sensor configured to detect a breath alcohol level of a user. 6. The device of claim 5, further comprising a controller within the housing or body, wherein the controller is in communication with the alcohol sensor, wherein the controller is configured to be operably connected to an ignition system of a vehicle, wherein the controller is configured to compare a detected breath alcohol level of a user with a threshold value, and wherein the controller is configured to prevent vehicle ignition if the breath alcohol level detected by the breath analyzer is greater than or equal to the threshold value. 7. The device of claim 1, wherein the housing is shaped as a beverage container top. 8. The device of claim 7, wherein the housing is threadingly engaged with the body. 9. The device of claim 7, wherein the housing is removably secured to the body by press-fit or snap-fit. 10. The device of claim 1, wherein the housing is a handle. 11. The device of claim 10, comprising a mouthpiece in communication with the chemical sensor for receiving a user breath sample. 12. The device of claim 10, wherein the handle comprises a user interface operably associated with the breath analyzer, wherein the user interface comprises a display and/or at least one user input control. 13. The device of claim 1, wherein the body comprises an external surface, and wherein the housing is removably secured to the body so as to overlie at least a portion of the external surface. 14. An impairment detection device, comprising: a container-shaped body;a housing removably secured to the container-shaped body; anda breath analyzer within the housing or body, wherein the breath analyzer comprises a chemical sensor configured to detect a chemical impairment level of a user. 15. The device of claim 14, comprising a mouthpiece in communication with the chemical sensor for receiving a user breath sample. 16. The device of claim 14, wherein the housing comprises a user interface operably associated with the breath analyzer, wherein the user interface comprises a display and/or at least one user input control. 17. The device of c... | Capital Logistics, Inc. | A61B005/097
US20140142456 | A1 | 2014-05-22 | ENVIRONMENTAL AND PATIENT MONITOR FOR PROVIDING ACTIVITY RECOMMENDATIONS | 2013-04-29 | A patient manager provides activity recommendations to a patient based on monitored data. The patient manager monitors personal, environmental, and external data to identify baseline and personal best thresholds to determine appropriate activity recommendations for a patient that is trying to manage a disease such as asthma. A personal monitor measures a peak flow rate by having the patient blow through the personal monitor. An environmental monitor measures ambient conditions in a room and communicates the conditions with the patient manager. The patient manager also pulls in third-party regional weather information, and generates activity recommendations based on the personal, environmental, and regional information. | 1. A method comprising: receiving lung capacity information of a patient;receiving environmental condition information for an inside area proximal to the patient; andpresenting, via a processor, an activity recommendation to the patient based on a comparison of the lung capacity information and the environmental condition information with baseline conditions. 2. The method of claim 1, further comprising receiving environmental condition information for an outside region proximal to the patient. 3. The method of claim 2, further comprising generating a risk score based on the lung capacity information, and the environmental condition information for the inside area and the outside area. 4. The method of claim 3, further comprising comparing the risk score with a baseline risk score and generating a percent change value, and further determining if the percent change value exceeds an acceptable threshold value. 5. The method of claim 4, wherein the acceptable threshold value is selected according to a patient profile. 6. The method of claim 4, further comprising notifying a caretaker when the percent change value exceeds the acceptable threshold value. 7. The method of claim 4, wherein the lung capacity information comprises a volume of air inspired and expired by lungs of the patient, and wherein the method further comprises updating a maximum volume of air value when the patient increases the volume of air. 8. The method of claim 7, wherein the percent change value is based on the baseline conditions and the maximum volume of air value. 9. A non-transitory computer readable storage medium including instructions that, when executed by a processing device, cause the processing device to perform a method comprising: receiving lung capacity information of a patient;receiving environmental condition information for an inside area proximal to the patient; andpresenting an activity recommendation to the patient based on a comparison of the lung capacity information and the environmental condition information with baseline conditions. 10. The computer readable storage medium of claim 9, wherein the method further comprises receiving environmental condition information for an outside region proximal to the patient. 11. The computer readable storage medium of claim 10, wherein the method further comprises generating a risk score based on the lung capacity information, and the environmental condition information for the inside area and the outside area. 12. The computer readable storage medium of claim 11, wherein the method further comprises comparing the risk score with a baseline risk score and generating a percent change value, and further determining if the percent change value exceeds an acceptable threshold value. 13. The computer readable storage medium of claim 12, wherein the acceptable threshold value is selected according to a patient profile. 14. The computer readable storage medium of claim 12, wherein the method further comprises ... | - | A61B005/00 A61B005/091
US08733932 | B2 | 2014-05-27 | Ophthalmic ultrasonic diagnosing apparatus | 2010-01-29 | An ophthalmic ultrasonic diagnosing apparatus for measuring an ocular axial length of an examinee's eye includes an ultrasonic probe for A-mode measurement including a transducer arranged to emit an ultrasonic wave toward the inside of the eye, and receive return echoes from eye constituent parts, and an analysis unit for identifying, by analyzing signals of the received echoes, the respective signals as a return echo signal from a cornea of the eye, a return echo signal from an intraocular lens implanted in the eye, multiple return echo signals produced from the signals repeatedly returning between the intraocular lens and the transducer, and a return echo signal from a retina of the eye, while distinguishing the retinal signal from the multiple signals based on a property shown by the multiple signals and/or a property shown by the retinal signal, and calculate the axial length based on the corneal and retinal signals. | 1. A method for measuring an ocular axial length of an examinee's eye with an ophthalmic ultrasonic diagnosing apparatus, the apparatus comprising: an ultrasonic probe for A-mode measurement comprising a transducer that is arranged to emit an ultrasonic wave toward the inside of the eye, and receive return echoes from constituent parts inside the eye; and an analysis unit that is arranged to identify, by analyzing signals of the received return echoes, the respective return echo signals as a return echo signal from a cornea of the eye, a return echo signal from an intraocular lens that is implanted in the eye, multiple return echo signals that are produced from the return echo signals that repeatedly return between the intraocular lens and the transducer, and a return echo signal from a retina of the eye, while distinguishing the retinal return echo signal from the multiple return echo signals based on at least one of a property shown by the multiple return echo signals and a property shown by the retinal return echo signal, and calculate the ocular axial length based on the corneal return echo signal and the retinal return echo signal, the method comprising: identifying, via the analysis unit, the retinal return echo signal by at least one of: a first method for distinguishing, based on periodicity of the return echo signals that appear subsequent to the intraocular lens return echo signal and at a retinal side, the retinal return echo signal from the multiple return echo signals;a second method for distinguishing, based on a property shown by the retinal return echo signal that is obtained by making a search of the return echo signals sequentially from the retinal side to an intraocular-lens side, the retinal return echo signal from the multiple return echo signals; anda third method for distinguishing, based on a difference in attenuation between the retinal return echo signal and the multiple return echo signals, the difference being made when gains of the signals are adjusted, the retinal return echo signal from the multiple return echo signals,wherein the multiple return echo signals appear subsequent to the return echo signal from the intraocular lens and prior to a boundary position between the retina and a vitreous body, andwherein the retinal return echo signal appears subsequent to the boundary position. 2. The method according to claim 1, wherein the first method comprises a method for distinguishing the retinal return echo signal from the multiple return echo signals based on a condition whether distances among the return echo signals that appear subsequent to the intraocular lens return echo signal and at the retinal side appear periodically at regular intervals compared to a distance between the corneal return echo signal and the intraocular lens return echo signal. 3. The method according to claim 2, wherein in the first method, the retinal return echo signal is distinguished from the multiple return echo signals further based o... | Nidek Co., Ltd. | A61B003/10 A61B005/05
US20140135592 | A1 | 2014-05-15 | HEALTH BAND | 2013-11-13 | A wearable device is disclosed configured to provide and transmit user information. Health-related information that is associated with a user information is received and output to a user. The wearable device can include a display configured to provide a user interface and a sensor senses information associated with biological features, physiological features and/or physical activity of the user, while the device is being worn. A communications subsystem is provided that is configured to communicate with the remote computing device. The wearable device includes a processing subsystem is provided and configured to process the sensed information to provide processed user information. The processed user information is transmitted via the communication subsystem, to the remote computing device, and health-related information associated with the processed user information is received from the remote computing device. The health-related information is provided, via the user interface, on the display. | 1. A wearable device that is configured to provide user information, and to transmit the user information to a remote computing device, and to receive from the remote computing device health-related information associated with the user information for outputting to a user, the wearable device comprising: a display configured to provide a user interface;at least one sensor that is respectively configured to sense information while the wearable device is being worn by the user, wherein the sensed information is of the type that is associated with biological features, physiological features and/or physical activity of the user;a communications subsystem that is configured to communicate with the remote computing device; anda processing subsystem including a processor and processor readable media, the processing subsystem configured to: process the sensed information from the at least one sensor to provide processed user information;transmit via the communication subsystem, to the remote computing device, the processed user information;receive, from the remote computing device, the health-related information associated with the processed user information; andprovide, via the user interface on the display, the health-related information received from the remote computing device. 2. The wearable device of claim 1, wherein the health-related information is formatted as a health score that is calculated by applying a decay component to reduce a relative weight of the sensed information associated with the physical activity of the user and further transforming the processed user data into a masked composite numerical value; andfurther wherein the health score is provided via the user interface on the display free of human intervention. 3. The wearable device of claim 1, wherein the processing subsystem is further configured to: process second sensed information from the at least one sensor to provide processed second user information;transmit via the communication subsystem, to the remote computing device, the processed second user information;receive, from the remote computing device, second health-related information associated with the processed user information; andprovide, via the user interface on the display, the second health-related information received from the remote computing device. 4. The wearable device of claim 3, wherein the processing subsystem is further configured to track health-related information over time. 5. The wearable device of claim 1, wherein the physical activity of the user includes one or more of walking, running, swimming and sleeping. 6. The wearable device of claim 1, wherein the physiological features includes one or more of temperature, blood pressure, blood glucose level, perspiration, and heart rate. 7. The wearable device of claim 1, wherein the user interface is configured to receive information input by the user. 8. The wearable device of claim 7, wherein the information is received by scanning a bar code.... | dacadoo ag | A61B005/00 A61B005/0205 A61B005/145 A61B005/11 A61B005/01
US08727979 | B2 | 2014-05-20 | Disease management system and method including significant symptom filtering | 2007-10-31 | A system and method for allowing a patient to access an automated process for managing a specified health problem called a disease. The system performs disease management in a fully automated manner, using periodic interactive dialogs with the patient to obtain health state measurements from the patient, to evaluate and assess the progress of the patient's disease, to review and adjust therapy to optimal levels, and to give the patient medical advice for administering treatment and handling symptom flare-ups and acute episodes of the disease. The medical records are updated, the progression of the disease is stored and tracked, and the patient's preferences for treatment are stored and then used to offer medical advice based on the current state of the disease. A prestored general disease trend curve is compared against a patient specific disease trend curve, and the system makes an automated response such as adjusting therapy. | 1. A computerized method for determining if a patient has a severe symptom requiring automated notification and intervention by a human healthcare provider while performing a health assessment for a disease being managed, the method comprising: receiving, at a computing device, information related to a significant symptom from a patient via a direct interactive dialogue between a patient and the computing device, the direct interactive dialogue including a patient input of at least one of: a patient-measured objective measurement and a subjective severity of the significant symptom;storing the information related to the significant symptom in a data storage;determining, via the computing device, whether the significant symptom is related to at least one of: a disease being managed and a side effect of treatment for the patient;establishing, via the computing device, a severity of the significant symptom based on answers received from the patient to one or more symptom severity questions;adjusting, via the computing device, the subjective severity of the significant symptom based on a sensitivity factor set, the sensitivity factor set a level of a patient sensitivity, the sensitivity factor set further based on the patient sensitivity;offering, via the computing device, medical advice to the patient regarding at least one of administering treatment or handling symptom flare-ups, the medical advice to the patient based on the adjusted subjective severity, the patient-measured objective measurement, and the information related to a significant symptom; andoutputting, via the computing device, the established severity of the significant symptom to a human healthcare provider if the established severity exceeds a threshold, the threshold dynamically modified by the sensitivity factor set. 2. The method of claim 1, wherein the established severity of the significant symptom is classified as severe if the threshold is exceeded or is classified as mild if the threshold is not exceeded. 3. The method of claim 1, further comprising storing the established severity of the significant symptom into an electronic medical record. 4. The method of claim 1, wherein the determination whether the significant symptom is related to the disease being managed comprises comparing the significant symptom to a symptoms table comprising symptoms related to the disease being managed. 5. The method of claim 1, wherein the determination whether the significant symptom is a side effect of treatment comprises comparing the significant symptom to a side effects table comprising side effects related to a current therapy for the patient. 6. The method of claim 1, wherein establishing the severity of the significant symptom comprises at least one of obtaining a severity number via direct interactive dialogue between the patient and the computing device and comparing the severity number with a scale of numbers from a symptom database corresponding to the significant symptom's s... | Clinical Decision Support, LLC | A61B005/00 G06F019/00
US08731662 | B2 | 2014-05-20 | Apparatus and method for the detection and treatment of atrial fibrillation | 2010-04-09 | Embodiments of the invention provide methods for the detection and treatment of atrial fibrillation (AF) and related conditions. One embodiment provides a method comprising measuring electrical activity of the heart using electrodes arranged on the heart surface to define an area for detecting aberrant electrical activity (AEA) and then using the measured electrical activity (MEA) to detect foci of AEA causing AF. A pacing signal may then be sent to the foci to prevent AF onset. Atrial wall motion characteristics (WMC) may be sensed using an accelerometer placed on the heart and used with MEA to detect AF. The WMC may be used to monitor effectiveness of the pacing signal in preventing AF and/or returning the heart to normal sinus rhythm (NSR). Also, upon AF detection, a cardioversion signal may be sent to the atria using the electrodes to depolorize an atrial area causing AF and return the heart to NSR. | 1. A method for treating and/or preventing atrial fibrillation in a patient, the method comprising: providing an apparatus comprising: an electrical lead having a proximal and distal portion, the distal portion configured to be positioned on an atrial chamber of the heart; the proximal portion having an end configured to be coupled to a pacemaker device; the lead having sufficient flexibility to be advanced into in an atrial chamber of a heart from a percutaneous introductory site; anda plurality of pairs of bipolar electrodes, the electrode of each pair being (i) coupled to a conductive element of the lead, (ii) positioned on a membrane patch configured to be attached to a wall of the heart, and (iii) configured to at least sense an electrical signal of the wall of the heart;placing a plurality of membrane patches on the wall of the heart to position the plurality of pairs of bipolar electrodes in a pattern to define a detection area for detecting aberrant electrical activity in the heart;measuring electrical activity of the heart using the plurality of bipolar electrodes; anddetecting a foci of aberrant electrical activity in the heart causing the onset of atrial fibrillation (AF) using the measured electrical activity. 2. The method of claim 1, wherein the plurality of membrane patches are positioned on an endocardial surface of the heart. 3. The method of claim 1, wherein the plurality of pairs of bipolar electrodes comprises at least three pairs of bipolar electrodes. 4. The method of claim 1, wherein the plurality of pairs of bipolar are arranged in a substantially circular or oval pattern. 5. The method of claim 1, wherein the foci is detected by identifying a location in the detection area which depolarizes before the patient's SA node during an episode of AF. 6. The method of claim 1, wherein the foci is detected by identifying a location in the detection area which has the earliest depolarization during an episode of AF. 7. The method of claim 1, wherein the foci is detected by detecting an abnormal P wave in the patient's EKG. 8. The method of claim 1, further comprising sending a pacing signal to the foci to prevent the foci from causing AF. 9. The method of claim 8, wherein the pacing signal is sent continuously. 10. The method of claim 8, wherein the pacing signal is sent using a pair or electrodes of the plurality that is nearest the detected foci. 11. The method of claim 8, wherein the pacing signal is configured to produce a stimulated P wave. 12. The method of claim 11, wherein the pacing signal is triggered of the patient's R-wave or R to R interval. 13. The method of claim 1, wherein the foci is detected by the absence or abnormality of a measured signal representative of the patient's P-wave. 14. The method of claim 1, further comprising: sensing a wall motion characteristic of the atria using an accelerometer placed on the wall of the atrial; andusing the sensed wall motion characteristic to detect the occurrenc... | Incube Labs, LLC | A61N001/00 A61B005/02 A61B005/04
US09072495 | B2 | 2015-07-07 | Method and apparatus to produce ultrasonic images using multiple apertures | 2014-01-16 | A combination of an ultrasonic scanner and an omnidirectional receive transducer for producing a two-dimensional image from received echoes is described. Two-dimensional images with different noise components can be constructed from the echoes received by additional transducers. These can be combined to produce images with better signal to noise ratios and lateral resolution. Also disclosed is a method based on information content to compensate for the different delays for different paths through intervening tissue is described. The disclosed techniques have broad application in medical imaging but are ideally suited to multi-aperture cardiac imaging using two or more intercostal spaces. Since lateral resolution is determined primarily by the aperture defined by the end elements, it is not necessary to fill the entire aperture with equally spaced elements. Multiple slices using these methods can be combined to form three-dimensional images. | 1. A method of ultrasound imaging, comprising: transmitting a first ultrasound signal from a transmit transducer array into a target object;receiving first echoes of the first ultrasound signal with a first transducer that is omnidirectional in an image plane and is located in a first acoustic window;storing the first echoes in a computer memory;receiving second echoes of the first ultrasound signal with a second transducer that is omnidirectional in the image plane and is located in a second acoustic window that does not overlap the first acoustic window;storing the second echoes in the computer memory;obtaining position information of the first and second transducers relative to the transmit transducer array;retrieving the first echoes from the computer memory and constructing a first image of the target object from the retrieved first echoes and the position information of the first transducer;retrieving the second echoes from the computer memory and constructing a second image of the target object from the retrieved second echoes and the position information of the second transducer; andcombining the first and second images to form a combined image. 2. The method of claim 1, further comprising, prior to combining the first and second images, determining a displacement of the second image relative to the first image. 3. The method of claim 1, further comprising applying a Wiener filter to the first and second images before combining the first and second images. 4. The method of claim 1, further comprising applying a Wiener filter to the combined image. 5. The method of claim 1, wherein the second transducer is at least one transducer element on the transmit transducer. 6. The method of claim 1, wherein the second transducer is separate from the transmit transducer and the first transducer. 7. The method of claim 1, wherein the target object is human tissue. 8. The method of claim 7, wherein the first acoustic window is selected from the group consisting of a first parasternal intercostal space, a second parasternal intercostal space, a suprasternal notch, a substernal position, a subcostal window, an apical view, a first intercostal space adjacent the sternum, and a second intercostal space adjacent the sternum, and wherein the second acoustic window is selected from the same group. | MAUI IMAGING, INC. | A61B008/14 A61B008/08 A61B008/00 G01S007/52 G01S015/89 A61B005/00
US09039595 | B2 | 2015-05-26 | Control systems for rotary blood pumps | 2014-01-23 | The present invention generally relates to a control system for a rotary blood pump adapted to move blood in a patient. The control system comprises a means for measuring and varying the speed of the pump and a means for measuring the pulsatility index of a patient, and the control system is adapted to maintain the pulsatility index at or near a predetermined value by varying the speed of the pump. The pulsatility index is derived from the amplitude of the actual pump speed over a predetermined time period. Optionally, also, the control system can calculate the second derivative of instantaneous speed of the rotary blood pump and use the calculation of the second derivative of instantaneous speed to detect a suction event, and help prevent it. | 1. A method, implemented on a controller, for controlling a blood pump, comprising: calculating a pulsatility index (PI) based on a speed of the pump;deriving pulmonary capillary wedge pressure (PCWP) based on the calculated PI;estimating a flow rate through the pump based on the derived PCWP;calculating a preferred flow rate based on a theoretical Starling-like response and the derived PCWP;comparing the estimated flow rate to the preferred flow rate; andadjusting the pump speed based on the comparison. 2. The method of claim 1, wherein the deriving of the PCWP comprises using expert data acquired during treatment of a heart failure patient. 3. The method of claim 1, wherein the deriving of the PCWP comprises using a look-up-table (LUT). 4. The method of claim 1, further comprising modifying the flow rate estimating using expert data. 5. The method of claim 4, wherein the expert data is a member selected from the group consisting of measured haemocrit (Hct), measured PCWP, and a combination of the same. 6. The method of claim 5, wherein the Hct is derived from pathology testing. 7. The method of claim 4, wherein the modifying the flow rate estimating further comprises: estimating another flow rate based on Hct, power, and pump speed;comparing the another flow rate to the estimated flow rate based on the derived PCWP; andadjusting the estimating the flow rate based on a difference between the estimated flow rate based on the derived PCWP and the another flow rate. 8. The method of claim 7, wherein the calculating a PI; the deriving PCWP; the estimating a flow rate; the adjusting the estimating flow rate; the calculating a preferred flow rate; the comparing the estimated flow rate and the preferred flow rate; and the adjusting pump speed are repeated for each of a plurality of cycles. 9. The method of claim 1, wherein the adjusting pump speed comprises setting a pump speed such that the PI is within the range of about 20 to about 45 units. 10. A control system for a blood pump having an impeller, comprising: a commutation module for sending a drive signal to rotate the impeller;a sensor configured to receive an input indicative of or measure a speed of the pump; anda controller device for generating a control signal to adjust the speed of the impeller, the controller device configured to: calculate a pulsatility index (PI) based on a speed of the pump;derive pulmonary capillary wedge pressure (PCWP) based on the calculated PI;estimate a flow rate based on the derived PCWP;calculate a preferred flow rate based on a theoretical Starling-like response and the derived PCWP;compare the estimated flow rate to the preferred flow rate; andwherein the control signal is based on the comparison of the estimated flow rate to the preferred flow rate. 11. The control system of claim 10, wherein the sensor is included with the commutation module and the sensor measures the speed of the pump by back EMF detection. 12. The control system of claim 10, wh... | Thoratec Corporation | A61N001/362 A61M001/10 A61B005/0215 A61B005/145 A61B005/00
US09597036 | B2 | 2017-03-21 | Triaxial fiber optic force sensing catheter and method of use | 2013-10-28 | A fiber optic force sensing assembly for detecting forces imparted at a distal end of a catheter assembly. The structural member may include segments adjacent each other in a serial arrangement, with gaps located between adjacent segments that are bridged by flexures. Fiber optics are coupled to the structural member. In one embodiment, each fiber optic has a distal end disposed adjacent one of the gaps and oriented for emission of light onto and for collection of light reflected from a segment adjacent the gap. The optical fibers cooperate with the deformable structure to provide a change in the intensity of the reflected light, or alternatively to provide a variable gap interferometer for sensing deformation of the structural member. In another embodiment, the gaps are bridged by fiber Bragg gratings that reflect light back through the fiber optic at central wavelengths that vary with the strain imposed on the grating. | 1. A method, comprising: providing a catheter to a user, the catheter configured for exploration or treatment of a vessel, organ or other tissue, said catheter comprising: a flexible elongated body having a proximal end and a distal extremity; anda fiber optic force sensing assembly disposed within said flexible elongated body proximate said distal extremity, said fiber optic force sensing assembly including: a structural member having an outer surface and defining a longitudinal axis, said structural member including a plurality of segments that are adjacent each other in a serial arrangement along said longitudinal axis to define a plurality of gaps, each of said plurality of gaps being located between adjacent ones of said plurality of segments; a plurality of flexures dispersed between said plurality of segments so that said adjacent ones of said plurality of segments are bridged by one of said plurality of flexures, each of said flexures defining a portion of said outer surface of said structural member; and a plurality of fiber optics operatively coupled with said structural member; andproviding instructions recorded on a tangible medium to the user, the instructions for utilizing the catheter to determine one or more contact forces between the distal extremity of the catheter and the vessel, organ or other tissue, the instructions comprising:manipulating the catheter such that at least the distal extremity contacts the vessel, organ or other tissue, to cause the distal extremity of the catheter to deflect in response to the contact;computing a multi-dimensional contact force vector from an output signal from the fiber optic force sensing assembly andproviding an indication to the user based on the multi-dimensional contact force vector. 2. The method of claim 1, wherein each of said plurality of fiber optics includes a distal end disposed adjacent one of said plurality of gaps and oriented for emission of light onto and for collection of light reflected from the segment adjacent said one of said plurality of gaps, wherein a distance between said distal and of said fiber optic and said segment adjacent said one of said plurality of gaps and opposite said distal end of said fiber optic has a dimension that changes in response to bending of a one of said flexures that bridges said one of said plurality of gaps, and further wherein the multi-dimensional contact three vector is computed at least in part based on the change in the dimension. 3. The method of claim 2, wherein said distal end of said fiber optic and said segment adjacent said one of said plurality of gaps defines an interferometric gap. 4. The method of claim 2, wherein said collection of light reflected from the segment adjacent said one of said plurality of gaps varies in intensity in response to bending of said one of said flexures that bridges said one of said plurality of gaps. 5. The method of claim 2, wherein said distal end of said fiber optic is diametrically opposed ... | St. Jude Medical International Holding S.à r.l. | A61B019/00 A61B005/00 A61B005/042 A61B017/3207 A61B018/14 G01L005/16 A61B018/02
US09532719 | B2 | 2017-01-03 | Fluorescence endoscope apparatus | 2014-01-14 | A fluorescence endoscope apparatus includes a light source that radiates excitation light and reference light onto an examination target; a fluorescence-image generating portion that generates a fluorescence image by capturing fluorescence generated at the examination target due to irradiation with the excitation light; a reference-image generating portion that generates a reference image by capturing return light that returns from the examination target due to irradiation with the reference light; a division-image generating portion that generates a division image by dividing the fluorescence image generated by the fluorescence-image generating portion by the reference image generated by the reference-image generating portion; and a corrected-image generating portion that generates a corrected image based on the division image and the fluorescence image, wherein the corrected-image generating portion generates a corrected image in which a region that has relatively high luminance and that the division image and the fluorescence image have in common is emphasized. | 1. A fluorescence endoscope apparatus comprising: a light source configured to radiate excitation light and reference light onto an examination target;a fluorescence-capturing sensor configured to acquire fluorescence image information by capturing fluorescence generated by the examination target due to irradiation with the excitation light from the light source;a white-light capturing sensor configured to acquire white light information by capturing return light that returns from the examination target due to irradiation with the reference light from the light source; anda processor comprising hardware, wherein the processor is configured to: generate a fluorescence image based on the fluorescence image information;generate a reference image based on the white light information;generate a division image by dividing the fluorescence image by the reference image; andgenerate a corrected image by multiplying the division image by the fluorescence image. 2. The fluorescence endoscope apparatus according to claim 1, wherein the processor is further configured to: perform a subtraction processing on the division image and/or the fluorescence image in accordance with the examination target; andgenerate the corrected image based on the division image and/or the fluorescence image subjected to the subtraction processing. 3. The fluorescence endoscope apparatus according to claim 2, wherein the processor is further configured to: after performing the subtraction processing, perform a weighting processing on the division image and the fluorescence image in accordance with the examination target. 4. The fluorescence endoscope apparatus according to claim 1, wherein the processor is further configured to: perform a weighting processing by assigning weights to the division image and the fluorescence image in accordance with the examination target; andgenerate the corrected image based on the division image and the fluorescence image subjected to the weighting processing. 5. The fluorescence endoscope apparatus according to claim 1, wherein the processor is configured to: identify, a region that has a gradation value greater than a predetermined threshold in the corrected image. 6. The fluorescence endoscope apparatus according to claim 5, wherein the processor is configured to: set the predetermined threshold based on an average value of gradation values of individual pixels in the corrected image. 7. The fluorescence endoscope apparatus according to claim 5, wherein the processor is configured to: generate a combined image by superimposing the region that has the gradation value greater than the predetermined threshold in the corrected image on the reference image. 8. A fluorescence endoscope apparatus comprising: a light source configured to radiate excitation light and reference light onto an examination target;a fluorescence-capturing sensor configured to acquire fluorescence image information by capturing fluorescence generated by the examination ... | OLYMPUS CORPORATION | A61B001/06 A61B001/04 A61B005/00 G02B021/16 G02B021/24 G02B023/24 A61B001/00 G06T005/50
US09445768 | B2 | 2016-09-20 | Personal biosensor accessory attachment | 2013-11-11 | Techniques for providing a personal biosensor accessory attachment are disclosed. In some embodiments, a personal biosensor accessory attachment system is disclosed. In some embodiments, a personal biosensor accessory attachment system includes a biosensor for detecting a bio-signal; and a personal biosensor device that is adapted to securely hold the biosensor, in which the personal biosensor device can be adapted to be mechanically secured to a plurality of computing devices. | 1. A system for a personal biosensor accessory attachment system, comprising: a first biosensor for detecting a first bio-signal, wherein the first biosensor includes an electroencephalography (EEG) sensor, an electrocardiography (ECG) sensor, an electrooculography (EOG) sensor, an electromyography (EMG) sensor, or a galvanic skin response (GSR) sensor;a personal biosensor device that is adapted to securely hold the first biosensor; anda fastening device that can be adapted for securely connecting the personal biosensor device to a plurality of computing devices, wherein the fastening device includes a second biosensor for detecting a second bio-signal, the first bio-signal being different from the second bio-signal, wherein the second biosensor includes an electroencephalography (EEG) sensor, an electrocardiography (ECG) sensor, an electrooculography (EOG) sensor, an electromyography (EMG) sensor, or a galvanic skin response (GSR) sensor;wherein the fastening device includes a cast silicon or rubber part;wherein the second biosensor corresponds to the same kind of biosensor as the first biosensor to increase the quality of the first bio-signal detected; andwherein the personal biosensor device is adapted to be mechanically secured to the plurality of computing devices. 2. The system recited in claim 1, wherein the personal biosensor device further comprises: a display output for providing an output feedback for bio-signal related information measured using the first biosensor. 3. The system recited in claim 1, wherein the personal biosensor device further comprises: an audio output for providing an output feedback for bio-signal related information measured using the first biosensor. 4. The system recited in claim 1, wherein the personal biosensor device further comprises: a communication mechanism for providing wired or wireless communication based on bio-signal related information measured using the first biosensor to the plurality of computing devices. 5. The system recited in claim 1, wherein the personal biosensor device further comprises: a communication mechanism for providing wired or wireless communication based on bio-signal related information measured using the first biosensor to a cloud-based bio-signal monitoring service. 6. The system recited in claim 1, wherein the EEG sensor includes a stainless steel passive, dry biosensor. 7. The system recited in claim 1, wherein the first biosensor measures an EEG signal, and wherein the EEG signal is processed to determine a user's mental state. 8. The system recited in claim 1, wherein the plurality of computing devices includes a mobile computing device. 9. The system recited in claim 1, wherein the plurality of computing devices includes a mobile phone or a tablet computer. 10. The system recited in claim 1, wherein the plurality of computing devices includes a watch. 11. The system recited in claim 1, wherein the first biosensor is attached, via the fastening device, to an art... | NeuroSky, Inc. | A61B005/00 A61B005/0408 A61B005/0478 A61B005/0492 A61B005/0496
US10624583 | B2 | 2020-04-21 | Reactance sensing for improved sensor placement | 2012-11-09 | A sensor assembly which includes a first physiological parameter sensor configured to sense a physiological parameter and a first reactance sensor connected to the first physiological parameter sensor. The first reactance sensor provides a signal corresponding to a position of a tissue relative to the first reactance sensor and corresponding to the first physiological parameter sensor. | 1. A sensor assembly including: a first physiological parameter sensor configured to sense a physiological parameter;a phased array of reactance sensors including a first reactance sensor and a second reactance sensor, the array of reactance sensors connected to the first physiological parameter sensor wherein the array provides a signal corresponding to a position of a tissue relative to the first reactance sensor and relative to the first physiological parameter sensor; and wherein the first reactance sensor includes at least one of a capacitor and an inductor;a processor coupled to the first physiological parameter sensor and coupled to the array, the processor configured to select an operational mode for the first physiological parameter sensor based upon the signal provided by the array, wherein the processor is configured to generate an output based on the physiological parameter and the position if the signal provided by the array exceeds a threshold value. 2. The sensor assembly of claim 1, wherein the first physiological parameter sensor is configured to be controlled by signals generated by the reactance sensor. 3. The sensor assembly of claim 1, wherein the first reactance sensor and the second reactance sensor are in fixed positions relative to the first physiological parameter sensor. 4. The sensor assembly of claim 1 further including a second physiological parameter sensor coupled to the first reactance sensor. 5. The sensor assembly of claim 1, wherein the first physiological parameter sensor includes at least one of a pulse oximetry sensor, a tissue oximetry sensor, a temperature sensor, a blood pressure sensor, a blood analyte sensor, a respiratory rate sensor, and a capnography sensor. 6. The sensor assembly of claim 1 wherein the first physiological parameter sensor includes a multifunction sensor configured to measure any combination of pulse, saturated oxygen content, blood pressure, body temperature, blood analyte concentration, respiratory gas concentration, and breathing rate. 7. The sensor assembly of claim 1 configured to receive at least one of a fingertip, a toe, an ear lobe, an arm, a wrist, and a foot. 8. The sensor assembly of claim 1 wherein the sensor assembly has a planar planform. 9. A non-transitory computer readable medium comprising machine readable information for causing a machine to: read physiological parameter sensor data and reactance sensor data, wherein the physiological parameter sensor data is from a first physiological parameter sensor configured to sense a physiological parameter and the reactance sensor data is from a phased array of reactance sensors including a first reactance sensor and a second reactance sensor, the array of reactance sensors connected to the first physiological parameter sensor, wherein the array provides a signal corresponding to a position of a tissue relative to the first reactance sensor and relative to the first physiological parameter sensor; and wherein the f... | Nonin Medical, Inc. | A61B005/00 A61B005/01 A61B005/0205 A61B005/0215 A61B005/08 A61B005/1455 A61B005/021 A61B005/053 A61B005/145
US09271673 | B2 | 2016-03-01 | NIR image-guided targeting | 2013-10-02 | A method for targeting. The method includes determining skin characteristics in a region of a patient. An in-treatment optical scan is performed on a region of a patient, wherein the in-treatment optical scan comprises a near infrared (NIR) energy source. A plurality of detected signals is detected from the optical scan. The skin characteristics are filtered out from the plurality of detected signals. Skeletal anatomy positioning associated with the region is determined from the plurality of signals that is filtered. | 1. A method for treatment, comprising: performing a base scan to obtain relative 3D positioning of a target within a skeletal anatomy of a patient;performing an in-treatment optical scan on said patient to determine 3D positioning of said skeletal anatomy within a treatment system, wherein said in-treatment optical scan comprises a near infrared (NIR) energy source, and wherein said performing an in-treatment optical scan comprises: detecting a plurality of detected signals from said optical scan; andfiltering out signaling characteristics for skin of said patient from said plurality of detected signals to obtain signals related to said skeletal anatomy and determine said 3D positioning of said skeletal anatomy; andregistering said 3D positioning of said skeletal anatomy from said in-treatment optical scan and said 3D positioning of said skeletal anatomy determined from said base scan to determine relative positioning of said target within said treatment system. 2. The method of claim 1, further comprising: exposing said target to treatment beam radiation from said treatment system. 3. The method of claim 1, wherein said performing a base scan comprises: performing a computed tomography (CT) scan. 4. The method of claim 1, wherein said performing a base scan comprises: performing an magnetic resonance imaging (MRI) scan. 5. The method of claim 1, further comprising: performing another optical scan using a source emitting NIR energy on said region of said patient, wherein said optical scan is performed over varying frequencies and intensities; anddetermining said signaling characteristics for skin related to at least one of skin reflectance characteristics, skin transmittive characteristics, and a skin fluorescence characteristics, such that said signaling characteristics are filterable from said plurality of detected signals. 6. The method of claim 1, further comprising: performing another optical scan on said patient across varying frequencies and intensity using another NIR energy source;determining an optimal frequency and intensity combination that optimally illuminates said skeletal anatomy with minimal skin signaling characteristics; andperforming said in-treatment optical scan on said patient using said optimal frequency and intensity combination. 7. The method of claim 1, wherein said registering said 3D positioning of said skeletal anatomy further comprises: performing a least squared comparison process to correlate said 3D positioning of said skeletal anatomy. 8. The method of claim 1, further comprising: performing said in-treatment optical scan on said patient on a periodic basis;updating registration of said 3D positioning of said skeletal anatomy from said in-treatment optical scan and said 3D positioning of said skeletal anatomy determined from said base scan based on a current in-treatment optical scan to determine current relative positioning of said target within said treatment system; andaligning said target and said tre... | Varian Medical Systems, Inc. | A61B005/00 A61B005/055 A61B006/03 A61N005/10 A61N005/06
US09622691 | B2 | 2017-04-18 | Model based variable risk false glucose threshold alarm prevention mechanism | 2012-10-30 | Methods of determining when to activate an analyte, e.g. glucose, related alarm, such as a hypoglycemia alarm, of a continuous analyte monitor is provided. Also provided are systems, devices and kits. Embodiments include methods for determining when to activate an analyte alarm of a continuous analyte monitor. The methods may include receiving information from the continuous analyte monitor related to the user's analyte concentration, wherein the information is received at a data processing component. The methods may also include receiving information that is input by the user, and the information is related to the user's analyte concentration. | 1. A computer-implemented method for determining when to activate an alarm of a continuous analyte monitor, comprising: receiving, at a data processing component, information from a continuous analyte monitor related to a user's analyte concentration;determining, at the data processing component, the user's analyte concentration using the information received from the continuous analyte monitor;receiving, at the data processing component, information from the user related to the user's analyte concentration;determining, at the data processing component, a best-estimate of the user's analyte concentration based upon the information from the continuous analyte monitor and information from the user;determining, at the data processing component, at least one condition for activating alarm; andmodifying, at the data processing component, the at least one condition for activating the alarm based on a comparison between the determination of the user's analyte concentration and the best-estimate of the user's analyte concentration. 2. The method according to claim 1, wherein the best-estimate of the user's analyte concentration includes a range of variance. 3. The method according to claim 2, wherein the best-estimate of the user's analyte concentration is at least partially determined using at least one of a Kalman filter and other state observers. 4. The method according to claim 1, comprising: activating, at the data processing component, the analyte alarm if at least one of a data signal related to the user's analyte concentration satisfies the at least one determined condition. 5. The method according to claim 1, wherein the at least one condition for activating the analyte alarm includes receiving a data signal that indicates that the user's analyte concentration has reached a threshold value. 6. The method according to claim 1, wherein the at least one condition includes that the user's analyte concentration crosses a threshold value for a predetermined length of time. 7. The method according to claim 1, wherein when the comparison between the determination of the user's analyte concentration and the best-estimate of the user's analyte concentration are in high agreement with each other, this suggests an increased likelihood of true physiological events such as a hypoglycemic event. 8. The method according to claim 7, wherein when the comparison between the determination of the user's analyte concentration and the best-estimate of the user's analyte concentration suggests an increased likelihood of a hypoglycemic event, a threshold value is increased, and wherein when the comparison between the determination of the user's analyte concentration and the best-estimate of the user's analyte concentration suggests a low likelihood of a hypoglycemic event, the threshold value is decreased. 9. The method according to claim 1, wherein when the comparison between the determination of the user's analyte concentration and the best-estimate of the use... | Abbott Diabetes Care Inc. | A61B005/00 A61B005/145 G06F019/00
US20140128759 | A1 | 2014-05-08 | Monitoring Apparatus and Method | 2013-10-03 | A monitoring apparatus (50) monitors heart activity by sensing one or more signals accessible at an outer skin surface of a person (100). The monitoring apparatus (50) includes one or more electrodes for contacting onto the outer skin surface of the person (100), a signal processing arrangement (108) for processing one or more signals provided from the one or more electrodes to generate corresponding processed signals, and a display arrangement (106) for receiving the processed signals to generate presentation information from which a heart beat rate of the person (100) is discernible. The signal processing arrangement includes a detector for detecting signal artefacts arising from one or more electronic devices coupled to the person (100) and for removing an influence of the signal artefacts from the processed signals, such that the processed signals provide a more accurate indication of the heart beat rate. Optionally, the signal processing arrangement is operable to remove signal artefacts arising from the one or more electronic devices coupled to the person (100) being a pacemaker. The apparatus (50) is thus capable of providing more accurate monitoring of heart beat rate. | 1. A monitoring apparatus (50) for monitoring heart activity by sensing one or more signals accessible at an outer skin surface of a person (100), wherein the monitoring apparatus (50) includes one or more electrodes for contacting onto the outer skin surface of the person (100), a signal processing arrangement (108) for processing one or more signals provided from the one or more electrodes to generate corresponding processed signals, and a display arrangement (106) for receiving the processed signals to generate presentation information from which a heart beat rate of the person (100) is discernible, characterized in that the signal processing arrangement includes a detector for detecting signal artefacts arising from one or more electronic devices coupled to the person (100) and for removing an influence of the signal artefacts from the processed signals, such that the processed signals provide a more accurate indication of the heart beat rate. 2. A monitoring apparatus (50) as claimed in claim 1, characterized in that the signal processing arrangement is operable to remove signal artefacts arising from the one or more electronic devices coupled to the person (100) being a pacemaker. 3. A monitoring apparatus (50) as claimed claim 2, characterized in that the signal processing arrangement is operable to insert one or more average signal values into a signal data flow being processed in substitution for signal values which include signal artefacts arising from the one or more electronic devices coupled to the person (100). 4. A monitoring apparatus (50) as claimed claim 3, characterized in that the signal processing arrangement is operable to detect a rate of change of signal in the signal data flow, and to perform a substitution for signal values when the rate of change of signal exceeds a threshold value. 5. A monitoring apparatus (50) as claimed in claim 3, characterized in that the signal processing arrangement includes a FIFO buffer through which data words corresponding to one or more signals derived from the one or more electrodes are passed in operation, wherein the FIFO buffer is configured for implementing a filter for detecting and removing signal artefacts arising from the one or more electronic devices coupled to the person (100). 6. A monitoring apparatus (50) as claimed in claim 5, characterized in that the signal processing arrangement is operable to store a plurality of samples of non-filtered data and a plurality of samples of filtered data therein for computation of the one or more average signal values, and for detecting the signal artefacts arising from the one or more electronic devices coupled to the person (100). 7. A monitoring apparatus (50) as claimed in claim 6, characterized in that the signal processing arrangement includes an ECG amplifier for amplifying signals from the one or more electrodes to generate corresponding amplified signals, an anti-aliasing filter for bandwidth-limiting the corresponding amplif... | Spektikor Oy | A61B005/00 A61B005/0245
US20140118150 | A1 | 2014-05-01 | Wireless Code Game Enuresis Alarm for the Treatment of Enuresis | 2014-01-03 | A system (10) and method for use by a subject with a sleep disorder, such as nocturnal enuresis. The system (10) comprises at least one sensor (11) that detects at least one attribute of the sleep disorder, for example urine, and outputs at least a first signal on or after detection of that attribute. The system (10) further comprises a control device (12) that comprises an arousal device (14), such as a loudspeaker, that activates on or after receipt of the first signal, an interactive device (15) that is actuable by the subject to deactivate or modify the operation of the arousal device (14) and an output device (16) for delivering an output to the subject. The output being delivered on or after deactivation or modification of the arousal device (14). | 1. A system for use by a subject with a sleep disorder comprising: at least one sensor that detects at least one attribute of the sleep disorder and outputs at least a first signal on or after detection of said attribute; anda control device comprising: an arousal device that activates on or after receipt of said first signal by said control device;an interactive device actuable by said subject to deactivate or modify the operation of said arousal device after the arousal device has been activated;a storage device for storing a plurality of outputs; andan output device for delivering at least one of said outputs a predetermined number of times to said subject, said output being delivered based on deactivation or modification of the arousal device. 2. The system of claim 1 wherein the output device is a visual display device, an auditory device, and/or an audiovisual device. 3. The system of claim 2 wherein the auditory device comprises a loudspeaker and the output is an auditory output. 4. The system of claim 3 wherein the loudspeaker is also used as the arousal device. 5. The system of claim 3 wherein the auditory output comprises a recording of one or more words, a phrase, a sentence, a nursery rhyme, some or all of a song, or some or all of a poem. 6. The system of claim 5 wherein the control device further comprises a microphone for detecting one or more auditory outputs for storage on the storage device. 7. The system of claim 1 wherein the control device comprises a device for recording or producing one or more arousal or awakening sounds. 8. The system of claim 1 wherein the interactive device comprises a button, a switch, a lever, a proximity sensor, a movement sensor, and/or a touch pad. 9. The system of claim 1 wherein the output device delivers said output immediately on actuation of the interactive device. 10. The system of claim 1 wherein the sensor comprise a sensor for the detection of urine. 11. The system of claim 1 wherein the sensor has a wireless transmitter or wireless transceiver which is part of a wireless link provided between the sensor and the control device. 12. The system of claim 1 wherein the sensor detects teeth grinding by the subject, and/or movement of the subject from a sleeping to a standing position, and/or the sounds of sleep talking by the subject, and/or head movements by the subject. 13. The system of claim 11 wherein the control device comprises a wireless receiver or wireless transceiver that detects signals output from the sensor. 14. A control device for use by a subject with a sleep disorder comprising: an arousal device that activates on or after receipt by said control device of a first signal from at least one sensor that detects at least one attribute of the sleep disorder;an interactive device actuable by said subject to deactivate or modify the operation of said arousal device after the arousal device has been activated; andan output device for delivering at least one of a plurality... | The University of Sydney The Sydney Children's Hospitals Network (Randwick and Westmead) | A61B005/20 A61B005/00
US20140128766 | A1 | 2014-05-08 | Foley catheter | 2012-11-05 | The present invention is an improved catheter, in particular, a Foley catheter. The preferred embodiment of the invention is a catheter with three lumens. The largest lumen is the drainage lumen. The side balloon lumen has a removable one-way female Luer valve threaded onto the distal end of the side balloon lumen. The removable Luer valve allows a user to drain the balloon by passive equilibrium to atmospheric pressure by removing the valve from the lumen. Alternately, the lumen can be drained by syringe. The temperature sensor lumen contains a sensor lead with a Teflon(R) outside jacket that allows the lead to more easily slide within the lumen when the lumen is stretched or retracts. The sensor lead is also preferably fixed only to the distal end of the lumen so the lead will not stretch with the lumen, but would move freely within the lumen. | 1. A Foley catheter comprising: a drainage lumen; and,a side lumen having a proximal end and a distal end, the side lumen containing a temperature sensor lead where the lead is only attached to the side lumen at the distal end such that the lead can slide within the side lumen when the side lumen stretches or contracts. 2. The Foley catheter of claim 1 where the temperature sensor lead has a wire with a layer of TEFLON® insulation. 3. The Foley catheter of claim 2 where the wire further comprises a TEFLON® outside jacket encasing the layer such that the lead has reduced frictional contact with the side lumen. 4. The Foley catheter of claim 1 where the temperature sensor lead further comprises a connector extending from the distal end of the side lumen. 5. A Foley catheter comprising: a drainage lumen; and,a side lumen having a proximal end and a distal end, the side lumen containing a temperature sensor lead with a temperature sensor and having stiffness where the lead is attached to the side lumen at the proximal end at or below the temperature sensor and at the distal end, such that the stiffness of the lead resists stretching of the side lumen and the catheter. 6. A Foley catheter comprising: a drainage lumen; and,a side lumen having a proximal end and a distal end, where the side lumen is connected to a balloon at the proximal end and a female Luer lock connector at the distal end connected to a removable one way Luer valve connector/adapter. 7. The Foley catheter of claim 6 where the removable one-way Luer valve is threaded and the distal end of the side lumen is threaded. 8. A Foley catheter comprising: a drainage lumen;a side sensor lumen having a proximal end and a distal end, the sensor lumen containing a temperature sensor lead where the lead is only attached to the side lumen at the distal end such that the lead can slide within the side lumen when the side lumen stretches or contracts; and,a side balloon lumen having a proximal end and a distal end, where the balloon lumen is connected to a balloon at the proximal end and a removable one-way female Luer valve threaded to the distal end of the side balloon lumen. 9. The Foley catheter of claim 8 where the temperature sensor lead has a wire with a layer of TEFLON® insulation. 10. The Foley catheter of claim 8 where the wire further comprises a TEFLON® outside jacket encasing the layer such that the lead has reduced frictional contact with the side lumen. | - | A61M025/00 A61B005/01
US20140123977 | A1 | 2014-05-08 | SLEEP-ACTIVATED CPAP MACHINE | 2012-11-15 | A system and method for delaying the start of the continuous positive air pressure therein making it easier for a user to fall asleep. The system delivers pressurized gas to the airway of a patient. The system has a gas flow generator for providing a flow of gas and a mask for delivery of gas flow to an airway of a patient. The mask has an exhaust port being continuously open and having suitable flow resistance for maintaining a pressure in the cavity. The mask has a breathing port adaptable to open when no flow of pressurized air for allowing free breathing by the user. A hose extends between the gas flow generator and the mask for providing a flow of gas. The system has a mechanism for turning the flow of gas on at a time distinct from turning on the apparatus. | 1. An apparatus for delivering pressurized gas to the airway of a patient, the apparatus comprising: a gas flow generator for providing a flow of gas;a mask for delivery of gas flow to an airway of a patient;a connector between the gas flow generator and the mask for providing a flow of gas; anda mechanism for turning the flow of gas on at a time distinct from turning on the apparatus. 2. An apparatus of claim 1 wherein the time distinct from turning on the apparatus is after the patient is asleep. 3. An apparatus of claim 2 wherein the mechanism for turning the flow of gas on after the patient is asleep is a timer. 4. An apparatus of claim 3 wherein the timer is capable of being adjusted by a user. 5. An apparatus of claim 3 wherein the timer has a default time resulting in the delivery begins of pressurized gas flow to an airway of a patient a specific time after the unit turned on. 6. An apparatus of claim 2 wherein the mechanism for turning the flow of gas on includes a mechanism to detect sleep stage and turns the flow of gas on after the person is sleeping. 7. An apparatus of claim 6 wherein the mechanism to detect sleep stage monitors the heart rate of the user. 8. An apparatus of claim 6 wherein the mechanism to detect sleep stage monitors the brain waves of the user. 9. An apparatus of claim 6 wherein the mechanism to detect sleep stage monitors the breathing of the user. 10. An apparatus of claim 9 wherein the breathing is measured by monitoring the noise of breathing. 11. An apparatus of claim 9 wherein the breathing is measured by monitoring the change of pressure at the mask 12. An apparatus of claim 9 wherein the breathing is measured by monitoring chest expansion. 13. An apparatus of claim 6 wherein the mechanism to detect sleep stage compares characteristics associated with a sleep state as compared to a wake state in at least one of heart rate, brain waves, and breathing. 14. An apparatus of claim 1 wherein the mechanism for turning the flow of gas on includes a mechanism to detect the onset of obstructive sleep apnea (OSA). 15. An apparatus of claim 14 wherein the mechanism to detect OSA monitors the O2 saturation of the user. 16. An apparatus of claim 14 wherein the mechanism to detect OSA monitors the air flow rate of the user. 17. An apparatus of claim 14 wherein the mechanism to detect OSA monitors the heart rate of the user. 18. An apparatus of claim 14 wherein the mechanism to detect OSA monitors the chest expansion of the user. 19. An apparatus of claim 14 wherein the mechanism to detect OSA monitors the blood pressure of the user. 20. A mask for delivery of gas flow to an airway of a patient comprising: a shell having a rim defining a cavity adapted for interface with a user's nose and mouth, the shell having a connection aperture;a mask connector interfacing with the connection aperture of the shell, the connector defining a conduit for flow of pressurized air from a flow generator;an exhaust port bei... | DESHUM MEDICAL, LLC | A61M016/00 A61B005/021 A61B005/0476 A61M016/10 A61B007/04 A61B005/145 A61M016/06 A61M016/08 A61B005/00 A61B005/087
US20140128711 | A1 | 2014-05-08 | SYSTEM FOR ELECTROPHYSIOLOGY THAT INCLUDES SOFTWARE MODULE AND BODY-WORN MONITOR | 2013-11-06 | The invention also provides an integrated system that combines an ablation system used in the electrophysiology (EP) lab with a novel, body-worn monitor and data-management software system. The body-worn monitor differs from conventional monitors in that it measures stroke volume (SV) and cardiac output (CO) in addition to heart rate (HR) and ECG waveforms. The combined system collects numerical and waveform data from patients before, during, and after an EP procedure, thereby providing a robust data set that can be used for a variety of analytics and reporting purposes. The body-worn monitor can be applied to the patient immediately after the EP procedure, e.g. while they are recovering in a hospital. Once applied, the body-worn monitor measures data in real-time, and transmits them to both an EMR and a software application running on a mobile device, such as a smartphone, tablet, or personal digital assistant. | 1. A system for monitoring a patient undergoing an electrophysiology (EP) procedure, comprising: a computer system comprising a database and a software environment;an EP software system configured to generate EP information describing the patient's response to an EP procedure and transmit it to the database comprised by the computer system;a body-worn monitor configured to measure the following values from the patient and transmit them to the database comprised by the computer system: heart rate (HR), stroke volume (SV), cardiac output (CO), and ECG waveforms; andan algorithm, operating in the software environment of the computer system, that collectively processes the EP information, HR, ECG waveforms, and at least one of SV and CO to monitor the patient. 2. The system of claim 1, wherein the body-worn monitor is configured to be worn on the patient's chest. 3. The system of claim 2, wherein the body-worn monitor is configured to attach to the patient's chest with a collection of electrode patches. 4. The system of claim 3, wherein the collection of electrode patches consists of two separate electrode patches. 5. The system of claim 4, wherein each electrode patch comprises two electrodes. 6. The system of claim 5, wherein each electrode patch comprises two electrodes connected to a common adhesive backing. 7. The system of claim 2, wherein the body-worn monitor comprises two separate modules, each comprising an electronics circuit and configured to be worn in the patient's chest. 8. The system of claim 7, wherein the body-worn monitor comprises a first module that houses an ECG circuit for measuring analog ECG waveforms used to calculate HR from the patient, and a second module that houses a TBI circuit for measuring analog TBI waveforms used to calculate CO and SV from the patient. 9. The system of claim 8, wherein the first and second modules are connected to each other with a cable. 10. The system of claim 8, wherein the body-worn monitor comprises a single analog-to-digital converter that converts the analog ECG waveforms into digital ECG waveforms, and the analog TBI waveforms into digital TBI waveforms. 11. The system of claim 10, wherein the body-worn monitor comprises a microprocessor that processes the digital ECG waveforms to determine an HR value. 12. The system of claim 10, wherein the body-worn monitor comprises a microprocessor that processes the digital TBI waveforms to determine an SV value. 13. The system of claim 10, wherein the body-worn monitor comprises a single microprocessor that processes the digital ECG waveforms to determine an HR value, and the digital TBI waveforms to determine an SV value. 14. The system of claim 1, wherein the body-worn monitor comprises a wireless system configured to transmit information to the computer system. 15. The system of claim 14, wherein the body-worn monitor comprises a wireless system configured to transmit information to a mobile telephone, which includes a software appl... | Perminova Inc. | A61B005/02 A61B005/0408
US20140121506 | A1 | 2014-05-01 | IMAGE PROCESSING APPARATUS AND IMAGE PROCESSING METHOD | 2013-10-29 | In order to provide information effective for diagnosis for users depending on the state of an atrophic region in a depolarized area, an image processing apparatus includes an extraction unit configured to extract a predetermined area from a polarization-sensitive tomographic image of a subject, and a display control unit configured to cause a display unit to display a display form indicating the type of a discontinuous region based on the state of the discontinuous region in the extracted predetermined area. | 1. An image processing apparatus comprising: a tomographic image acquisition unit configured to acquire a polarization-sensitive tomographic image of a subject;an extraction unit configured to extract a predetermined area from the acquired polarization-sensitive tomographic image; anda display control unit configured to cause a display unit to display a display form indicating a type of a discontinuous region based on a state of the discontinuous region in the extracted predetermined area. 2. The image processing apparatus according to claim 1, further comprising a determination unit configured to determine the type of the discontinuous region based on the continuity of the discontinuous region, wherein the display control unit causes the display unit to display the display form indicating the determined type. 3. The image processing apparatus according to claim 2, wherein the determination unit determines a type of lesion at the discontinuous region as the type at the discontinuous region according to whether or not a width of distribution of the discontinuous region in the direction crossing the depth direction is larger than a threshold. 4. The image processing apparatus according to claim 1, wherein the display control unit causes the display unit to display the display form indicating the type of the discontinuous region based on a parameter indicating the discontinuity of the discontinuous region. 5. The image processing apparatus according to claim 1, wherein the display control unit causes the display unit to display the display form indicating the type of the discontinuous region based on at least one of the thickness and the width the discontinuous region. 6. The image processing apparatus according to claim 1, wherein the type is a name of disease. 7. The image processing apparatus according to claim 1, wherein the predetermined area is a depolarized area where the polarization is randomized, andwherein the display control unit causes the display unit to display the depolarized area superimposing thereof on the tomographic luminance image of the subject and causes the display unit to display the display form indicating the discontinuous region with the display form superimposing thereof on the tomographic luminance image. 8. The image processing apparatus according to claim 1, wherein the polarization-sensitive tomographic image is a tomographic image generated based on polarized lights different from each other and acquired by dividing light in which a return beam returned from the subject irradiated with a measuring beam is combined with a reference beam corresponding to the measuring beam. 9. An image processing method comprising: acquiring a polarization-sensitive tomographic image of a subject;extracting a predetermined area from the acquired polarization-sensitive tomographic image; andcausing a display unit to display a display form indicating a type of a discontinuous region based on the state of the discontinuous regio... | - | A61B005/00
US08718346 | B2 | 2014-05-06 | Imaging system and method for use in surgical and interventional medical procedures | 2012-12-20 | A system and method for displaying images of internal anatomy includes an image processing device configured to provide high resolution images of the surgical field from low resolution scans during the procedure. The image processing device digitally manipulates a previously-obtained high resolution baseline image to produce many representative images based on permutations of movement of the baseline image. During the procedure a representative image is selected having an acceptable degree of correlation to the new low resolution image. The selected representative image and the new image are merged to provide a higher resolution image of the surgical field. The image processing device is also configured to provide interactive movement of the displayed image based on movement of the imaging device, and to permit placement of annotations on the displayed image to facilitate communication between the radiology technician and the surgeon. | 1. A method for generating a display of an image of a patient's internal anatomy in a surgical field during a medical procedure, comprising: acquiring a high resolution baseline image of the surgical field including the patient's internal anatomy in a baseline orientation;digitally manipulating the high resolution baseline image to produce a baseline image set including representative images of the baseline image at a plurality of permutations of movements of the baseline image from the baseline orientation;acquiring a new image of the surgical field at a lower resolution;comparing the new image to the representative images in the baseline image set and selecting the representative image having an acceptable degree of correlation with the new image; andmerging the selected representative image with the new image and displaying the merged image. 2. The method of claim 1, wherein the baseline image is one of a pre-procedure full dose fluoroscopic image or a CT scan image. 3. The method of claim 1, wherein the baseline image is a DRR. 4. The method of claim 1, wherein the new image is one of a pulse and/or low dose image. 5. The method of claim 1, wherein permutations of movements in the step of digitally manipulating the baseline image includes 4D movements corresponding to a 2D image. 6. The method of claim 1, wherein permutations of movements in the step of digitally manipulating the baseline image includes 6D movements corresponding to a 3D image. 7. The method of claim 1, wherein: in the step of digitally manipulating the high resolution image the permutations of movements form a predefined grid of image movements; andthe step of comparing the new image to the representative images of the baseline image set includes comparing overlapping pixels between the representative image and the new image. 8. The method of claim 1, wherein the step of comparing the new image to the representative images of the baseline image set includes heuristically selecting representative images for comparison. 9. The method of claim 1, wherein the step of comparing the new image to the representative images of the baseline image set includes: performing a principal component analysis (PCA) on the pixels of the representative images in the baseline image set to generate one or more PCA vectors;producing a PCA matrix of PCA vectors for each pixel in a representative image;generating a column vector for each representative image and the new image of pixel data for each pixel in the image;performing a matrix multiplication of the PCA matrix and each column vector to generate a new column vector for each representative image and the new image;obtaining the dot product of the column vector for the new image and the column vector for each of the representative image; andselecting a representative image for which the dot product is within a predetermined threshold. 10. The method of claim 1, wherein: the step of digitally manipulating the high resolution baseline im... | Saferay Spine LLC | G06K009/00 A61B005/05
US20140148724 | A1 | 2014-05-29 | HEARING AID WITH SELF FITTING CAPABILITIES | 2014-01-29 | A personal hearing aid (1) is adapted to be carried at the head of a person. The hearing aid comprises an EEG sensor part having electrodes (3) for measuring EEG responses from said person. The hearing aid comprises an EEG signal analyzer (5, 5′) adapted for having an EEG signal transferred from the EEG sensor part, and adapted for monitoring the EEG response. The hearing aid (1) further comprises EEG stimuli controlling means adapted for performing at least one of the following: providing a stimulus to the person, requesting the person to perform a stimuli creating act, or identifying a stimuli creating ambient sound. The hearing aid comprises EEG response detection means for identifying an induced response from the EEG response caused by the stimuli, and a classifier for deciding based on said induced response if the electrodes receive EEG responses. The invention further provides a method of adjusting a hearing aid. | 1. A hearing aid adapted to determine a hearing threshold via an EEG response from a user, said hearing aid comprising an EEG sensor part having electrodes for picking up an EEG response from the user,an EEG signal analyzer adapted for monitoring and analyzing the EEG signal from the user,an EEG stimuli controlling means adapted for performing at least one of the following: providing an EEG stimulating sound to said person,soliciting said person to perform a stimulus-creating act in response to a sound provided, oridentifying a potentially stimulus-creating ambient sound,a hearing threshold estimation unit, for estimating the hearing threshold of a person, based on an analysis of the EEG signal picked up in relation to the provided or identified sound. 2. The hearing aid according to claim 1, wherein said EEG stimulating sound comprises a click or tone. 3. The hearing aid according to claim 1, wherein the EEG stimulating sound comprises an amplitude modulated carrier frequency. 4. The hearing aid according to claim 3, wherein the carrier frequency is retracted from the EEG response. 5. The hearing aid according to claim 1, wherein the EEG stimulating sound provides a harmonic oddball function. 6. The hearing aid according to claim 1, wherein the EEG stimulating sound provides a linguistic oddball function. 7. The hearing aid according to claim 1, wherein said EEG stimuli controlling means comprises means for identifying sounds from the surroundings potentially causing an induced EEG response. 8. The hearing aid according to claim 1, wherein said EEG stimuli controlling means is adapted for requesting the user to open or close the eyes. 9. The hearing aid according to claim 1, wherein said stimulus is repeated. 10. The hearing aid claim 1, further comprising a pad electrode external to the ear piece, said pad electrode adapted to be arranged on the head of the hearing aid user. 11. The hearing aid according to claim 1 comprising means for setting one or more parameters of the hearing aid based on a correlation of the EEG response, and the amplitude and frequency of the EEG stimulating sound. 12. The hearing aid according to claim 1, wherein the hearing threshold estimation unit sets the gain of the hearing aid. 13. The hearing aid according to claim 1, wherein at least one parameter of the hearing aid is set according the ambient sound environment correlated with the EEG response. 14. A method of adjusting a hearing aid, the hearing aid having means for measuring an EEG response of the user, comprising the steps of exposing the user to a sequence of test sounds having an amplitude and frequency;picking up an EEG response of a user,correlating the amplitude and frequency of the test sound with the EEG response picked up from the user;determining the hearing threshold based on the correlated amplitude and frequency of the test sound with the EEG response picked up from the user; andadjusting the hearing aid in accordance with the thresh... | Widex A/S | H04R025/00 A61B005/0484
US20140128727 | A1 | 2014-05-08 | SURGICAL LOCATION MONITORING SYSTEM AND METHOD USING NATURAL MARKERS | 2013-01-18 | The present invention involves a surgical hardware and software monitoring system and method allows for surgical planning while the patient is available for surgery, for example while the patient is being prepared for surgery so that the system may model the surgical site. In one embodiment, the model may be used to track contemplated surgical procedures and warn the physician regarding possible boundary violations that would indicate an inappropriate location in a surgical procedure. In another embodiment, the monitoring system may track the movement of instruments during the procedure and in reference to the model to enhance observation of the procedure. | 1. A surgical monitoring system for observation of a surgical site, the system comprising a tracker having sensory equipment for observing proximate a surgical site; and a computing device in communication with the tracker and having a processor, said processor having access to scan data of the surgical site and to software that when executed by said processor enables said processor to: recognize a natural fiducial reference in image information obtained by the tracker from the surgical site; andcalculate a model of the surgical site based on the image information and on the previous scan data. 2. The surgical monitoring system of claim 1 wherein the software when executed by said processor also enables said processor to recognize a natural fiducial in the scan data of the surgical site. 3. The surgical monitoring system of claim 1 further comprising a tracking marker attached proximate the surgical site wherein the software when executed by said processor enables said processor to: determine a three-dimensional location and orientation of the tracking marker in the image information; anddetermine from the three-dimensional location and orientation of the tracking marker a three-dimensional location and orientation of the natural fiducial reference in the image information. 4. A surgical monitoring system comprising a tracker for obtaining image information of a surgical site and a controller configured with: means for obtaining image information of the surgical site from the tracker;means for identifying a natural fiducial reference in the image information and in previously obtained scan data of the surgical site;means for determining the three-dimensional location and orientation of the natural fiducial reference in the image information and in the scan data; andmeans for comparing the three-dimensional location and orientation of the natural fiducial reference in the image information with the three-dimensional location and orientation of the natural fiducial reference in the scan data to spatially relate in three-dimensions the image information to the scan data, to derive a three-dimensional spatial transformation matrix that relates a three-dimensional coordinate in the image information to a corresponding three-dimensional coordinate in the scan data. 5. The surgical monitoring system of claim 4 further comprising at least one object, wherein the controller is further configured with: means for identifying within the image information the at least one object based on pre-programmed data describing the three-dimensional shape of the at least one object; andmeans for determining the three-dimensional location and orientation of the at least one object based on the pre-programmed data. 6. The surgical monitoring system of claim 4 further comprising at least one object bearing a tracking marker, wherein the controller is further configured with means for identifying within the image information the tracking marker and determining the thr... | NAVIDENT TECHNOLOGIES, INC. | A61B005/06 A61B006/03 A61B008/08 A61B006/00 A61B005/00 A61B008/00 A61B010/02 A61B001/24 A61C003/02 A61B006/14 A61B008/13 A61B001/00 A61C005/00 A61B001/04 A61B001/313 A61B005/055
US08734366 | B2 | 2014-05-27 | Guide rod for introducer replacement | 2006-07-10 | The invention provides a method for replacing a first introducer, whose distal end is inside a vessel and whose proximal end is outside the skin of a patient, with a second introducer. The method comprises the steps of inserting a guide rod into the first introducer, removing the first introducer, passing the second introducer over the guide rod, and removing the guide rod. The guide rod to be used according to the method has preferably a flexible distal portion with a blunt distal end and a stiff proximal portion with a tapered proximal end. | 1. A system, comprising: a first introducer;a new introducer; anda guide rod for insertion of the new introducer in replacement of the first introducer such that a distal end of the new introducer reaches through a puncture hole in a vessel wall to be positioned inside the vessel, while a proximal end of the new introducer being located outside the skin of a patient, the guide rod having a distal portion with a distal end and a proximal portion with a proximal end, said guide rod being solid, wherein the proximal portion has a tapered end; andwherein a diameter of the guide rod is closely adapted to the inner diameter of the first and new introducers;wherein the first and new introducers are configured for insertion into an interior of the vessel. 2. The system according to claim 1, wherein the guide rod further comprises a measurement scale. 3. The system of claim 1, wherein the guide rod comprises a stiff proximal portion and a flexible distal portion. 4. The system of claim 1, wherein an outer diameter of the guide rod is substantially equal to an inner diameter of the first and new introducers. 5. The system of claim 1, wherein a length of the guide rod is the same order of magnitude as the lengths of the first and new introducers. 6. The system of claim 1, wherein a length of the guide rod is between one and three times the lengths of the first and new introducers. 7. A system, comprising: a first introducer;a new introducer; anda guide rod for insertion of the new introducer in replacement of the first introducer such that a distal end of the new introducer reaches through a puncture hole in a vessel wall to be positioned inside the vessel, while a proximal end of the new introducer being located outside the skin of a patient, the guide rod having a distal portion with a distal end and a proximal portion with a proximal end, said guide rod being solid, wherein the proximal portion has a tapered end; andwherein a diameter of the guide rod is closely adapted to the inner diameter of the first and new introducers;wherein an outer diameter of the guide rod is 6 French or more;wherein the first and new introducers are configured for insertion into an interior of the vessel. 8. The system according to claim 7, wherein the guide rod further comprises a measurement scale. 9. The system of claim 7, wherein the guide rod comprises a stiff proximal portion and a flexible distal portion. 10. The system of claim 7, wherein the outer diameter of the guide rod is substantially equal to an inner diameter of the first and new introducers. 11. The system of claim 7, wherein a length of the guide rod is the same order of magnitude as the lengths of the first and new introducers. 12. The system of claim 7, wherein a length of the guide rod is between one and three times the lengths of the first and new introducers. | Radi Medical Systems AB | A61B005/00 A61M025/00
US08715181 | B2 | 2014-05-06 | Feedback systems and methods for communicating diagnostic and/or treatment signals to enhance obesity treatments | 2012-04-27 | Feedback systems and methods communicate implanted sensor-based feedback signals to promote behavior modifications that ameliorate obesity and other eating disorders. The system and methods described may also be applicable to any treatment in which presenting feedback regarding patients' eating and exercise habits is desired. The present invention provides a method and system for treating a patient by collecting ingestion and exercise information about the patient from an implanted sensor and communicating the collected information to the patient, his or her physician and/or other health care providers. In some embodiments, stimulation of the patient's stomach is also provided to reduce caloric intake. In some embodiments, the collected data is transmitted to a central server. Further embodiments may provide access to additional information in conjunction with the collected patient information, such as a calorie database, an exercise planner, and so forth, with the data optionally being used within a social networking system. | 1. A system for providing feedback to treat an obese patient comprising: an implantable sensor adapted to be coupled with the stomach of the patient, the sensor configured to sense patient data related to a food ingestion event;an implanted wireless transmitter coupled to the sensor;a wireless portable device comprising a processor, a storage medium, and transmitting/receiving circuitry, the wireless transmitter configured to transmit sensor-based patient data related to the food ingestion event to the device when the patient is within a distance less than about 30 feet from the device;a GPS receiver configured to determine position signals indicating patient location; anda remote server, the server comprising a tangible medium embodying machine-readable instructions for analyzing the sensor-based patient data related to the food ingestion event received from the device and the position signals from the GPS receiver and for, in response thereto, communicating analysis results to the patient or at least one other user via at least one of an email, a text message, a phone call, or a web page to reinforce healthy eating behavior of the patient;wherein the device is in communication with the sensor via the transmitting/receiving circuitry and with the server, the device configured to receive patient sensor-based patient data related to the food ingestion event from the sensor and transmit the sensor-based patient data and the position signals to the server;wherein the server is configured to communicate the analysis results to encourage healthy eating behavior within fifteen minutes after receiving the sensor-based patient data related to the food ingestion event and the position signals from the GPS receiver indicating patient location. 2. The system of claim 1, wherein the wireless portable device comprises a cellular telephone, a smart phone, a personal digital assistant, a handheld computer, or a notebook computer. 3. The system of claim 1, wherein the analysis results include a comparison of sensor-based performance with patient goals. 4. The system of claim 1, wherein a server determination that the patient location is in a restaurant or a food store induced the server to send a message to the patient encouraging healthy eating behavior, within fifteen minutes of receipt of position signals by the server. 5. The system of claim 1, wherein a server determination that the patient location is in a sports or outdoor recreation location induces the server to send a message to the patient encouraging healthy exercise activity, within fifteen minutes of receipt of position signals by the server. 6. The system of claim 1, further comprising patient stimulation circuitry wirelessly coupled to the device and/or coupled to the sensor, wherein the circuitry is adapted to be implanted in the patient and includes at least one electrode, the electrode(s) coupled to the sensor by a processor of the circuitry so that the processor processes the data and de... | IntraPace, Inc. | A61B005/00 G06F019/00
US08728077 | B2 | 2014-05-20 | Handle set for ablation catheter with indicators of catheter and tissue parameters | 2006-12-06 | An electrode coupling output system provides indication to the physician, via electrode guidance instrumentation, concerning the electrical coupling of an electrode, such as an ablative or mapping electrode, with a patient. The output can be provided to the physician via an output device incorporated into the handle set of the electrode catheter. For example, a visual, audio or mechanical output can be provided via the handle set. Additionally or alternatively, the output can be provided to the physician via a navigation system. The indication may be provided by changing the color or other display characteristics of the electrode on the navigation system display or by way of providing a waveform indicating the electrode coupling. In this manner, electrode coupling information is provided to a physician in a manner that minimizes physician distraction. | 1. A method for use in operating an electrode catheter, the method comprising the steps of: establishing an electrode coupling assessment system for evaluating an ablation energy level passing between an ablation electrode and patient tissue, said assessment system being operative to, based on impedance-related values and predetermined tissue specific benchmark values, distinguish between at least two different ablation energy ranges, wherein said ablation energy ranges include an insufficient ablation energy range for lesion formation and an elevated ablation energy range for lesion formation, where said elevated ablation energy range indicates potential for tissue damage;operating said electrode coupling assessment system in connection with application of ablation energy to said ablation electrode to identify a current ablation energy level of passing between said ablation electrode and patient tissue; andproviding a first mechanical output, via a handle set of said electrode catheter used by a physician in guiding said electrode in relation to physiological structure of said patient, upon identifying said current ablation energy level as being in said elevated ablation energy range. 2. The method as set forth in claim 1, wherein said electrode coupling assessment system is operative to distinguish between each of said insufficient ablation energy range for lesion formation, a sufficient ablation energy range for lesion formation and said elevated ablation energy range for lesion formation. 3. The method as set forth in claim 1, wherein said electrode coupling assessment system is operative for distinguishing between said ablation energy ranges based on a relationship between values related to resistance and reactance components of impedance. 4. The method as set forth in claim 1, further comprising: providing a visual output, via said handle set of said electrode catheter, indicating said current ablation energy level. 5. The method as set forth in claim 1, wherein said first mechanical output comprises a vibratory output. 6. The method as set forth in claim 1, further comprising: providing a second mechanical output, via said handle set of said electrode catheter, upon identifying said current ablation energy level as being in said insufficient ablation energy range, where said first mechanical output and said second mechanical output are different. 7. An apparatus for use in operating an electrode catheter, the apparatus comprising: an input interface operative to receive an impedance-related signal during an ablation procedure that is indicative of a level of ablation energy passing between an electrode of said electrode catheter and patient tissue;a processor operative to process said impedance-related signal in relation to empirically predetermined tissue specific benchmark values for a specific procedure to determine a current level of ablation energy and categorize said current level of ablation energy as being in ranges of insuff... | St. Jude Medical, Atrial Fibrillation Division, Inc. | A61B018/18 A61B005/05
US08715233 | B2 | 2014-05-06 | Assistive method and visual-aid device for vascular needle insertion | 2012-12-21 | A vascular access device is provided with a needle assembly, a catheter assembly configured to slidably receive the needle assembly, and a light emitting assembly configured to couple to the needle assembly. The light emitting assembly and the needle assembly cooperate to shine a beam of light down the bore of the needle to assist with aligning the needle with a penetration site on target tissue. Systems and methods associated with these devices are also disclosed. | 1. A visual-aid device for vascular needle insertion comprising: a needle having a proximal end, a sharp distal end, and a lumen extending between the proximal and distal ends;a flexible catheter having a lumen configured to receive the distal end of the needle therethrough;a flash chamber located at the proximal end of the needle and in fluid communication with the needle lumen, the flash chamber comprising a non-opaque portion configured to permit visualization of a body fluid located inside the chamber from outside of the chamber;a filter attached to the flash chamber and having a proximal side and a distal side, the distal side being located in fluid communication with the inside of the flash chamber and the proximal side being located in fluid communication with the outside of the flash chamber, the filter being configured to allow air to pass therethrough and to prevent or inhibit liquid from passing therethrough; anda light emitting assembly having an output optically coupled to the needle such that light from the light emitting assembly can travel from the proximal end of the needle through the distal end of the needle to project a visible spot on an object adjacent to the distal end of the needle when the filter is attached to the flash chamber. 2. The visual-aid device of claim 1, further comprising a filter assembly that includes the filter, wherein the needle lumen has a central longitudinal axis and the filter assembly lies on a projection of the central longitudinal axis. 3. The visual-aid device of claim 2, wherein the filter assembly comprises an optically transparent or translucent center portion that lies on the axis projection and an opaque filter portion that lies off of the axis projection. 4. The visual-aid device of claim 3, wherein the filter assembly is configured as removable plug insertable into a proximal end the flash chamber. 5. The visual-aid device of claim 3, wherein the center portion of the filter assembly includes at least one prong that extends radially outward. 6. The visual-aid device of claim 3, wherein the center portion comprises acrylic and the filter comprises cotton. 7. The visual-aid device of claim 1, wherein the light emitting assembly comprises a laser removably affixed to a proximal end of the flash chamber. 8. The visual-aid device of claim 1, wherein the light emitting assembly is configured as a reusable component, and the needle, the flash chamber and the filter are configured as a single disposable component. 9. A method of visually assisting with insertion of a vascular needle into a body of a mammal, the method comprising: providing a needle assembly having a needle with a proximal end, a sharp distal end, and a lumen extending between the proximal and distal ends, the needle assembly further comprising a flash chamber located at the proximal end of the needle, the flash chamber comprising a filter;inserting the distal end of the needle through a lumen of a flexible catheter;optical... | The Board of Trustees of The Leland Stanford Junior University | A61B018/14 A61B005/00 A61M025/06 A61B005/06 A61B017/34 A61B019/00
US09186112 | B2 | 2015-11-17 | Tissue oximetry probe geometry for robust calibration and self-correction | 2013-05-03 | A sensor head for a compact oximeter sensor device includes light sources and light detectors. A compact oximeter sensor device implementation is entirely self-contained, without any need to connect, via wires or wirelessly, to a separate system unit. The sources and detectors are arranged in a circular arrangement having various source-detector pair distances that allow for robust calibration and self-correction in a compact probe. Other source-detector arrangements are also possible. | 1. A system comprising: a sensor head for a tissue oximetry device comprising: a first plurality of detector structures arranged symmetrically in a circular arrangement, symmetric about a point on a line intersecting a circle of the circular arrangement at a first point and a second point;a second plurality of detector structures arranged asymmetrically about the point on the line in the circular arrangement;a first source structure at the first point of the circle of the circular arrangement;a second source structure positioned at the second point of the circle of the circular arrangement;a first detector structure on the circle of the first plurality of detector structures, wherein a first distance is from the first detector structure to the first source structure, a second distance is from the first detector structure to the second source structure, and the first distance is greater than the second distance;a second detector structure on the circle of the first plurality of detector structures, arranged symmetrically with respect to the first detector structure about the point on the line, wherein a third distance is from the second detector structure to the first source structure, a fourth distance is from the second detector structure to the second source structure, and the fourth distance is greater than the third distance;the first source structure, second source structure, first detector structure, and second detector structure are vertices of a parallelogram, the first distance is the same as the fourth distance, and the second distance is the same as the third distance;a third detector structure on the circle of the second plurality of detector structures, arranged asymmetrically with respect to the first plurality of detectors structures about the point on the line, wherein a fifth distance is from the third detector structure to the first source structure, a sixth distance is from the third detector structure to the second source structure, the fifth distance is different from the first distance and the second distance, and the sixth distance is different from the first distance and the second distance; anda fourth detector structure on the circle of the second plurality of detector structures, arranged asymmetrically with respect to the first plurality of detectors structures and the third detector structure about the point on the line, wherein a seventh distance is from the fourth detector structure to the first source structure, an eighth distance is from the fourth detector structure to the second source structure, the seventh distance is different from the first, second, fifth, and sixth distances, and the eighth distance is different from the first, second, fifth, and sixth distances,wherein the first distance is greater the fifth, sixth, seventh, and eighth distances, and the second distance is less than the fifth, sixth, seventh, and eighth distances, and a ninth distance is from the first source structure to the second source... | ViOptix, Inc. | A61B005/1455 A61B005/00 A61B005/1495 A61B019/00 A61M035/00
US08727981 | B2 | 2014-05-20 | Ambient sensing of patient discomfort | 2011-12-29 | Methods, computer systems, and computer-readable storage media for monitoring and managing patient discomfort are provided. Inputs are received from ambient sensors located in a clinical care room. Based on a determination that the inputs exceed predetermined thresholds, it is determined that the patient is experiencing discomfort. Various measures are automatically initiated to help diminish the patient's discomfort. The measures include aromatherapy, visual relaxation therapy, audio therapy, and automatic administration of pain relief. | 1. One or more computer-readable storage media having embodied thereon computer-useable instructions which, when executed by a computing device, cause the computing device to perform a method of monitoring a patient in a clinical care room, the method comprising: automatically receiving inputs from one or more ambient sensors in the clinical care room, at least one of the one or more ambient sensors comprising a weight sensor integrated into the patient's bed;accessing baseline patient data stored in association with the patient's electronic medical record (EMR);determining that the patient is experiencing discomfort by comparing the inputs to the baseline patient data; andbased on determining that the patient is experiencing discomfort: (A) notifying one or more clinicians that the patient is experiencing discomfort, and(B) automatically and without human intervention, adjusting settings for components within the clinical care room such that the patient's discomfort is diminished. 2. The media of claim 1, wherein the ambient sensors further comprise one or more of a Web camera, a depth camera, an audio sensor, a vital signs monitor, and a moisture sensor. 3. The media of claim 2, wherein the Web camera is used to monitor facial gestures of the patient. 4. The media of claim 2, wherein the depth camera is used to monitor a location, movement, and position of the patient. 5. The media of claim 2, wherein the audio sensor is used to monitor articulations from the patient indicating that the patient is experiencing discomfort. 6. The media of claim 2, wherein the moisture sensor is integrated with a bed associated with the patient, and wherein the moisture sensor is used to detect increased perspiration of the patient. 7. The media of claim 1, wherein the inputs comprise one or more of: (A) increased respirations,(B) increased heart rate,(C) increased perspiration,(D) increased movement, or(E) patient facial gestures indicating discomfort. 8. The media of claim 1, further comprising; determining a severity level of the discomfort based on how much the inputs differ from the baseline patient data. 9. The media of claim 8, wherein notifying the one or more clinicians that the patient is experiencing discomfort comprises communicating a message to a message queue associated with a clinician, wherein the message notifies the clinician that the patient is experiencing discomfort. 10. The media of claim 9, wherein the message is placed higher in the message queue depending on the severity level of the discomfort. 11. The media of claim 1, wherein automatically and without human intervention adjusting the settings for the components within the clinical care room comprises at least one of: (A) initiating aromatherapy,(B) initiating audio therapy,(C) initiating visual therapy, or(D) configuring a medical device to automatically administer pain relief. 12. The media of claim 11, further comprising, automatically administering the pain relief after ... | Cerner Innovation, Inc. | A61B005/00 G06F019/00
US08942793 | B2 | 2015-01-27 | Method and system for arrhythmia discrimination | 2013-11-18 | A method and system for discriminating ventricular arrhythmia is disclosed. In an embodiment, the method can include implementing an arrhythmia discrimination algorithm that can discriminate between supraventricular tachycardia (SVT) and ventricular tachycardia (VT) using at least one programmable parameter programmed to a first value. The method can include analyzing an SVT event, where analyzing the SVT event can include sensing a physiological signal during the SVT event and identifying characteristics of the sensed physiological signal. The method can further include analyzing a cardiac signal to classify the cardiac signal as either an SVT or a VT using the arrhythmia discrimination algorithm with the programmable parameter (programmed to a second value. The second value can be determined from the identified characteristics of the sensed physiological signal. | 1. A method, comprising: implementing an arrhythmia discrimination algorithm, wherein the arrhythmia discrimination algorithm discriminates between supraventricular tachycardia (SVT) and ventricular tachycardia (VT) using a programmable parameter programmed to a first threshold value;sensing a physiological signal during a known SVT event, and identifying characteristics of the sensed physiological signal;automatically programming the programmable parameter to a second threshold value, the second threshold value determined using the identified characteristics of the sensed physiological signal; andclassifying a cardiac signal as either an SVT or a VT using the arrhythmia discrimination algorithm with the programmable parameter programmed to the second threshold value. 2. The method of claim 1, further comprising inducing the SVT event, wherein sensing the physiological signal includes sensing the physiological signal during the induced SVT event. 3. The method of claim 2, wherein inducing the SVT event includes: programming a cardiac stimulation sequence with specified values for stimulation parameters, wherein the stimulation parameters include at least one of a duration, a pulse width, a frequency, or an amplitude; anddelivering the programmed cardiac stimulation sequence to a heart. 4. The method of claim 2, wherein inducing the SVT event includes: programming a neural stimulation sequence with specified values for stimulation parameters, wherein the stimulation parameters includes at least one of a duration, a pulse width, a frequency, or an amplitude; anddelivering the programmed neural stimulation sequence to an autonomic neural target. 5. The method of claim 1, further comprising simulating the SVT event, wherein sensing the physiological signal includes sensing the physiological signal during the simulated SVT event. 6. The method of claim 5, wherein simulating the SVT event includes: programming a cardiac pacing sequence with a specified cardiac pacing mode and a pacing rate higher than a normal resting heart rate of a patient; anddelivering the cardiac pacing sequence to the heart. 7. The method of claim 1, wherein the known SVT event includes a recorded intrinsic SVT event. 8. The method of claim 1, wherein: the sensed physiological signal includes a plurality of segments;the identified characteristics of the physiological signal include a morphological similarity metric between the plurality of segments and a template morphology; andthe template morphology is determined from a specified type of rhythm selected from a group of rhythms consisting of a normal sinus rhythm (NSR); an SVT; and a VT. 9. The method of claim 1, wherein: the arrhythmia discrimination algorithm includes a morphology-based rhythm classification, the morphology-based rhythm classifier comprising a morphology similarity metric and a programmable morphology similarity threshold;classifying the cardiac signal includes determining a cardiac depolarization morp... | Cardiac Pacemakers, Inc. | A61B005/04 A61B005/0464 A61B005/00 A61N001/362 A61N001/36
US08731646 | B2 | 2014-05-20 | Prediction and monitoring of clinical episodes | 2013-09-06 | Apparatus and methods are provided including sensing at least one parameter of a subject while the subject sleeps. The parameter is analyzed, and a condition of the subject is determined at least in part responsively to the analysis. The subject is alerted to the condition only after the subject awakes. Other applications are also described. | 1. A method comprising: sensing at least one parameter of a subject while the subject sleeps;analyzing the parameter;determining a condition of the subject at least in part responsively to the analysis; andalerting the subject to the condition only after the subject awakes,wherein sensing the at least one parameter comprises sensing the at least one parameter without contacting or viewing the subject or clothes the subject is wearing. 2. The method according to claim 1, wherein the at least one parameter includes at least one motion-related parameter of the subject, and wherein sensing the at least one parameter comprises sensing the at least one motion-related parameter without requiring human compliance. 3. The method according to claim 1, wherein sensing the at least one parameter comprises measuring a pressure in, on, or under a reclining surface upon which the subject lies. 4. The method according to claim 1, wherein determining the condition of the subject comprises predicting an onset of an asthma attack. 5. The method according to claim 1, wherein determining the condition of the subject comprises predicting an onset of an episode associated with the congestive heart failure (CHF) of the subject. 6. The method according to claim 1, wherein determining the condition of the subject comprises predicting an onset of an episode of hypoglycemia caused by diabetes. 7. The method according to claim 1, wherein determining the condition of the subject comprises predicting an onset of an episode selected from the group consisting of: an episode of abnormal autonomic nervous system activity caused by a neurological condition, an epileptic seizure, an episode of Periodic Limb Movements in Sleep (PLMS), a stroke, an episode of essential tremor, an episode of stress, an episode of fibrillation, an episode associated with chronic obstructive pulmonary disease (COPD), an episode associated with cystic fibrosis (CF), and an episode of anaphylactic shock. 8. The method according to claim 1, wherein the at least one parameter includes at least one breathing-related parameter of the subject, and wherein sensing the at least one parameter comprises sensing the at least one breathing-related parameter without requiring human compliance. 9. The method according to claim 1, wherein the at least one parameter includes at least one breathing-related parameter of the subject, and wherein determining the condition of the subject comprises: determining at least one breathing pattern of the subject responsively to the sensed breathing-related parameter;comparing the breathing pattern with a baseline breathing pattern; anddetermining the condition at least in part responsively to the comparison. 10. Apparatus comprising: a sensor, adapted to sense at least one parameter of a subject while the subject sleeps;a user interface; anda control unit, adapted to: analyze the parameter,determine a condition of the subject at least in part responsively to the analysis, a... | Earlysense Ltd. | A61B005/04 A61B005/02
US09339229 | B2 | 2016-05-17 | Analyte monitoring devices and methods | 2011-12-13 | On-body units are provided and include a transcutaneous analyte sensor, electronic circuitry electrically coupled to the sensor, and an on-body housing having electrical contacts disposed thereon. The on-body housing comprises a substantially flat surface and a curved and convex surface opposite the substantially flat surface. Systems and methods including the on-body units are also provided. Methods for performing continuity measurements using on-body units are also provided. The methods include positioning an on-body unit (OBU) on a skin of a subject, contacting a continuity test instrument to the OBU; and performing a continuity measurement with the continuity test instrument. An AC signal may be provided across two electrical contacts, or a DC signal may be provided across two electrical contacts in opposite directions for the same amount of time. The measurement may be performed with one electrical contact, or with isolated electrical contacts. | 1. An analyte monitoring system, comprising: an on-body unit (OBU) for analyte monitoring, the OBU comprising: a transcutaneous analyte sensor;electronic circuitry coupled to the analyte sensor; andan on-body housing comprising a substantially flat surface and a curved and convex surface opposite the substantially flat surface, wherein the on-body housing has electrical contacts disposed on the curved and convex surface, the electrical contacts electrically coupled to the electronic circuitry; anda hand-held reader comprising a plurality of electrical contacts that electrically couple to the electrical contacts on the on-body housing when the reader is positioned in physical contact with the on-body housing. 2. The analyte monitoring system of claim 1, wherein the on-body housing is dome-shaped. 3. The analyte monitoring system of claim 2, wherein the electronic circuitry comprises first and second RC pairs in series, and wherein the electrical contacts comprise: a first concentric electrical contact electrically connected between the first and second RC pairs;a second concentric electrical contact electrically connected to a first end of the first and second RC pairs in series; anda third concentric electrical contact electrically connected to a second end of the first and second RC pairs in series;wherein the analyte sensor comprises a working electrode and counter electrode, the working electrode coupled to the second concentric electrical contact, and the counter electrode coupled to the third concentric electrical contact. 4. The analyte monitoring system of claim 1, wherein the on-body housing is cone-shaped. 5. The analyte monitoring system of claim 4, wherein the electronic circuitry comprises first and second RC pairs in series, and wherein the electrical contacts comprise: a first concentric electrical contact electrically connected between the first and second RC pairs;a second concentric electrical contact electrically connected to a first end of the first and second RC pairs in series; anda third concentric electrical contact electrically connected to a second end of the first and second RC pairs in series;wherein the analyte sensor comprises a working electrode and counter electrode, the working electrode coupled to the second concentric electrical contact, and the counter electrode coupled to the third concentric electrical contact. 6. The analyte monitoring system of claim 1, wherein the electrical contacts comprise first, second, and third concentric electrical contacts disposed on an external surface of the on the on-body housing. 7. The analyte monitoring system of claim 1, wherein the on-body housing comprises a base perimeter with flat edges. 8. The analyte monitoring system of claim 1, wherein the on-body housing comprises a recessed base perimeter. 9. The analyte monitoring system of claim 1, wherein the electronic circuitry comprises first and second RC pairs in series, and wherein the electrical contacts comprise:... | Abbott Diabetes Care Inc. | A61B005/00 A61B005/145 A61B005/1473
US09486133 | B2 | 2016-11-08 | Surgical access system and related methods | 2011-08-23 | A surgical access system comprising a tissue dilation assembly and a tissue retraction assembly, both of which may be equipped with one or more electrodes for use in detecting the existence of (and optionally the distance and/or direction to) neural structures. A retractor assembly for creating an operative corridor to a spinal surgical target site is disclosed, comprising: a retractor body and a plurality retractor blades extending generally perpendicularly to the retractor body, the retractor body being operable to separate the at plurality of retractor blades relative to each; and a supplemental retractor blade assembly attachable to at least two of the plurality of retractor blades, the supplemental retractor blade assembly comprising an elongated supplemental retractor blade and a crossbar connector, the crossbar connector configured to be attached to said at least two retractor blades while engaging the supplemental retractor blade. | 1. A retractor assembly for creating an operative corridor to a spinal surgical target site, comprising: a retractor body and a plurality retractor blades extending generally perpendicularly to the retractor body, the retractor body being operable to separate the plurality of retractor blades relative to each to other to retract tissue away from an interior of the retractor blades when the tissue retractor assembly is advanced to the surgical target site and the retractor blades are separated to thereby form an operative corridor to the surgical target site; anda supplemental retractor blade assembly attachable to two of the plurality of retractor blades, the supplemental retractor blade assembly comprising an elongated supplemental retractor blade and a crossbar connector, the crossbar connector extending from a first end to a second end and including an elongated slot, the elongated slot opening in the first end and configured to engage a post extending perpendicularly from each of the two retractor blades. 2. The retractor assembly of claim 1, wherein said post is on each of said two retractor blades, the posts being configured to be received in the elongated slot through the opening in the first end, the posts further including enlarged ends that are larger than a height of the slot to prevent disengagement of the crossbar connector from the two blades. 3. The retractor assembly of claim 2, wherein the posts of the two retractor blades can slide along the elongated slot while the supplemental retractor blade is maintained in a fixed position in order to permit opening or closing of the two retractor blades. 4. The retractor assembly of claim 2, wherein the crossbar connector includes a rear face configured to interlock with a series of grooves on the supplemental retractor blade to maintain a desired depth of the supplemental retractor blade relative to the crossbar connector. 5. The retractor assembly of claim 1, wherein the supplemental retractor blade includes a handle attached thereto. 6. The retractor assembly of claim 1, wherein the plurality of retractor blades includes at least three retractor blades, the at least three retractor blades comprising a caudal blade, a cephalad blade, and a center blade, and wherein the crossbar connector engages the caudal blade and the cephalad blade. 7. The retractor assembly of claim 1, wherein the crossbar connector elongate slot slidably receives the post of each of the two retractor blades to attach the crossbar connector to the two retractor blades of the retractor assembly. 8. The retractor assembly of claim 7, wherein the crossbar connector further including a rear face configured to engage the supplemental retractor blade. 9. A system for creating an operative corridor to a spinal surgical target site, comprising: a retractor assembly including a retractor body and a plurality retractor blades extending generally perpendicularly to the retractor body, the retractor body being operable t... | NUVASIVE, INC. | A61B001/32 A61B017/02 A61N001/05 A61N001/36 A61N001/372 A61B005/04 A61B005/0488 A61B017/00 A61B005/00
US10226179 | B2 | 2019-03-12 | Method, system and software product for creating variable environments in medical diagnostic imaging rooms | 2013-03-27 | A method, system and software product are provided such that a patient in an MRI suite can select and enjoy personalized lighting, music, images and video with a touch screen for a program that is displayed on a system interactive digital unit or device. A wide and advanced variety of pre-programmed themes can be provided with the system, as is the option of creating customized content by the healthcare provider. Image panels help to “transport” the patient “away” from the confining space in the magnet bore of the MRI scanner, moving the patient's focus from the scanner to his or her surroundings. A ceiling image panel displays images of the patient's choice. Patients can also “dock” their own electronic device to enjoy their own audio visual content. The lighting of the suite can be returned to normal lighting when required and then back to the patient's original selections. | 1. A system for creating variable environments for a patient in a radio frequency (RF) room, the system comprising: at least one low voltage direct current (DC) white light;at least one low voltage DC color-changing light;a visual display, wherein the visual display comprises an image panel suspended from a ceiling of the RF room; anda theme controller coupled to the at least one DC white light, the at least one DC color-changing light, and the visual display, wherein the theme controller further comprises: a DC lighting controller;a DC power distribution;a theme computer to control a plurality of pre-programmed themes, wherein each theme of the plurality of themes comprises: a light color of the at least one low-voltage DC color-changing light;an audio selection; anda visual selection;a video controller to control the visual selection; andan audio controller to control the audio selection;wherein the RF room blocks electromagnetic and radio frequency signals that interfere with a functionality of a Magnetic Resonance Imaging (MRI) scanner disposed within the RF room. 2. The system of claim 1, wherein: the RF room comprises the MRI scanner; andthe RF room is a medical diagnostic imaging room of the type that prevents electromagnetic interference with the MRI scanner, wherein the imaging room further comprises: a ceiling including the at least one white light;an RF window to block electromagnetic and radio frequency signals; andan RF door to block electromagnetic and radio frequency signals;the at least one color-changing light comprises a pair of color-changing LED light alcoves disposed above the scanner;the visual display is adapted to be in view of the patient; andthe at least one color-changing light further comprises a plurality of wall light boxes. 3. The system of claim 2, wherein the theme controller is coupled to a personal computing device such that an output from the personal computing device controls the theme controller. 4. The system of claim 2, wherein the theme controller is controlled by use of a system interactive digital device. 5. The system of claim 2, wherein the theme controller is coupled to an interactive personal digital unit such that an output of the interactive personal digital unit controls the theme controller. 6. The system of claim 2, wherein the system further comprises at least one audio speaker. 7. The system of claim 1, wherein the visual display comprises the image panel mounted onto a ceiling of the RF room. 8. The system of claim 1, wherein the visual display comprises the image panel built into a ceiling of the RF room. 9. A method for creating variable environments for a patient in a radio frequency (RF) enclosure: receiving, at a control system, a plurality of inputs comprising a plurality of answers to a plurality of survey questions;determining a theme based on the plurality of inputs, wherein the theme includes: a light color;an audio selection; anda visual selection, the visual selection comp... | PDC Facilities, Inc. | A61B005/00 A61M021/02 A61B005/055 A61M021/00
US10278766 | B2 | 2019-05-07 | Methods for treating airways | 2014-02-04 | This relates to treating airways in a lung to decrease asthmatic symptoms. The also includes steps of measuring a parameter of an airway at a plurality of locations in a lung, identifying at least one treatment site from at least one of the plurality of locations based on the parameter, and applying energy to the treatment site to reduce the ability of the site to narrow. | 1. A method of treating a lung, the method comprising: stimulating an airway in the lung;after stimulating the airway, measuring a parameter of the airway;delivering a liquid to an enclosed volume via an energy delivery device; andbased on the measured parameter, applying energy from an electrode of the energy delivery device, through the enclosed volume of liquid, to tissue surrounding the airway to damage nerve tissue. 2. The method of claim 1, wherein applying energy includes applying a radio frequency modality, and the energy delivery device is a monopolar device or a bipolar device. 3. The method of claim 1, further including monitoring electrical impedance of the tissue surrounding the airway. 4. The method of claim 1, wherein stimulating the airway causes the lung to produce at least one symptom of reversible obstructive pulmonary disease, and stimulating the airway increases the resistance to airflow in the lung or constricts one or more airways in the lung. 5. The method of claim 1, wherein stimulating the airway includes introducing a pharmacological agent into the airway to induce constriction of the airway. 6. The method of claim 1, wherein damaging nerve tissue reduces the resistance of the lung to airflow. 7. The method of claim 1, wherein, after applying energy, the method further includes determining an effectiveness of applying energy by determining whether the lung has a reduced ability to produce at least one symptom of reversible obstructive pulmonary disease. 8. The method of claim 1, wherein the energy delivery device includes a balloon that prevents the liquid from travelling distal of the energy delivery device within the airway. 9. The method of claim 1, wherein stimulating the airway and measuring the parameter are both performed with the energy delivery device. 10. A method of treating a lung, the method comprising: stimulating an airway in the lung to constrict the airway;after stimulating the airway, measuring a parameter of the airway;identifying a treatment site based on the measured parameter;applying energy to the identified treatment site from an electrode, through an enclosed volume of liquid, to damage nerve tissue to reduce the ability of the identified treatment site to respond to a stimulus; andafter applying energy to the identified treatment site, determining an effectiveness of applying energy to the identified treatment site by determining whether the lung has a reduced ability to produce at least one symptom of reversible obstructive pulmonary disease. 11. The method of claim 10, wherein stimulating the airway includes contacting a portion of the airway with a pharmacological agent to induce constriction of the airway at the contacted portion of the airway, and identifying the treatment site based on the measured parameter includes selecting the contacted portion of the airway to receive energy from the electrode. 12. The method of claim 10, wherein identifying the treatment site based on the... | Boston Scientific Scimed, Inc. | A61B018/18 A61B018/14 A61B001/00 A61B005/053 A61B005/08 A61B005/107 A61B005/00 A61B010/04 A61B018/06 A61N005/10 A61B017/00 A61B018/00 A61B090/00
US09504387 | B2 | 2016-11-29 | Device and method for the early detection of cattle physiological variables and location in a remote and autonomous way | 2013-10-24 | A device or assortment of devices is provided for measuring temperature and/or other biological parameters, and locating cattle or other types of animals in a remote, continuous and autonomous way. This allows early detection of sickness and other biological states, especially epidemic outbursts or cattle rustling, thus facilitating the early reaction of owners and/or authorities. | 1. A method for detection and control of animal sickness or theft, comprising: measuring physiological parameters of an animal as animal specific data with at least one sensor embedded in the animal, including a subcutaneous chip implanted in a retro-auricular region of the animal;transmitting the physiological parameters to an electronic collar including at least one transceiver, a renewable-energy power system, and a wire extending along the whole length of the electronic collar, wherein the renewable-energy power system recharges autonomously;detecting and transmitting the physiological parameters including internal body temperature data to an informatics server, wherein the detection is automatic, autonomous, and continuous;detecting and transmitting a geographical location of the animal to the informatics server, wherein the detection and transmission of the geographical location is automatic, autonomous, and continuous;sending a first emergency message to the informatics server and to a cellular phone, if the wire in the electric collar is cut, indicating that the animal may be stolen;sending a second emergency message to the informatics server and to the cellular phone if the animal is outside of a fixed predetermined area;sending, via an SMS message over a data connection, the animal specific data including internal body temperature data, individual animal identification, and geographical location to the informatics server to display the animal specific data in real time to a user;creating a database of the animal specific data that can be processed to generate statistics;transmitting, from the informatics server, the statistics and alerts to authorities to facilitate, in real time, sanitary control;providing a web-based platform to the user for viewing the animal specific data, the statistics and the alerts in the database;providing a display to private personnel to view the alerts from all electronic collars transmitting to the informatics server;comparing the animal specific data to the statistics to detect foot-and-mouth disease in the animal; andsending a third emergency message to the cellular phone, if foot-and-mouth disease is detected. 2. The method according to claim 1, further comprising: detecting sickness through changes in the internal body temperature data of the animal. 3. The method according to claim 1, wherein the database includes the internal body temperature and the physiological parameters of the animal, environmental conditions, the individual animal identification, geographical coordinates, and movement of any number of animals. 4. The method according to claim 1, further comprising: analyzing the database to provide information on sickness, caloric stress and other conditions the animal must endure and which may affect the internal body temperature data or other physiological parameters, geographical positions and grazing habits, and a physiological state. 5. The method according to claim 1, wherein the physi... |  | A61B005/01 A61B005/00 A61B005/11
US09247883 | B2 | 2016-02-02 | Detecting worsening heart failure based on fluid accumulation with respiratory confirmatoin | 2014-01-15 | A medical device monitors a level of fluid accumulation, e.g., pulmonary edema, and one or more respiratory parameters of the patient to detect worsening heart failure. The medical device may use intrathoracic impedance measurements to monitor both the fluid accumulation and the one or more respiratory parameters. Respiration rate and volume, also referred to as the tidal volume, are examples of respiratory parameters. The medical device examines the one or more respiratory parameters after determining that the fluid accumulation indicates worsening heart failure. In this manner, the medical device uses the one or more respiratory parameters to confirm a determination of worsening heart failure that was made based on the fluid accumulation. | 1. A medical system comprising: a fluid accumulation monitor configured to monitor thoracic fluid accumulation in a patient;a detection module configured to detect worsening heart failure in the patient, wherein the detection module is configured to determine that the fluid accumulation indicates worsening heart failure in the patient; anda respiratory monitor configured to monitor at least one respiratory parameter of the patient in response to the determination that the fluid accumulation indicates worsening heart failure,wherein the detection module is configured to determine whether the respiratory parameter indicates worsening heart failure in the patient in response to the determination that the fluid accumulation indicates worsening heart failure. 2. The system of claim 1, further comprising an impedance measurement module configured to collect intrathoracic impedance measurements from the patient via a plurality of electrodes,wherein the fluid accumulation monitor is configured to monitor the fluid accumulation based on the impedance measurements, and the respiratory monitor is configured to monitor the at least one respiratory parameter based on the impedance measurements. 3. A medical system comprising: a fluid accumulation monitor configured to monitor thoracic fluid accumulation in a patient;a detection module configured to detect worsening heart failure in the patient, wherein the detection module is configured to determine that the fluid accumulation indicates worsening heart failure in the patient; anda respiratory monitor configured to monitor at least one respiratory parameter of the patient in response to the determination that the fluid accumulation indicates worsening heart failure,wherein the detection module is configured to determine whether the respiratory parameter indicates worsening heart failure in the patient in response to the determination that the fluid accumulation indicates worsening heart failure;wherein the respiratory monitor continues to monitor the respiratory parameter and the detection module continues to determine whether the respiratory parameter indicates worsening heart failure so long as the fluid accumulation indicates worsening heart failure. 4. A medical system comprising: a fluid accumulation monitor configured to monitor thoracic fluid accumulation in a patient;a detection module configured to detect worsening heart failure in the patient, wherein the detection module is configured to determine that the fluid accumulation indicates worsening heart failure in the patient; anda respiratory monitor configured to monitor at least one respiratory parameter of the patient in response to the determination that the fluid accumulation indicates worsening heart failure,wherein the detection module is configured to determine whether the respiratory parameter indicates worsening heart failure in the patient in response to the determination that the fluid accumulation indicates worsening heart failure;wher... | Medtronic, Inc. | A61B005/0205 A61N001/39 A61N001/365 A61B005/00 A61B005/0245 A61B005/053 A61B005/08
US09603555 | B2 | 2017-03-28 | Motion/vibration detection system and method with self-injection locking | 2014-01-14 | A motion/vibration detection system and method therefore are provided. The system includes a transmitter and a receiver. The transmitter includes a transmit/receive antenna unit and a first oscillator. The receiver includes a receiving unit and a demodulation unit. The transmit/receive antenna unit receives an output signal from the first oscillator and transmits a detection signal. The detection signal is reflected from at least one object under detection into a reflected detection signal, which is received by the transmit/receive antenna unit. The transmit/receive antenna unit injects the reflected detection signal into the first oscillator and accordingly the first oscillator is under a self-injection locking mode. The receiving unit receives the detection signal. The demodulation unit demodulates the detection signal received by the receiving unit into a baseband output signal, to extract at least one motion/vibration information of the objection under detection. | 1. A motion/vibration detection system, comprising: at least one transmitter, the at least one transmitter comprising a transmit/receive antenna unit and a first oscillator unit; andat least one receiver, comprising a receiving unit and a demodulation unit; wherein,the transmit/receive antenna unit is coupled to or electrically connected to a signal output port of the first oscillator unit, receives an output signal from the first oscillator unit and transmits a detection signal;the detection signal is reflected from at least one object as a reflected detection signal, which is received by the transmit/receive antenna unit;the transmit/receive antenna unit injects the reflected detection signal, as an injection signal, into the first oscillator unit and accordingly the first oscillator unit is under a self-injection locking mode;the receiving unit is coupled to or electrically connected to the demodulation unit and receives the detection signal; andthe demodulation unit demodulates the detection signal received by the receiving unit into a baseband output signal, to extract at least one motion/vibration information of the at least one object. 2. The motion/vibration detection system of claim 1, further comprising: a processing unit, coupled to or electrically connected to the demodulation unit, for receiving the baseband output signal from the demodulation unit;the processing unit processes the baseband output signal to extract the at least one motion/vibration information of the at least one object. 3. The motion/vibration detection system of claim 2, wherein, the processing unit performs digital band-pass filtering, amplifying, and analyzing a phase difference of the baseband output signal, and obtains a position information of the at least one object. 4. The motion/vibration detection system of claim 2, wherein, the processing unit performs digital low-pass filtering, amplifying, and Fourier-transform on the baseband output signal, and obtains time-domain waveforms and frequencies of the at least one motion/vibration information. 5. The motion/vibration detection system of claim 2, wherein, the processing unit receives a plurality of baseband output signals from a plurality of receivers, compares a phase difference of the plurality of baseband output signals, calculates arrival time differences of the plurality of receivers, and obtains a position of the at least one transmitter. 6. The motion/vibration detection system of claim 2, wherein, the at least one transmitter further comprises comprising a signal generation unit, which is coupled to or electrically connected to the first oscillator unit; andthe signal generation unit generates an analog control voltage waveform, and inputs the analog control voltage waveform into the first oscillator unit and the processing unit. 7. The motion/vibration detection system of claim 6, wherein, the demodulation unit demodulates the detection signal into a voltage signal containing the analog contro... | INDUSTRIAL TECHNOLOGY RESEARCH INSTITUTE NATIONAL SUN YAT-SEN UNIVERSITY | G01B009/02 A61B005/113 A61B005/024 A61B005/08 G01H003/00 A61B005/11 A61B005/00 A61B005/05
US20140121554 | A1 | 2014-05-01 | SEIZURE DETECTION DEVICE AND SYSTEMS | 2013-10-29 | A neurostimulation device includes a plurality of electrodes adapted to be electrically connected to a subject to receive multichannel electrical signals from the subject's brain, a multichannel seizure detection unit electrically connected to the plurality of electrical leads to receive the multichannel electrical signals, and a neurostimulation unit in communication with the multichannel seizure detection unit. The plurality of electrodes are at least three electrodes such that the multichannel electrical signals are at least three channels of electrical signals, and the multichannel seizure detection unit detects a presence of a seizure based on multichannel statistics from the multichannel electrical signals including higher order combinations than two-channel combinations. Another embodiment of the invention includes determining a singular vector centrality (SVC) for each of the electrodes in order to detect the seizure onset. | 1. A multichannel seizure detection system, for detecting an onset time of seizures in a subject comprising: a signal interface adapted to receive multichannel electrical signals from said subject's brain;a data processor configured to receive said multichannel electrical signals and detect an incoming seizure,wherein the onset time of the seizure is determined using a singular vector centrality (SVC) of each one of the channels comprising the multichannel electrical signals. 2. The system of claim 1 further comprising the SVC of a channel being proportional to the sum of the SVCs of its neighbors. 3. The system of claim 2 further comprising the sum of the SVCs of the neighbors of a channel being taken across multiple frequency bands. 4. The system of claim 2 wherein a neighbor of a channel is another channel to which said channel is connected. 5. The system of claim 1 further comprising an alert being made when a channel is connected to a predetermined number of channels that are themselves categorized as very important in some or all bands. 6. The system of claim 1 further comprising an alert being made when a channel is connected to a predetermined large number of nodes categorized as not-so-important in some or all bands. 7. The system of claim 1 further comprising the SVC being mathematically formalized as a vector of components s(i), where s(i) is the SVC of node i and s(i) ∝ Σj∈n(i)āijs(j), where n(i) is the set of nodes connected to node i and āij is the (i,j)-th element of AA*. 8. The system of claim 7 wherein an eigenvector corresponding to the largest eigenvalue of AA* defines the steady state SVC vector and, for non-square matrices, this is the left singular vector 9. The system of claim 8 wherein the channels in u1 with larger magnitude during a seizure correspond to the nodes with stronger dependencies across multiple measures, which may indicate a location where the seizure starts first. 10. The system of claim 9 wherein the time-dependent structure of a leading singular vector and a leading singular value of a connectivity matrix are used to detect the onset of a seizure. 11. The system of claim 1 further comprising a N-dimensional SVC vector u1(k) evaluated at each second k (N is the number of electrodes) being converted to a ranked vector containing values 1 to N, where 1 corresponds to the component of u1(k) with the largest SVC and N is placed in the component of u1(k) that has the smallest SVC value. 12. The system of claim 11 further comprising a time series of ranks being generated for each electrode {yk(i)}k=1,2, . . . , i−1, . . . , N , where yk(i) ∈ {1,2, . . . , N} is the rank of electrode i at time k. 13. A method for detecting seizures in a subject comprising: obtaining multichannel electrical signals from said subject's brain;transmitting the multichannel electrical signals from said subject's brain to a computing device, wherein said computing device is loaded with a non-transitory computer readable medi... | The Johns Hopkins University | A61B005/04
US20140121556 | A1 | 2014-05-01 | MEASUREMENT OF PATIENT PHYSIOLOGICAL PARAMETERS | 2013-10-28 | A method of determining one or more physiological parameter of a patient by providing a plurality of implantable electrodes proximate a blood vessel of the patient, applying a measurement signal through the plurality of electrodes, the measurement signal having a known parameter, obtaining a resultant signal through the plurality of electrodes, the resultant signal having a resultant parameter, calculating vascular impedance based on the measurement signal and the resultant signal, and calculating a physiological parameter based on the vascular impedance. In some embodiments, the physiological parameter is utilized to modify a therapy signal controlling therapy delivered to the patient. | 1. A system, comprising: a means for measuring a physiological parameter of a patient;an implantable measurement device including an electrode, the measurement device configured to be implanted such that the electrode is in contact with a blood vessel of the patient; anda control system coupled to the implantable measurement device, the control system programmed to determine an impedance of the blood vessel using the implantable measurement device, and calculate patient information based at least in part on the blood vessel impedance, wherein the control system is configured to selectively adjust the program for determining an impedance of the blood vessel based at least in part on data from the means for measuring a physiological parameter. 2. A method, comprising: causing a means for measuring a physiological parameter of a patient to be manufactured and made available to a user;causing an implantable measurement device to be manufactured and made available to the user, the implantable measurement device including an electrode;causing a control system to be manufactured and made available to the user, the control system coupleable to the implantable measurement device; andproviding instructions to the user, the instructions comprising: implanting the implantable measurement device within a patient such that the electrode is in contact with a blood vessel of the patient;causing the control system to determine an impedance of the blood vessel using the implantable measurement device;causing the control system to calculate patient information based at least in part on the blood vessel impedance; andcomparing data from the means for measuring a physiological parameter of the patient to the impedance of the blood vessel. 3. A method of calibrating a system, the system including a means for measuring a physiological parameter of a patient, an implantable measurement device including an electrode implanted in contact with a blood vessel of the patient, and a control system coupled to the measurement device, the method comprising: causing the control system to determine an impedance of the blood vessel using the implantable measurement device;causing the control system to transmit patient information to a display, the patient information based at least in part on the blood vessel impedance; andcomparing data from the means for measuring a physiological parameter of the patient to the impedance of the blood vessel. | - | A61B005/053 A61N001/36
US20140128755 | A1 | 2014-05-08 | Pulse Detecting Device and Method | 2012-11-08 | The present invention includes a system and method for detecting a pulse. The system includes a sound sensor unit device having a self-adhesive material and a sensor body with a sound chamber, a power source, a MEMS microphone and a transmitting device. The sensor unit wirelessly sends a first signal to a remote unit adapted to receive the first signal. The remote unit includes a housing having a receiver, an audio/visual interface unit whereby the audio visual interface unit processes the first signal and translates the first signal into output formats to an audible signal and to a visual display signal, and a power source in electrical communication with the receiver and the audio visual interface unit | 1. A system for detecting a pulse, the system comprising: a sound sensor adapted to convert audible or sound-based pulse to a digital, first signal; anda remote unit in wireless communication with the sound sensor adapted to receive the digital, first signal. 2. The system of claim 1 wherein: the sound sensor comprises a sound detection circuit comprising a microphone in signal communication with a noise-ratio management means and a signal amplification means and a wireless transmission means wherein the first, digital signal, prior to transmitting the digital, first signal is processed by any combination of noise-ratio management and signal amplification prior to being transmitted to the remote unit. 3. The system of claim 2 wherein: the wireless transmission means comprises a Bluetooth transmitting circuit. 4. The system of claim 1 wherein: the remote unit comprises a data storage memory and export communication means in signal communication with the sound sensor whereby the digital, first signal can be stored and selectively downloaded by the export communication means on demand. 5. The system of claim 1 wherein: the sound sensor comprises a sound chamber in sound communication with the microphone. 6. The system of claim 1 wherein wireless communication between the sound sensor and the remote unit comprises: a Bluetooth sending circuit in signal communication with the microphone on the sound sensor. 7. A system for detecting a pulse, the system comprising: a sound sensor unit device comprising an adhesive pad comprising a first surface having a self-adhesive material and a sensor body adapted to selectively couple to the adhesive pad, the sensor body adapted to contain sound chamber, a power source, a MEMS microphone and a transmitting device, and wherein the sound chamber is arranged adjacent to a bottom wall of the sensor body and adapted to transfer at least one sound wave to the MEMS microphone, the MEMS microphone being adapted to translate the at least one sound wave from the sound chamber to a first signal and the MEMs microphone being in signal communication with the transmitting device enables the transmitting device to transmit the first signal; anda remote unit adapted to receive the first signal. 8. The system of claim 6 wherein the remote unit further comprises: a remote unit housing adapted to contain a receiver, the receiver adapted to receive the first signal, the receiver in communication with an audio/visual interface unit whereby the audio visual interface unit processes the first signal and translates the first signal into output formats to an audible signal and to a visual display signal;and a power source in electrical communication with the receiver and the audio visual interface unit. 9. The system of claim 7 wherein the remote unit further comprises: at least one audio output means contained in the remote unit housing, the at least one audio output means comprising any combination of at least one loudspeaker, a... | - | A61B005/024
US08731638 | B2 | 2014-05-20 | Adjustable connector and dead space reduction | 2010-07-20 | Methods and systems for determining the concentration of one or more analytes from a sample such as blood or plasma are described. The systems described herein can be configured to withdraw a certain volume of sample from a source of bodily fluid, direct a first portion of the withdrawn sample to an analyte monitoring system and return a second portion of the sample to the patient. The analyte monitoring system can be connected to the source of bodily fluid via a connector that is configured to maintain uniform velocity across the connector and reduce the dead space volume. | 1. An analyte monitoring system comprising: a fluidic system comprising a pump and a network of fluid passageways configured to obtain a sample of bodily fluid;a spectroscopic sample cell in fluid communication with said fluidic system and configured to receive said sample of bodily fluid;an analyte detection system coupled to the spectroscopic sample cell through a transparent window, said analyte detection system spectroscopically analyzing the sample of bodily fluid or a component of the sample of bodily fluid; anda patient connector comprising: an outer connecting structure configured to removably interlock with an outer portion of a standard medical connector to form an interior volume;a tube extending through the outer connecting structure, an interior of the tube forming a fluid path and terminating at a port, the tube configured to extend from the patient connector and protrude into the interior volume in a direction aligned with the fluid path such that the fluid path passes through the interior volume, out of the port and continues in the same direction into a lumen of the standard medical connector, the interior of the tube aligned with the lumen and having a diameter that is similar to a diameter of the lumen to improve fluid flow; anda spring rigidly attached to the tube, the spring configured to exert force on the tube in a direction aligned with the fluid path such that the tube protrudes into the interior volume and resiliently abuts a lumen of the standard medical connector, such that the fluid path passes through the interior volume, out of the port and continues in the same direction into the aligned lumen of the standard medical connector;wherein the analyte detection system is configured to estimate the concentration of an analyte in said sample of the bodily fluid or a component of the sample of the bodily fluid;wherein the fluidic system is fluidically connected to the source of bodily fluid in the patient through the patient connector, said patient connector configured to provide a continuous flow path. 2. The system of claim 1, wherein the patient connector is configured to connect to a standard medical connector which comprises a standard Luer connector, and wherein the patient connector is configured to connect with a fluid line attached to the patient. 3. The system of claim 2, wherein the fluid line comprises a central venous catheter. 4. The system of claim 2, wherein the fluid line comprises a peripheral venous catheter. 5. The system of claim 1, wherein the inner volume has a depth in the range of approximately 6.9 mm to approximately 19.8 mm. 6. The system of claim 2, wherein the fluid line has a diameter of up to 16 gauge. 7. The system of claim 1, wherein the patient connector can withstand a pressure of up to approximately 100 psi. 8. The system of claim 1 configured to maintain uniform velocity of the bodily fluid across the patient connector. 9. The system of claim 1, wherein the patient connector is ... | OptiScan Biomedical Corporation | A61B005/05
US08734355 | B2 | 2014-05-27 | Motion management in a fast blood pressure measurement device | 2008-07-22 | The invention is in one embodiment an apparatus and a method for measuring the blood pressure of a vertebrate subject. The apparatus uses an inflatable chamber with a sensor to detect signals indicative of a blood pressure of the subject during an inflation interval of the inflatable chamber. If secondary motion or artifact signals are detected, the apparatus and method determine whether the secondary signals are below a predetermined value, and if so, complete the measurement. If the signals indicate that the measurement is not accurate, the system and method immediately institute a measurement of the blood pressure during a deflation interval, which can include a step deflation interval. In the event that the subject is identified as a neonate, the system and method immediately measure using the deflation interval procedure. | 1. A blood pressure measurement apparatus configured to operate according to an oscillometric method of measuring blood pressure, said apparatus comprising: an inflatable chamber configured to be inflated during an inflation interval and deflated during a deflation interval;a sensor coupled to the inflatable chamber, the sensor configured to measure a signal according to the oscillometric method of measuring blood pressure, the signal comprising information indicative of a blood pressure of a vertebrate;a control module configured to receive as input at least a portion of the signal from the sensor, and configured to generate as output a control signal having a selected one of a plurality of values responsive to the input;a first analysis module configured to analyze the signal before the inflatable chamber is fully inflated to extract from the signal a systolic blood pressure and a diastolic blood pressure of the vertebrate according to the oscillometric method of measuring blood pressure;a second analysis module selectively operative in response to one of the plurality of values of the control signal, the second analysis module configured to analyze the signal during the deflation interval of the inflatable chamber to extract from the signal the blood pressure of the vertebrate according to the oscillometric method of measuring blood pressure; anda neonate sensor module configured to represent whether the vertebrate is a neonate vertebrate by determining whether the vertebrate is 28 days or less in terms of age,wherein in response to a positive determination that the vertebrate is a neonate vertebrate, the apparatus completes a blood pressure measurement of the neonate vertebrate using the second analysis module,whereby the apparatus completes the measurement of the blood pressure of the vertebrate using at least one of the first analysis module and the second analysis module. 2. The apparatus of claim 1, wherein the first analysis module configured to analyze the signal during the inflation interval of the inflatable chamber at a rate greater than 3 mmHg per second. 3. The apparatus of claim 1, wherein the first analysis module is configured to determine if the systolic blood pressure and the diastolic blood pressure of the vertebrate are obtained with a fast inflation rate, the inflatable chamber being deflated upon a successful determination by the first analysis module. 4. The apparatus of claim 1, wherein the deflation interval comprises at least one step deflation interval. 5. The apparatus of claim 1, wherein the plurality of control signal values comprises a first value that inhibits operation of the second analysis module and a second value that activates operation of the second analysis module. 6. The apparatus of claim 1, further comprising a reporting module configured to report at least one of the systolic blood pressure and the diastolic blood pressure. 7. The apparatus of claim 1, further comprising: a motion detection modu... | Welch Allyn, Inc. | A61B005/08
US08731252 | B2 | 2014-05-20 | Image processing apparatus and image processing method | 2009-03-17 | A storage unit stores data of a first image associated with a contrast-enhanced cardiac region. A specification unit specifies a specific region included in the cardiac region on the basis of a distribution of pixel values of the data of the first image. A setting unit contracts the specified specific region, and set an ROI to the contracted specific region. A calculation unit calculates an index concerning the set ROI. The index is associated with a function of the specific region. | 1. An image processing apparatus, comprising: a first memory configured to store data of a first image including a contrast enhanced cardiac region;a first specification unit configured to specify a specific region included in the cardiac region on the basis of a distribution of pixel values of the data of the first image;a setting unit configured to contract the specified specific region, and set an ROI to the contracted specific region; anda calculation unit configured to calculate an index concerning the set ROI, the index being associated with a function of the specific region,wherein the first specification unit is configured to specify an outer contour and an inner contour of a myocardial region included in the cardiac region, and to specify, as the specific region, a region between the specified outer contour and the specified inner contour. 2. The apparatus according to claim 1, wherein the setting unit is configured to contract a thickness between the outer contour and the inner contour to generate the specific region, and set the ROI to the specific region. 3. The apparatus according to claim 1, wherein the first memory is configured to store data of a second image associated with the cardiac region and a scan time different from a scan time of the data of the first image, andthe setting unit is configured to move or deform the ROI in accordance with a position or shape of a myocardial region included in the second image, and set an ROI of a second image to the moved or deformed ROI. 4. The apparatus according to claim 1, further comprising: a second memory configured to store data of time series images including the cardiac region, anda second specification unit configured to specify the data of the first image associated with a first time from the data of the time series images on the basis of a time-density curve based on the data of the time series images. 5. The apparatus according to claim 1, wherein the calculation unit is configured to create a map of the calculated index values by plotting the index values on polar coordinates for each of a plurality of slices associated with the myocardial region, each point of the polar coordinates being defined by angles around a long axis of the myocardial region and distances from an apex of the myocardial region. 6. The apparatus according to claim 5, further comprising a display configured to display the created map. 7. An image processing apparatus, comprising: a memory configured to store data of a first image including a contrast enhanced cardiac region;a specification unit configured to specify a myocardial region included in the cardiac region on the basis of a distribution of pixel values of the data of the first image;a setting unit configured to set an ROI to a region generated by contracting a thickness between an inner contour and an outer contour of the specified myocardial region;a calculation unit configured to calculate an index concerning the set ROI, the index being... | Kabushiki Kaisha Toshiba Toshiba Medical Systems Corporation | A61B005/05
US08738119 | B2 | 2014-05-27 | Multi-sensor strategy for heart failure patient management | 2009-10-09 | An apparatus comprises plurality of sensors and a processor. Each sensor provides a sensor signal that includes physiological information and at least one sensor is implantable. The processor includes a physiological change event detection module that detects a physiological change event from a sensor signal and produces an indication of occurrence of one or more detected physiological change events, and a heart failure (HF) detection module. The HF detection module determines, using a first rule, whether the detected physiological change event is indicative of a change in HF status of a subject, determines whether to override the first rule HF determination using a second rules, and declares whether the change in HF status occurred according to the first and second rules. | 1. An apparatus comprising: a plurality of sensors, wherein each sensor is configured to provide a separate sensor signal that includes physiological information, and wherein at least one sensor is implantable;a processor, communicatively coupled to the sensors, wherein the processor includes: a physiological change event detection module configured to detect a physiological change event from a sensor signal and to produce an indication of occurrence of one or more detected physiological change events; anda heart failure (HF) detection module configured to: determine a change in HF status of a subject by applying a first rule HF determination to a plurality of indications from separate sensor signals of whether respective physiological change events occurred, wherein the first rule HF determination includes determining that the detected physiological change events are indicative of the change in HF status when a number of detected physiological change events are a majority of a set of physiological change events that indicate the change in HF status;determine whether to override the first rule HF determination using a second rule HF determination; anddeclare whether the change in HF status occurred according to the first and second rules. 2. The apparatus of claim 1, wherein the first rule includes indicating the change in HF status when a majority of a set of detectable physiological change events is detected. 3. The apparatus of claim 2, wherein the second rule includes overriding a negative first rule HF determination according to a specificity of a detected physiological change event. 4. The apparatus of claim 3, wherein the second rule includes overriding a negative first rule HF determination when a condition for an S3 heart sound is met in a heart sound signal. 5. The apparatus of claim 2, wherein the second rule includes overriding a positive first rule HF determination according to a negative predictive value of a physiological change event. 6. The apparatus of claim 5, wherein the second rule includes overriding a positive first rule HF determination when a condition in a physiologic response to patient activity is met. 7. The apparatus of claim 2, wherein the HF detection module weights the second rule HF determination greater than the first rule HF determination. 8. The apparatus of claim 1, wherein the physiological change event detection module is configured to weight the detected physiological change event according to the sensor signal, andwherein the HF detection module is configured to: determine a likelihood that the change in HF status occurred using the weight of the physiological change event; andprovide an alert based on the declared HF event, wherein the alert includes an indication of the likelihood that the change in HF status occurred. 9. The apparatus of claim 8, wherein the HF detection module is configured to determine a level of urgency of the alert according to the first and second rules. 10. The apparatus... | Cardiac Pacemakers, Inc. | A61B005/02
US08720441 | B2 | 2014-05-13 | Determining patient-ventilator breath contribution index in spontaneously breathing, mechanically ventilated patients | 2009-08-26 | The present invention relates to a system and method for determining a patient-ventilator breath contribution index in a spontaneously breathing, mechanically ventilated patient. A patient's efficiency to generate an inspiratory volume without mechanical ventilatory assist and a patient's efficiency to generate an inspiratory volume with mechanical ventilatory assist are calculated and used to determine the patient-ventilator breath contribution index. | 1. A method for determining a patient-ventilator breath contribution index in a spontaneously breathing, mechanically ventilated patient, comprising: measuring electrical activity of a patient's respiratory muscle during inspiration and without mechanical ventilatory assist;measuring a patient's inspiratory volume without mechanical ventilatory assist;calculating a patient's efficiency to generate an inspiratory volume without mechanical ventilatory assist as a first ratio between the inspiratory volume measured without mechanical ventilatory assist and the electrical activity of the patient's respiratory muscle measured without mechanical ventilatory assist;measuring electrical activity of the patient's respiratory muscle during inspiration and with mechanical ventilatory assist;measuring a patient's inspiratory volume with mechanical inspiratory assist;calculating a patient's efficiency to generate an inspiratory volume with mechanical ventilatory assist as a second ratio between the inspiratory volume measured with mechanical ventilatory assist and the electrical activity of the patient's respiratory muscle measured with mechanical ventilatory assist; andcalculating the patient-ventilator breath contribution index as a third ratio between the calculated patient's efficiency to generate an inspiratory volume without mechanical ventilatory assist and the calculated patient's efficiency to generate an inspiratory volume with mechanical ventilatory assist. 2. A method as defined in claim 1, wherein calculating the patient's efficiency to generate an inspiratory volume without mechanical ventilatory assist comprises calculating the first ratio as a ratio of the inspiratory volume measured without mechanical ventilatory assist over the electrical activity of the patient's respiratory muscle measured without mechanical ventilatory assist. 3. A method as defined in claim 1, wherein the patient's respiratory muscle is the patient's diaphragm. 4. A method as defined in claim 1, wherein the patient's inspiratory volume is a tidal inspiratory volume. 5. A method as defined in claim 1, wherein calculating the patient's efficiency to generate an inspiratory volume with mechanical ventilatory assist comprises calculating the second ratio as a ratio of the inspiratory volume measured with mechanical ventilatory assist over the electrical activity of the patient's respiratory muscle measured with mechanical ventilatory assist. 6. A method as defined in claim 1, wherein calculating the patient-ventilator breath contribution index comprises calculating the third ratio as a ratio of the calculated patient's efficiency to generate an inspiratory volume without mechanical ventilatory assist over the calculated patient's efficiency to generate an inspiratory volume with mechanical ventilatory assist. 7. A system for determining a patient-ventilator breath contribution index in a spontaneously breathing, mechanically ventilated patient, comprising: a first dete... | St. Michael's Hospital | A61B005/08 A61M016/00
US08718750 | B2 | 2014-05-06 | Heart stimulator and method for A-V delay optimization | 2012-05-02 | Exemplary methods and apparatuses are disclosed that provide for determination of an atrio-ventricular delay on a beat-to-beat basis by determining a P-wave duration from electric signals corresponding to electric potentials in a heart, and determining the atrio-ventricular delay on a beat-to-beat basis such that the atrio-ventricular delay for an individual heart cycle depends on the P-wave duration of a same or an immediately preceding heart cycle. | 1. An implantable heart stimulator that can be connected or is connected to at least one electrode lead for picking up electric potentials corresponding to myocardial contraction, a. the implantable heart stimulator including: i. an evaluation unit that is: (1) adapted to being connected to an electrode lead; and(2) configured to evaluate electric signals corresponding to electric potentials picked up by the electrode lead; andii. a control unit configured to schedule ventricular stimulation pulses;b. wherein: i. the evaluation unit is configured to: (1) detect an atrial event in a heart from the electric signals corresponding to the electric potentials; and(2) determine a P-wave duration of the atrial event from the electric signals corresponding to the electric potentials; andii. the control unit is configured to: (1) determine an atrio-ventricular delay on a beat-to-beat basis such that an atrio-ventricular delay for an individual heart cycle depends on the P-wave duration of a same or an immediately preceding heart cycle, wherein: (a) the atrio-ventricular delay is calculated as P-wave duration plus Δ duration; and(b) Δ is a function of an AV nodal recovery time, the AV nodal recovery time being an interval between an end of a previous AV nodal refractory period and a following AV nodal activation time; and(2) schedule a ventricular stimulation pulse to be delivered at the end of the atrio-ventricular delay. 2. The implantable heart stimulator of claim 1, wherein Δ is further a function of an underlying autonomic status of the patient. 3. The implantable heart stimulator of claim 2, wherein Δ is inversely related to the AV nodal recovery time. 4. The implantable heart stimulator of claim 2, wherein the control unit is configured: a. to calculate the atrio-ventricular delay on a beat-by-beat basis; andb. to adjust Δ on a beat-by-beat basis. 5. The implantable heart stimulator of claim 2, wherein: a. Δ is calculated to decrease at increased sympathetic tone; andb. Δ is calculated to increase at increased vagal tone. 6. The implantable heart stimulator of claim 2, wherein: a. the implantable heart stimulator is configured to determine a V-A interval from an intracardiac electrocardiogram derived from picked up electric potentials; andb. the control unit is configured to approximate the AV nodal recovery time based on the V-A interval. 7. The implantable heart stimulator of claim 2, wherein: a. the implantable heart stimulator includes at least one of an accelerometer sensor, a minute ventilation sensor, and a close-loop-stimulation sensor; andb. the control unit is configured to assess the autonomic status of the heart via the accelerometer sensor, the minute ventilation sensor, the close-loop-stimulation sensor, a short-term heart rate variability analysis, and/or intracardiac impedance measurements. 8. The implantable heart stimulator of claim 2, wherein: a. the heart stimulator is configured to deliver a cardiac resynchronization thera... | BIOTRONIK SE & Co. KG | A61B005/04
US08734296 | B1 | 2014-05-27 | Biometric sensing device having adaptive data threshold, a performance goal, and a goal celebration display | 2013-10-09 | A biometric monitoring device with a display is provided. The biometric monitoring device may track the completion progress towards one or more biometric performance goals and provide a goal celebration indicator upon completion of a biometric performance goal and subsequent receipt of an input signal. In some implementations, the completion of a biometric performance goal may be signaled prior to receipt of the input signal using a secondary indicator. | 1. An apparatus comprising: a housing;one or more biometric sensors;a display;at least one processor; anda memory, wherein: the memory, the at least one processor, the one or more biometric sensors, and the display are housed in the housing,the memory, the at least one processor, the one or more biometric sensors, and the display are communicatively connected with one another, andthe memory stores computer-executable instructions for controlling the at least one processor to: a) receive biometric data from the one or more biometric sensors,b) calculate at least one biometric performance measurement using the biometric data, wherein the at least one biometric performance measurement is calculated by incrementing the at least one biometric performance measurement, at least in part, each time the biometric data exceeds a threshold,c) determine at a first time that the at least one biometric performance measurement indicates that a first biometric performance goal has been met during a first goal achievement window,d) receive an input signal indicative of a user interaction with the apparatus,e) display a first goal celebration indicator associated with the first biometric performance goal on the display after c) and responsive to d) when the input signal is received at a second time after the first time,f) clear the first goal celebration indicator after e), andg) increase the threshold when the at least one biometric performance measurement indicates that a substantial portion of the first biometric performance goal has been met. 2. The apparatus of claim 1, wherein the input signal is produced by an action selected from the group consisting of: activation of a button of the apparatus, selection of a touch-screen control of the apparatus, detection of biometric data indicative of a wearer of the apparatus bringing their forearm into a watch-viewing position, and detection of biometric data indicative of one or more successive, rapid taps on the housing. 3. The apparatus of claim 1, wherein the memory stores further computer-executable instructions for controlling the at least one processor to: g) determine at a third time that the at least one biometric performance measurement indicates that a second biometric performance goal different from the first biometric performance goal has been met during a second goal achievement window,h) display a second goal celebration indicator associated with the second biometric performance goal on the display after g) and responsive to d) when the second time is after the third time, andi) clear the second goal celebration indicator after h). 4. The apparatus of claim 3, wherein the second biometric performance goal includes a plurality of different biometric performance goals and the second biometric performance goal is met by meeting any one of the biometric performance goals in the plurality of different biometric performance goals. 5. The apparatus of claim 1, wherein the first goal celebration is selected... | Fitbit, Inc. | A63B024/00 A61B005/00 G01C022/00 A61B005/024
US10524703 | B2 | 2020-01-07 | Transcutaneous analyte sensor | 2014-01-24 | The present invention relates generally to systems and methods for measuring an analyte in a host. More particularly, the present invention relates to systems and methods for transcutaneous measurement of glucose in a host. | 1. A system for maintaining an analyte measuring system on a host's skin, the system comprising: sensor electronics;a mounting unit having a base portion, a hinged portion, and an adhesive pad, wherein the base portion is in contact with the adhesive pad, wherein the adhesive pad comprises a non-woven fiber material,wherein the adhesive pad comprises first and second releasable backing layers,wherein the first and second releasable backing layers are configured to be removed from the adhesive pad prior to positioning the mounting unit on a host's skin to expose a first portion and a second portion of the adhesive pad, respectively,wherein the first and second releasable backing layers are disposed on a bottom surface of the adhesive pad, andwherein the first portion and the second portion of the adhesive pad are configured to be attached simultaneously to the host's skin during use of the analyte monitoring measuring system; anda sensor configured to extend through the mounting unit and through the host's skin, wherein the sensor electronics is configured to connect to the mounting unit after sensor insertion,wherein the sensor electronics is configured to bend the hinged portion of the mounting unit when connecting to the mounting unit. 2. The system of claim 1, further comprising an adhesive covering sized to cover at least a portion of the analyte measuring system. 3. The system of claim 1, further comprising a water-tight adhesive covering sized to cover the entire analyte measuring system. 4. The system of claim 1, further comprising a bonding agent activated by or accelerated by at least one of ultraviolet cure, acoustic cure, radio frequency cure, or humidity cure, whereby the adhesive pad is adhered to the mounting unit. 5. The system of claim 1, wherein the adhesive pad has a surface area on a side to be adhered to the host's skin that is 1.25 times greater than a surface area of a skin-facing surface of the mounting unit of the analyte measuring system. 6. The system of claim 5, wherein the adhesive pad has a surface area on a side to be adhered to the host's skin that is 1.5 times greater than a surface area of a skin-facing surface of the mounting unit of the analyte measuring system. 7. The system of claim 6, wherein the adhesive pad has a surface area on a side to be adhered to the host's skin that is 2 times greater than a surface area of a skin-facing surface of the mounting unit. 8. The system of claim 1, wherein the adhesive pad comprises a non-adhesive portion. 9. The system of claim 1, further comprising a sensor insertion device configured to be detached from the mounting unit. | DexCom, Inc. | A61B005/00 A61B005/145 A61B005/1473 A61B005/1486 A61B005/1495 A61B005/15 A61B005/05 A61B017/34 A61M005/172 A61M005/158 A61M005/142 A61B005/1468
US20140134561 | A1 | 2014-05-15 | Point-of-Care System | 2013-11-11 | The present embodiments relate to health monitoring systems and, in certain embodiments, to take-home monitoring systems designed for oral appliance monitoring. Embodiments include a method for obtaining data from an oral appliance. The method comprises placing an oral appliance comprising embedded electronics in an oral cavity, wherein the embedded electronics collect data; transmitting the data to a reader, wherein the reader comprises a computer, tablet computer, smart device, reader box, relay transmitter, or a combination thereof. | 1. A method for obtaining data from an oral appliance, the method comprising: placing an oral appliance comprising embedded electronics in an oral cavity, wherein the embedded electronics collect data;transmitting the data to a reader, wherein the reader comprises a computer, tablet computer, smart device, reader box, relay transmitter, or a combination thereof. 2. The method of claim 1 further comprising the reader and the oral appliance being capable of bi-directional communication. 3. The method of claim 2 wherein the reader and the oral appliance communicate in a bi-directional method comprising at least one bi-directional communication method selected from the group consisting of RFID, Wi-Fi, Bluetooth, Bluetooth Low-Energy, ANT, Zigbee, infrared communication, Sub-Ghz RF, proprietary RF standard, body area network, and any combination thereof. 4. The method of claim 1 wherein the oral appliance is a mouth guard, obstructive sleep apnea oral appliance, orthodontic retainer, occlusal splint, a complete removable dental prosthetic, or a partial removable dental prosthetic. 5. The method of claim 1 wherein the reader communicates with a remote computer and wherein the remote computer communicates with the reader. 6. The method of claim 5 wherein the remote computer comprises a smart-phone and an interface, a personal computer and an interface, or a server and an interface. 7. The method of claim 5 further comprising the step of sending the collected data to the remote computer from the reader. 8. The method of claim 5 wherein the reader and the remote computer communicate in a bi-directional method comprising at least one bi-directional communication method selected from the group consisting of RFID, Wi-Fi, Bluetooth, Zigbee, infrared communication, cellular network, wired Ethernet, USB, and any combination thereof. 9. The method of claim 5 further comprising the step of transmitting user input adjustments to the reader from the remote computer. 10. The method of claim 9 further comprising the step of adjusing the oral appliance in response to the user input adjustments sent to the reader from the remote computer. 11. The method of claim 1, wherein the embedded electronics further comprises an accelerometer, gyro, pulse oximeter, inertial measurement sensor, actigraphy sensor, potentiometry sensor, coulometry sensor, voltammetry sensor, amperometry sensor, capnography sensor, compliance monitor sensor, or combinations thereof. 12. The method of claim 1 wherein the embedded electronics further comprise a speaker and a microphone, and wherein the reader and the oral appliance bi-directionally stream sound and/or voice data between each other. 13. A system for obtaining data from an oral appliance, the system comprising: an oral appliance;a reader; wherein the reader is configured to communicate with the oral appliance, and wherein the reader is configured to download data from the oral appliance;a remote computer, wherein the remote c... | - | A61B005/00 A61F005/56 A61C007/08 A61C013/08 A61C019/04 A61B005/1455 A61B005/1468 A61B005/0205 A61C005/08 A61C005/00 A63B071/08 A61B005/11
US20140147802 | A1 | 2014-05-29 | Device for Dentistry Treatments | 2012-04-20 | Device for dentistry treatments having a photodiagnosis unit for performing photodiagnosis of a portion of gingival tissue, a temperature measurement unit for measuring the temperature of the portion of gingival tissue, a photoablation unit for performing photoablation of part of the portion of gingival tissue, a phototherapy unit for performing photodynamic and/or photoinductive therapy of the portion of gingival tissue, a control unit configured to acquire, by means of the photodiagnosis unit and the temperature measurement unit, information relative to the state of the portion of gingival tissue, and to control operation of the photoablation and phototherapy units according to the information acquired. | 1. A device for dentistry treatments, comprising at least one photodiagnosis unit (2) for performing a photodiagnosis of at least one portion of gum tissue, at least one temperature measurement unit (5) for measuring the temperature of said portion of gum tissue, at least one photoablation unit (3) for performing a photoablation of at least part of said portion of the gum tissue, at least one phototherapy unit (4) for performing a photodynamic therapy and/or a photoinductive therapy of said portion of the gum tissue, processing and control means (6) configured to acquire, by means of said photodiagnosis unit (2) and said temperature measurement unit (5), information concerning the state of the portion of gum tissue and to control the operation of the photoablation and phototherapy units (3, 4) as a function of said information. 2. A device according to claim 1, wherein said photodiagnosis unit (2) comprises a first optical source (27) for emitting optical radiations having a first wave length (L2) selected within the interval ranging from 350 to 450 nm and optical receiver means (30) for detecting optical radiations which, in use, are reflected, or emitted by fluorescence, by said portion of gum tissue, when the latter is hit by the optical radiation emitted by said first optical source (27). 3. A device according to claim 1, wherein said photoablation unit (3) comprises a second optical source (28) for emitting optical radiations having a second wave length (L3) selected within the interval ranging from 780 to 1200 nm. 4. A device according to claim 3, wherein said photoablation unit (3) is suited to emit optical radiations in continuous or pulsed mode; in case of continuous mode, said second optical source (28) being suited to emit optical radiations with a first emission power (P3) selectable within an interval ranging from 0.4 to 2.5 W; in case of pulsed mode, said second optical source (28) being suited to emit optical radiations with an emission energy selectable within an interval ranging from 0.1 to 100 mJ. 5. A device according to claim 1, wherein said phototherapy unit (4) comprises a third optical source (29) for emitting optical radiations having a third wave length (L4) selected within the interval ranging from 600 to 700 nm. 6. A device according to claim 5, wherein said third optical source (29) is suited to emit optical radiations with a second mission power (P4) selectable within an interval ranging from 5 to 200 mW. 7. A device according to claim 2, wherein each one of said optical sources (27-29) consists of a respective laser diode. 8. A device according to claim 2, wherein each one of said first and second optical sources (27, 28) consists of a respective laser diode and said third optical source (29) consists of a LED. 9. A device according to claim 2, wherein each one of said second and third optical sources (28, 29) consists of a respective laser diode and said first optical source (27) consists of a LED. 10. A de... | GP INVESTIMENTI S.r.l. | A61B005/00 A61M013/00 A61B005/01 A61C001/08 A61B018/20 A61N005/06
US08725534 | B2 | 2014-05-13 | Systems and methods for enrollment of clinical study candidates and investigators | 2006-11-20 | Certain embodiments of the present invention provide systems and methods for clinical study notification. Certain embodiments provide a method for clinical study notification. The method includes accessing a pool of potential study participants generated from electronic patient data. The method also includes identifying one or more healthcare providers associated with the pool of potential study participants. The method further includes electronically communicating with the one or more healthcare providers and/or the pool of potential study participants regarding participation in a clinical study. Additionally, the method includes allowing the one or more healthcare providers and/or the pool of potential study participants to join the clinical study. | 1. A system for clinical study notification, said system comprising:a data storage to include:search results including a pool of potential study participants generated from electronic patient data; andat least one processor to generate:a first user interface facilitating identification one or more healthcare providers associated with the pool of potential study participants and communication with at least one of the one or more healthcare providers and the pool of potential study participants regarding participation in a clinical study, wherein the pool of potential study participants is anonymized, and wherein said first user interface is authorized to re-identify at least one of the pool of potential study participants; anda second user interface allowing at least one of the one or more healthcare providers and the pool of potential study participants to join the clinical study, wherein said second user interface comprises opt-in functionality to allow at least one of the one or more healthcare providers and the pool of potential study participants to join the clinical study,wherein at least one of said first user interface and said second user interface operates via an electronic medical record system. 2. The system of claim 1, wherein said second user interface comprises referral functionality to allow at least one of the one or more healthcare providers and the pool of potential study participants to refer a potential study participant to join the clinical study. 3. The system of claim 1, wherein said search results include the pool of potential study participants generated from electronic patient data based on a plurality of received search criteria. 4. The system of claim 3, wherein each of the plurality of received search criteria is weighted. 5. The system of claim 3, wherein the plurality of received search criteria is normalized according to at least one vocabulary. 6. A computer-implemented method for clinical study notification, said method comprising: accessing, using a processor, a pool of potential study participants generated from electronic patient data;identifying, using a processor, one or more healthcare providers associated with the pool of potential study participants;electronically communicating with at least one of the one or more healthcare providers and the pool of potential study participants via an electronic medical record system regarding participation in a clinical study;allowing at least one of the one or more healthcare providers and the pool of potential study participants to join the clinical study via the electronic medical record system; andfacilitating completion of the clinical study via the electronic medical record system. 7. The method of claim 6, further comprising allowing at least one of the one or more healthcare providers and the pool of potential study participants to refer a potential study participant to join the clinical study. 8. The method of claim 6, wherein electronically communicatin... | General Electric Company | G06F019/00 G06Q010/00 G06G007/58 G06F009/45 A61B005/00
US08725229 | B2 | 2014-05-13 | Cover sheet for a body measuring apparatus and an automatic sheet dispenser therefor | 2008-02-15 | A cover sheet (1) used in a body measuring apparatus having electrodes for supplying current to a human body or for measuring a difference in electrical potential between two sites of the body. The cover sheet has electric conductive area portions (2) corresponding to the electrodes of the body measuring apparatus and having a electric conductivity in thickness direction, and insulation area portions (3) spacing adjacent electric conductive area portions (2) and having electrically insulating property at least along a plane direction. The cover sheet is used to prevent cross-infection and can be used safely without slip and prepared cheaply without affecting to impedance, with assuring completely insulation between adjacent electrodes. Conductivity is created with conductive solid (“dry type”) or conductive liquid (“wet type”). The cover sheet is fed automatically by a sheet dispenser. | 1. A disposable cover sheet detachably used in a body measuring apparatus comprising electrodes providing an apparatus body thereof for supplying an electric current to a human body or for measuring a difference in electrical potential between two sites of the body, wherein said disposable cover sheet (1) comprises electric conductive area portions (2) corresponding to said electrodes providing said apparatus body of said body measuring apparatus and having an electric conductivity through a thickness direction from an innermost surface to an outermost surface of the cover sheet, and insulation area portions (3) spacing said electric conductive area portions (2) and having an electrically insulating property at least along a plane direction, wherein said disposable cover sheet (1) possesses an anti-slip property at least on a part of said disposable cover sheet (1). 2. A disposable cover sheet detachably used in a body measuring apparatus comprising electrodes providing an apparatus body thereof for supplying an electric current to a human body or for measuring a difference in electrical potential between two sites of the body, wherein said disposable cover sheet (1) comprises electric conductive area portions (2) corresponding to said electrodes providing said apparatus body of said body measuring apparatus and having an electric conductivity through a thickness direction from an innermost surface to an outermost surface of the cover sheet, and insulation area portions (3) spacing said electric conductive area portions (2) and having an electrically insulating property at least along a plane direction, wherein said electric conductivity in the thickness direction of said electric conductive area portions (2) is created by impregnating, adhering or applying electro-conductive liquid into and/or onto a sheet material. 3. The disposable cover sheet according to claim 2, wherein said electro-conductive liquid is an electro-conductive aqueous solution. 4. The disposable cover sheet according to claim 2, wherein said disposable cover sheet (1) is made of non-woven web or fabric, fiber web, felt, textile, knitting or film. 5. The disposable cover sheet according to claim 2, wherein said body measuring apparatus comprises a body composition measuring apparatus comprising four electrodes in order to measure a body composition using the body impedance technique, and said disposable cover sheet (1) including four electric conductive area portions (2) corresponding to said four electrodes of said body composition measuring apparatus. 6. The disposable cover sheet according to claim 5, wherein said body composition measuring apparatus comprises said four electrodes on a platform (11) thereof, where feet bottoms of an examinee contact, and said disposable cover sheet (1) is configured to be placed on said platform (11) in such a manner that said four electric conductive area portions (2) are positioned on said four electrodes of said body composition mea... | Tanita Corporation | A61B005/05
US08728065 | B2 | 2014-05-20 | Apparatus and methods for contactless electrophysiology studies | 2009-07-02 | An electrophysiology catheter includes an elongate catheter body having an elastically-deformable distal region predisposed to assume a spiral shape and a first plurality of electrodes disposed thereon. Each of the first plurality of electrodes includes an electrically active region limited to the inner surface of the spiral shape for use in non-contact electrophysiology studies. A second plurality of electrodes may also be disposed on the distal region interspersed (e.g., alternating) with the first plurality of electrodes, with each of the second plurality of electrodes having an electrically active region extending into the outer surface of the spiral shape for use in contact electrophysiology studies. The distal region may be deformed into a straight configuration for insertion into and navigation through the patient's vasculature, for example via use of a tubular introducer. As the distal region deploys beyond the distal end of the introducer, it resumes the spiral shape. | 1. An electrophysiology catheter, comprising: an elongate catheter body comprising an elastically-deformable distal region including a portion predisposed to assume a spiral shape comprising an inner surface on an inside of the spiral shape configured not to contact tissue and an outer surface on an outside of the spiral shape capable of contacting tissue when in a relaxed condition, the distal region terminating in a distal tip; and a plurality of electrodes disposed on the distal region, each of the plurality of electrodes comprising an electrically active region, wherein there are no electrically active regions on the outer surface of the spiral shaped portion of the distal region. 2. The electrophysiology catheter according to claim 1, further comprising a shape memory material extending through the distal region of the catheter body to predispose the spiral shaped portion of the distal region into the spiral shape. 3. The electrophysiology catheter according to claim 2, wherein the shape memory material comprises a shape memory metal wire. 4. The electrophysiology catheter according to claim 3, further comprising a polymeric tube, and wherein at least a portion of the shape memory metal wire is encased in the polymeric tube. 5. The electrophysiology catheter according to claim 2, wherein the shape memory material comprises a shape memory polymer. 6. The electrophysiology catheter according to claim 1, further comprising a spring element extending through the distal region of the catheter body to predispose the spiral shaped portion of the distal region into the spiral shape. 7. The electrophysiology catheter according to claim 1, wherein the distal region of the catheter body comprises a polymeric material thermoset into the spiral shape. 8. The electrophysiology catheter according to claim 1, wherein at least some of the plurality of electrodes comprise ring electrodes, wherein portions of the ring electrodes on the outer surface of the spiral shape are covered by an electrically insulating material. 9. The electrophysiology catheter according to claim 1, wherein at least some of the plurality of electrodes extend about a fraction of the inner surface of the spiral shape. 10. The electrophysiology catheter according to claim 1, wherein the spiral shape has a central axis, the elongate catheter has a longitudinal axis, and the central axis of the spiral shape extends continuously from the longitudinal axis of the elongate catheter. 11. A kit for conducting electrophysiology studies, comprising: at least one of a guidewire and a tubular introducer comprising an elongate introducer body comprising a distal end, a proximal end, and a lumen extending from the proximal end to the distal end; and an electrophysiology catheter comprising an elongate catheter body adapted to be one of deployed through the lumen of the introducer or introduced over the guidewire and comprising an elastically-deformable distal region predisposed to assume a ... | St. Jude Medical, Atrial Fibrillation Division, Inc. | A61B018/18 A61B005/0452 A61B005/0402
US20140128710 | A1 | 2014-05-08 | ELECTRONIC DEVICE | 2013-10-29 | An electronic device in which a battery can be positioned in a diameter direction, the battery can be brought into contact with a positive terminal member stably and sufficiently, and a portion housing the battery and a case body can be molded individually from optimal materials is provided. The electronic device includes a battery frame in which a battery is housed, a holding portion removably holding the battery frame on a bottom wall portion such that a battery insertion opening communicates with the interior of the battery frame, and a battery lid removably fixed to the bottom wall portion to cover the battery insertion opening, wherein the battery frame includes a circumferential wall portion surrounding the battery outside in a diameter direction, and a positive terminal holding portion fixing the positive terminal member such that a battery side contact portion of the positive terminal member is disposed inside the circumferential wall portion, and a portion of an inner circumferential face of the circumferential wall portion serves as a battery guide face positioning the battery in the diameter direction and bringing the battery into contact with the battery side contact portion. | 1. An electronic device including a case body which accommodates a battery, comprising: a battery frame housed in the case body such that the battery frame is mounted on a bottom wall portion of the case body, the battery is housed in the battery frame;a holding portion provided on the bottom wall portion and removably holding the battery frame on the bottom wall portion such that a battery insertion opening formed in the bottom wall portion communicates with the interior of the battery frame;a circuit board housed in the case body and conducting to the battery through a positive terminal member and a negative terminal member; anda battery lid removably fixed to the bottom wall portion to cover the battery insertion opening,wherein the battery frame includes:a circumferential wall portion surrounding the battery housed therein outside in a diameter direction; anda positive terminal holding portion fixing the positive terminal member such that a battery side contact portion of the positive terminal member is disposed inside the circumferential wall portion, anda portion of an inner circumferential face of the circumferential wall portion serves as a battery guide face abutting on an outer circumferential face of the battery to position the battery in the diameter direction and bringing the battery into contact with the battery side contact portion of the positive terminal member. 2. The electronic device according to claim 1, wherein the battery frame includes: a top wall portion connected to the circumferential wall portion and placed between the circuit board and the battery to abut on the battery; anda negative terminal holding portion fixing the negative terminal member onto the top wall portion with a battery side contact portion of the negative terminal member contacting the battery. 3. The electronic device according to claim 1, wherein the holding portion includes an engagement portion engaging with the battery frame and defining an orientation of the battery frame in a circumferential direction through the engagement. 4. The electronic device according to claim 2, wherein the holding portion includes an engagement portion engaging with the battery frame and defining an orientation of the battery frame in a circumferential direction through the engagement. 5. The electronic device according to claim 1, wherein the battery insertion opening is provided with bayonet protrusions protruding inward in a diameter direction and disposed at intervals in a circumferential direction, and the battery lid is provided with a bayonet hook having a bayonet engagement groove engaging with the bayonet protrusion when the battery lid is rotated relatively to the case body. 6. The electronic device according to claim 2, wherein the battery insertion opening is provided with bayonet protrusions protruding inward in a diameter direction and disposed at intervals in a circumferential direction, and the battery lid is provided with a bayonet hook having a b... | SEIKO INSTRUMENTS INC. | H01M002/10 A61B005/0408 A61B005/00
US08731859 | B2 | 2014-05-20 | Calibration system for a force-sensing catheter | 2010-10-07 | An apparatus, consisting of a rolling element, which is resting on a surface, and a force-sensing device, which is coupled to the surface. The force-sensing device is configured to make a first measurement indicative of a force exerted in a direction perpendicular to the surface. The force is exerted by a force-sensing probe pressing against the rolling element so as to hold the rolling element stationary. The apparatus further includes a calibration processor, which is configured to collect the first measurement from the sensing device, to collect a second measurement indicative of the force from the force-sensing probe, and to calibrate the force-sensing probe based on the first and second measurements. | 1. An apparatus, comprising: a rolling element, which is resting on a surface;a force-sensing device, which is coupled to the surface and is configured to make a first measurement indicative of a force exerted in a direction perpendicular to the surface by a force-sensing probe pressing against the rolling element so as to hold the rolling element stationary; anda calibration processor, which is configured to collect the first measurement from the sensing device, to collect a second measurement indicative of the force from the force-sensing probe, and to calibrate the force-sensing probe based on the first and second measurements. 2. The apparatus according to claim 1, wherein the surface is planar. 3. The apparatus according to claim 1, wherein the rolling element comprises a silicone rubber ball. 4. The apparatus according to claim 1, wherein the force-sensing device comprises a load cell. 5. The apparatus according to claim 1, wherein the processor is configured to make the first measurement by collecting, from the force-sensing device, first signals indicating the force. 6. The apparatus according to claim 1, wherein the probe comprises a flexible insertion tube, a distal tip, and a joint connecting a distal end of the flexible insertion tube to the distal tip. 7. The apparatus according to claim 6, wherein pressing the force-sensing probe against the rolling element causes a distortion of the distal tip. 8. The apparatus according to claim 7, wherein the processor is configured to make the second measurement by reading from the probe one or more signals indicative of the distortion. 9. The apparatus according to claim 7, wherein the distortion comprises an axial displacement of the distal tip parallel to an axis of symmetry of the distal end. 10. The apparatus according to claim 7, wherein the distortion comprises an angular deflection of the distal tip from an axis of symmetry of the distal end. 11. The apparatus according to claim 1, wherein calibrating the probe comprises computing one or more calibration coefficients for assessing the force as a function of the first and the second measurements. 12. The apparatus according to claim 11, wherein the processor is configured to store the calibration coefficients to a memory coupled to the probe. 13. The apparatus according to claim 12, wherein the memory comprises an Electronically Erasable Programmable Read Only Memory (E2PROM). 14. A method, comprising: positioning a rolling element on a surface coupled to a force-sensing device;pressing a force-sensing probe against the rolling element so as to hold the rolling element stationary on the surface while exerting, through the rolling element, a force on the force-sensing device in a direction perpendicular to the surface;while pressing the force-sensing probe, making first and second measurements of the force using the force-sensing device and the probe, respectively; andcalibrating the force-sensing probe based on the first and ... | Biosense Webster (Israel) Ltd. | G01C019/00 A61B005/04 A61F013/20
US08718949 | B2 | 2014-05-06 | Insulin pump with blood glucose modules | 2012-05-25 | An apparatus comprising a pump, an input configured to receive information related to a user, a user interface, and a controller communicatively coupled to the pump, the input, and the user interface. The controller includes a timing module configured to initiate delivery of a drug in time and to adjust delivery according to the received information. Other devices, systems, and methods are disclosed. | 1. An apparatus comprising: an input configured to receive blood glucose data, wherein the blood glucose data is obtained during a number of specified blood glucose testing times;to user interface; anda controller commicatively coupled to the input, and the user interface, wherein the controller includes:blood glucose data module configured to calculate statistical measure of blood glucose variability of the user from the blood glucose data, and wherein the controller is configured to automatically adjust a blood glucose testing time from a previously stored testing time in response to the measure of blood glucose variability. 2. The apparatus of claim 1, wherein the controller includes: a comparison module configured to compare the calculated measure of blood glucose variability to a threshold blood glucose variability value, and wherein the controller is configured to increase the number of blood glucose testing times if the measure of blood glucose variability exceeds a blood glucose variability target value by more than a first threshold blood glucose variability value, and decrease the number of blood glucose testing times if the measure of blood glucose variability is less than the blood glucose variability target value by more than a second threshold blood glucose variability value. 3. The apparatus of claim 1, including a memory communicatively coupled to the controller to store an indication of a user preference for a blood glucose testing time, and wherein the controller is configured to adjust the blood glucose testing time according to the indication. 4. The apparatus of claim 3, wherein the controller is configured to schedule a plurality of blood glucose testing times according to the indication. 5. The apparatus of claim 1, including a blood glucose monitor communicatively coupled to the input and configured to test blood glucose in response to a prompt received from the controller. 6. The apparatus of claim 1, including a communication port coupled to the input and configured to receive blood glucose data from a device separate from the blood glucose management device, and wherein the controller is configured to communicate an adjusted blood glucose testing time to the separate device. 7. The apparatus of claim 1, wherein the user interface includes a display, wherein the controller is configured to prompt a user, via the display, to test blood glucose at an adjusted time using a separate device. 8. The apparatus of claim 7, wherein the user interface is configured to receive manual entry of the blood glucose data from the user. 9. The apparatus of claim 1, including: a pump communicatively coupled to the controller and configured to deliver insulin, and wherein the controller is configured to adjust the blood glucose testing time in response to the measure of blood glucose variability and according to times of insulin delivery. | Tandem Diabetes Care, Inc. | G01N033/48 A61B005/145 A61M005/142
US08858449 | B2 | 2014-10-14 | Systems and methods for monitoring heart function | 2014-01-23 | Characteristics of a user's heart are detected. In accordance with an example embodiment, a ballistocardiogram (BCG) sensor is used to detect heart characteristics of a user, and provide a BCG output indicative of the detected heart characteristics. The BCG output is further processed using data from one or more additional sensors, such as to reduce noise and/or otherwise process the BCG signal to characterize the user's heart function. | 1. A method comprising: providing ballistocardiogram (BCG) measurements from a user while the user is standing on a BCG device;sensing and capturing information, including signals indicative of physical movement of the user while the user is standing on the BCG device, and providing therefrom captured signals, wherein the signals are indicative of and attributable to noise or interference that is present in the BCG measurements while the user is standing on the BCG device; andusing a processor circuit to perform a step of assessing the signals, which are indicative of the physical movement of the user while the user is standing on the BCG device, as a function of the captured signals; andin response to the step of assessing the signals, providing filtered or gated recordings of the BCG measurements for BCG diagnostics information. 2. The method of claim 1, wherein the step of sensing and capturing information includes generating information for executing a transform function, and further including executing the transform function before providing the filtered or gated recordings of the BCG measurements. 3. The method of claim 1, wherein sensing and capturing information includes using an electromyogram (EMG) sensor that detects motion of the user while the user is standing on the BCG device. 4. The method of claim 1, wherein sensing and capturing information includes using a foot-to-foot electrocardiogram (ECG) sensor. 5. The method of claim 1, wherein sensing and capturing information includes using an optical plethysmograph. 6. The method of claim 1, wherein sensing and capturing information includes using an accelerometer arranged to be affixed to the body of the user. 7. The method of claim 1, wherein sensing and capturing information includes using a vibration sensor placed in close proximity to the BCG device. 8. The method of claim 1, wherein sensing and capturing information includes using a foot-to-foot impedance cardiogram sensor. 9. The method of claim 1, further including, through use of the processor circuit, performing a heart rate-triggered ensemble averaging of the information. 10. The method of claim 1, further including, through use of the processor circuit, performing an adaptive noise cancellation by using the signals, which are indicative of the physical movement of the user or floor vibrations while the user is standing on the BCG device, as a noise reference. 11. The method of claim 1, further including performing adaptive signal enhancement by using at least two sensors that are configured and arranged to capture signals from the user while the user is standing on the BCG device, to enhance the quality of the measured BCG. 12. The method of claim 1, further including calibrating BCG measurements from the user by: from the user, recording a BCG signal indicative of mechanical output of the heart of the user that has been distorted by the user's tissues and structure of the body and a measurement apparatus used fo... | The Board of Trustees of the Leland Stanford Junior University | A61B005/026 A61B005/00 A61B005/0488 A61B005/029 A61B005/11 A61B005/0402 A61B005/0205 A61B005/024
US20140128752 | A1 | 2014-05-08 | AMPLIFYING ORIENTATION CHANGES FOR ENHANCED MOTION DETECTION BY A MOTION SENSOR | 2013-03-14 | Techniques associated with amplifying orientation changes for enhanced motion detection by a motion sensor are described, including structures configured to enhance detection of motion, the structure having an articulator configured to amplify a motion and a pin configured to apply a force on a pivot point on the articulator, a motion sensor coupled to the structure and configured to detect motion of the structure, and circuitry configured to translate data associated with rotational motion of the articulator into a movement of an adjacent surface. In some embodiments, a method includes coupling a motion sensor to a skin surface using an articulator, the articulator configured to rotate in multiple planes, detecting rotational motion of the articulator using the motion sensor, and deriving data associated with movement on the skin surface. | 1. A device, comprising: a structure configured to enhance detection of movement, the structure comprising an articulator configured to amplify a motion and a pin configured to apply a force on a pivot point on the articulator;an accelerometer coupled to the structure and configured to detect motion of the structure; andcircuitry configured to translate data associated with rotational motion of the articulator to determine a movement of an adjacent surface. 2. The device of claim 1, wherein the force is configured to hold the articulator against the adjacent surface. 3. The device of claim 1, wherein the adjacent surface comprises skin and the movement is caused by a blood vessel residing beneath the skin. 4. The device of claim 1, wherein the articulator is configured to amplify the motion by translating the motion into a plurality of orientation changes in a plurality of planes. 5. The device of claim 1, wherein the circuitry is coupled to the accelerometer using a wire configured to carry an electrical signal. 6. The device of claim 1, further comprising a processor configured to distinguish between a plurality of types of motion data. 7. The device of claim 1, wherein the accelerometer is coupled to a post configured to extend outward from an edge of the articulator in a direction away from the pivot point. 8. The device of claim 1, wherein the articulator comprises a flat surface and a rounded surface, the rounded surface configured to be placed against the adjacent surface. 9. The device of claim 1, wherein the articulator is configured to be placed on a wrist such that the force is configured to occlude a blood vessel against a bone tissue. 10. The device of claim 9, wherein the articulator is configured to rotate about the pivot point in response to a radial force caused by a pulse running through a blood vessel. 11. The device of claim 1, further comprising another motion sensor configured to be placed in a second location on the adjacent surface different from a first location of the accelerometer, the another motion sensor configured to detect motion unrelated to the structure. 12-19. (canceled) | AiphCom | A61B005/024 A61B005/0215 A61B005/11
US20140148709 | A1 | 2014-05-29 | SYSTEM AND METHOD FOR INTEGRATING HEART RATE MEASUREMENT AND IDENTITY RECOGNITION | 2012-11-23 | A system for integrating heart rate measurement and identity recognition is provided. The system includes a storage unit, an image sensor, an identity recognition unit and a frequency extractor. The storage unit stores a user information database. The image sensor captures a plurality of skin images of a user during a time period. The identity recognition unit receives a physiological feature from the user and recognizes the user by comparing the physiological feature with the user information database in the storage unit. The frequency extractor obtains a frequency signal by extracting a motion signal from the skin images according to the brightness change of the different color lights in the skin images during a time period. The frequency signal represents a frequency in a specific frequency interval, and it represents heart rate information of the user. A method for use in the above-mentioned system is also disclosed. | 1. A system for integrating heart rate measurement and identity recognition, comprising: an image sensor, for capturing a plurality of skin images of a user; anda frequency extractor, for obtaining a frequency signal by extracting a motion signal from the skin images according to brightness changes of different color lights in the skin images during a period of time. 2. A system of claim 1, wherein the frequency signal is in a specific frequency interval, and represents heart rate information of a user. 3. A system of claim 2, further comprising: a storage unit, for storing a user information database; andan identity recognition unit, for receiving a physiological feature of the user and comparing the physiological feature with data in the user information database to recognize the user. 4. A system of claim 3, wherein the heart rate information is stored in the storage unit to update the user information database. 5. A system of claim 1, wherein the skin images comprise a plurality of facial images, a plurality of fingerprint image, or a plurality of images of a body part with a vein. 6. A system of claim 3, wherein the physiological feature comprises a facial feature, a fingerprint feature, a vein pattern feature, or a phonetic feature. 7. A system of claim 3, wherein the identity recognition unit recognizes the user by comparing the skin images from the image sensor with data in the user information database in the storage unit. 8. A system of claim 7, wherein the user information database stores facial features, and the skin images are facial images of the user. 9. A system of claim 8, further comprising a face detecting and tracking unit, which checks whether the skin images belong to a part of the user's face according to a face detecting and tracking algorithm. 10. A system of claim 3, wherein the identity recognition unit and the frequency extractor are integrated into one processor or separately processed by different processors. 11. A system of claim 2, wherein the specific frequency interval corresponds to a heat rate frequency of the user, which is between 0 to 5 Hz. 12. A system of claim 1, wherein the frequency extractor extracts the motion signal by Independent Component Analysis. 13. A method for integrating heart rate measurement and identity recognition, comprising: capturing a plurality of skin images of a user; andobtaining a frequency signal by extracting a motion signal from the skin images according to brightness changes of different color lights in the skin images during a period of time. 14. A method of claim 13, wherein the frequency signal is in a specific frequency interval and represents heart rate information of a user. 15. A method of claim 14, further comprising: storing the heart rate information into a user information database to update the user information database. 16. A method of claim 13, further comprising: recognizing the user by comparing a physiological feature of the user with data in a u... | PixArt Imaging Incorporation | A61B005/024 A61B005/117 A61B005/00
US08722017 | B2 | 2014-05-13 | Fluorescent magnetic nanoprobes, methods of making, and methods of use | 2009-07-10 | Embodiments of the present disclosure provide for nanoprobes, methods of imaging, methods of imaging a target, methods of making nanoprobes, and the like. | 1. A nanoprobe, comprising: a superparamagnetic iron oxide (SPIO) nanoparticle, wherein the SPIO nanoparticle has a silanization coating on the surface of the SPIO nanoparticle, wherein the silanization coating is about 5 nm to 1000 nm thick, does not include silicates or silica, and is made of cross-linked trimethoxyl silanes that are cross-linked with two or more different types of functional groups, such that the functional groups are on the surface of the coated SPIO nanoparticle, wherein the functional groups are selected from the group consisting of: a mercapto group, an amino group, a PEG group, an alkyl group, a hydroxyl group, and a combination thereof; andat least ten fluorescent compounds attached to an outside surface of the silanization coating, wherein the silanization coating provides a protective effect for the compounds. 2. The nanoprobe of claim 1, wherein the SPIO nanoparticle has a diameter of about 3 nm to 40 nm. 3. The nanoprobe of claim 1, wherein silanization coating is amorphous and controllable to about 10 nm to 500 nm thick. 4. The nanoprobe of claim 1, wherein the SPIO nanoparticle is a product of an oxidative decomposition of iron pentacarbonyl with a compound selected from the group consisting of: trimethylamine oxide, oleic acid, hexadecane, and a combination thereof. 5. The nanoprobe of claim 1, wherein the silanization coating includes two or more different types of functional groups on the outside surface of the silanization coating, wherein the functional groups are selected from the group consisting of: an amino group, a mercapto group, a carboxyl group, a phosphonate group, a hydroxyl group, and a combination thereof, wherein at least one type of fluorescent compound is attached to one type of functional group; and at least one second type of compound attached to the other type of functional group, wherein the second type of compound is selected from: a second type of fluorescent compound, a targeting moiety, a drug, a therapeutic agent, a radiological agent, a chemological agent, a small molecule drug, and a biological agent. 6. The nanoprobe of claim 1, wherein the fluorescent compounds are attached to the silanization coating via at least one type of functional group. 7. The nanoprobe of claim 1, wherein the silanization coating includes biotin. 8. The nanoprobe of claim 7, wherein a streptavidin-fluorescent compound is attached to the silanization coating via biotin. 9. The nanoprobe of claim 1, wherein a targeting moiety is attached to the silanization coating, wherein the targeting moiety has an affinity for a target. 10. The nanoprobe of claim 1, wherein the fluorescent compound is a fluorophore. 11. The nanoprobe of claim 1, wherein the iron oxide nanoparticle is composed of a phase selected from the group consisting of: a maghemite ((γ-Fe2O3) phase, a magnetite (Fe3O4) phase, and a combination of both phases. 12. The nanoprobe of claim 1, wherein silanization coating is controlled to about ... | The Board of Trustees of the Leland Stanford Junior University | A61B005/055
US08812074 | B2 | 2014-08-19 | Methods for detection of cardiac rhythm disorders using basket style cardiac mapping catheter | 2014-01-07 | A method for sensing multiple local electric voltages from endocardial surface of a heart, includes: providing a system for sensing multiple local electric voltages from endocardial surface of a heart, including: a first elongate tubular member having a lumen, a proximal end and a distal end; a basket assembly including: a plurality of flexible splines for guiding a plurality of exposed electrodes, the splines having proximal portions, distal portions and medial portions therein between, wherein the electrodes are substantially flat electrodes and are substantially unidirectionally oriented towards a direction outside of the basket. | 1. A method for sensing multiple local electric voltages from endocardial surface of a heart, comprising: providing a system for sensing multiple local electric voltages from endocardial surface of a heart, comprising: a first elongate tubular member having a lumen, a proximal end and a distal end;a basket assembly comprising:a plurality of flexible splines for guiding a plurality of exposed electrodes, the splines having proximal portions, distal portions and medial portions therein between, wherein the exposed electrodes are substantially flat electrodes and are substantially unidirectionally oriented towards a direction outside of the basket;a proximal anchor for securably affixing the proximal portions of the splines; said proximal anchor being secured at the distal end of the first elongate tubular member;a distal tip for only securably affixing the distal portions of the splines, said proximal anchor and said distal tip defining a longitudinal axis therein between about which the splines are disposed; anda second elongate tubular member having a lumen, a proximal end and a distal end, wherein the basket assembly is slidingly compressible within the lumen of the second elongate tubular member;wherein the splines comprise a superelastic material such that the basket assembly exhibits a substantially cylindrical shape when radially compressed within the second elongate tubular member and exhibits a radially expanded non-spherical shape when not radially compressed within the second elongate tubular member;wherein each of the splines in the radially expanded non-spherical shape contain a proximal recurve in the proximate portion of the spline at a location near to the proximal anchor of the basket assembly, the proximal recurve comprises a proximal excurvate outward bend and a proximal incurvate inward bend between said proximal excurvate outward bend and said proximal anchor, where an apex of the proximal incurvate inward bend is disposed in a direction toward the distal tip and is further disposed inwardly closer toward the distal tip than the proximal excurvate outward bend;wherein the splines in the radially expanded non-spherical shape contain an distal excurvate outward bend disposed at the distal portion of the spline at a location near to the distal tip of the basket assembly to bend the splines back towards the proximal anchor; and wherein the splines have a distal incurvate inward bend between said distal tip and said distal excurvate outward bends;delivering the system to the heart;sliding the basket assembly beyond the distal end of the second elongate tubular member, whereby the splines radially expand into the radially expanded non-spherical shape to dispose the basket assembly within a chamber of the heart;contacting proximal heart tissue within the chamber of the heart with the substantially all of exposed electrodes disposed on the proximal spline portions;detecting multiple local electric voltages with the exposed electrodes c... | Topera, Inc. | A61B005/04 A61N001/00
US08753271 | B1 | 2014-06-17 | Surgical access system and related methods | 2014-01-13 | A surgical access system including a tissue distraction assembly and a tissue refraction assembly, both of which may be equipped with one or more electrodes for use in detecting the existence of (and optionally the distance and/or direction to) neural structures before, during, and after the establishment of an operative corridor to a surgical target site. | 1. A system for forming a trans-psoas operative corridor to a lumbar spine, comprising: a multi-bladed psoas retractor tool to create an operative corridor along a lateral, trans-psoas path through bodily tissue toward a targeted intervertebral disc of a lumbar spine, the multi-bladed psoas retractor tool including: a plurality of retractor blades that each have an outwardly facing convex surface region configured to engage the psoas muscle and that each have an inwardly facing concave surface region configured to engage a cylindrical exterior surface region of a trans-psoas dilator, the plurality of retractor blades including a caudal-most retractor blade when the multi-bladed psoas retractor tool creates the operative corridor along the lateral, trans-psoas path, and the plurality of retractor blades including a cephalad-most retractor blade when the multi-bladed psoas retractor tool creates the operative corridor along the lateral, trans-psoas path; anda blade holder assembly comprising adjustable arm portions, wherein the plurality of retractor blades extend generally perpendicularly relative to the arm portions of the blade holder assembly, wherein a first pivotable arm portion of the adjustable arm portions is configured to pivotably adjust the cephalad-most retractor blade relative to the caudal-most refractor blade, wherein the multi-bladed psoas retractor tool is adjustable from a first position in which the plurality of retractor blades are positioned to simultaneously advance along the lateral, trans-psoas path to a second position in which the caudal-most refractor blade and the cephalad-most retractor blade are spaced further apart from one another, the blade holder assembly comprising a rotatable actuator that causes independent linear movement of a position of one retractor blade of the plurality of retractor blades relative to another retractor blade of the plurality of retractor blades in response to rotation of the rotatable actuator,wherein when at least the caudal-most retractor blade and the cephalad-most retractor blade of the multi-bladed psoas retractor tool maintain the operative corridor along the lateral, trans-psoas path through the bodily tissue toward the targeted intervertebral disc of the lumbar spine, the operative corridor is dimensioned so as to pass an implant through the operative corridor along the lateral, trans-psoas path toward the targeted intervertebral disc of the lumbar spine. 2. The system of claim 1, wherein when the multi-bladed psoas retractor tool is in the first position, the caudal-most retractor blade and the cephalad-most refractor blade arranged in a configuration for simultaneous slidable insertion over the cylindrical exterior surface region of the trans-psoas dilator toward the lumbar spine to enlarge the tissue distraction corridor. 3. The system of claim 1, wherein the plurality of retractor blades includes a posterior-most retractor blade when the multi-bladed psoas retractor tool cre... | NuVasive, Inc. | A61B001/32
US09895065 | B2 | 2018-02-20 | Automated interpretive medical care system and methodology | 2014-01-02 | Improved apparatus and methods for monitoring, diagnosing and treating at least one medical respiratory condition of a patient are provided, including a medical data input interface adapted to provide at least one medical parameter relating at least to the respiration of the patient, and a medical parameter interpretation functionality (104, 110) adapted to receive the at least one medical parameter relating at least to the respiration (102) of the patient and to provide at least one output indication (112) relating to a degree of severity of at least one medical condition indicated by the at least one medical parameter. | 1. A method for identifying a degree of severity of a respiratory disorder of a patient, the method comprising: receiving, from a capnograph coupled to an element positioned within an airway of the patient, a CO2 waveform indicative of partial-pressure CO2 values of the patient at consecutive time intervals;receiving from a second sensing unit comprising a sensor positioned on the patient a second signal, and computing at least one additional parameter based on the second signal;wherein the second signal comprises a cardiac function, a systemic oxygenation, a cerebral oxygenation, or a systemic circulation or any combination thereof;using a processor: computing at least one parameter relating to the CO2 waveform, wherein the CO2 waveform comprises a slope of a CO2 concentration curve, an angle of rise, a time to rise, run time of the rise, curvature, acceleration, or area under the curve, or any combination of these parameters;determining a change in the at least one parameter relating to the CO2 waveform over the consecutive time intervals;determining a change in the at least one additional parameter over the consecutive time intervals;identifying an improvement, lack of change or deterioration in a respiratory status based on the determined change in the at least one parameter relating to the CO2 waveform;identifying an improvement, lack of change or deterioration in a vital sign of the patient based on an integrated analysis of the determined change in the at least one additional parameter and on a change in end-tidal CO2 (EtCO2) values obtained over the consecutive time intervals;determining a degree of severity of a respiratory disorder based on the improvement, lack of change or deterioration in the respiratory status and in the vital sign;determining that the patient has a severe respiratory disorder based at least in part on the degree of severity; andproviding an instruction to a display to provide an alert in response to the determination that the patient has the severe respiratory disorder; anddisplaying, using the display, the alert in response to the determination that the patient has the severe respiratory disorder. 2. The method of claim 1, further comprising wirelessly transmitting, via a transmitter, an output indication indicative of the degree of severity of the respiratory disorder. 3. The method of claim 1, further comprising: comparing, using the processor, a value of the at least one parameter relating to the CO2 waveform to a predetermined value; anddetermining, using the processor, whether the value of the parameter crosses the predetermined value. 4. The method of claim 1, further comprising: comparing, using the processor, a value of the at least one additional parameter to a predetermined value; anddetermining, using the processor, whether the value of the additional parameter crosses the predetermined value. 5. The method of claim 1, further comprising computing, using the processor, a trend in the change in the a... | CHILDREN'S MEDICAL CENTER CORPORATION ORIDION MEDICAL (1987) LTD | A61B005/02 A61B005/0205 A61B005/0402 A61B005/0476 A61B005/08 A61B005/083 A61B005/00 G06F019/00 G06Q050/22 A61B005/022 A61B005/024 A61B005/1455 A61B005/021
US10376143 | B2 | 2019-08-13 | Analyte sensors having a signal-to-noise ratio substantially unaffected by non-constant noise | 2013-12-31 | Systems and methods of use involving sensors having a signal-to-noise ratio that is substantially unaffected by non-constant noise are provided for continuous analyte measurement in a host. In some embodiments, a continuous analyte measurement system is configured to be wholly, transcutaneously, intravascularly or extracorporeally implanted. | 1. An electrochemical continuous glucose sensor configured for implantation in a host, the glucose sensor comprising: an ex vivo portion and an in vivo portion, wherein the in vivo portion comprises: a working electrode comprising a plurality of electroactive surfaces each configured to measure a signal indicative of a glucose concentration of a host, wherein the plurality of electroactive surfaces comprise a first electroactive surface, a second electroactive surface, and a third electroactive surface, wherein the plurality of electroactive surfaces are spaced along a substantial length of an in vivo portion of the glucose sensor, wherein the in vivo portion of the glucose sensor comprises a distal end;a membrane covering at least a portion of the working electrode, wherein the membrane comprises an enzyme configured to react with glucose; anda reference electrode comprising an electroactive surface, wherein the reference electrode electroactive surface comprises a fourth electroactive surface;wherein the first electroactive surface, the second electroactive surface, the third electroactive surface, and the fourth electroactive surface share a central axis, wherein the central axis is an axis of sensor insertion, wherein first electroactive surface, the second electroactive surface, and the third electroactive surface are closer to the distal end of the in vivo portion of the sensor than the fourth electroactive surface. 2. The glucose sensor of claim 1, wherein each of the electroactive surfaces is shaped like a circle. 3. The glucose sensor of claim 1, wherein each of the electroactive surfaces is shaped like a dot. 4. The glucose sensor of claim 1, wherein the plurality of electroactive surfaces all have a substantially equal area. 5. The glucose sensor of claim 1, wherein the plurality of electroactive surfaces are each spaced apart from at least one adjacent electroactive surface by a substantially equal distance. 6. The glucose sensor of claim 1, wherein the membrane comprises a layer configured to control a diffusion of glucose therethrough, wherein the layer comprises polyurethane. 7. The glucose sensor of claim 1, wherein the glucose sensor has a planar shape. 8. The glucose sensor of claim 1, wherein the plurality of electroactive surfaces comprise more than three electroactive surfaces. | DexCom, Inc. | A61B005/00 A61B005/145 A61B005/1486 A61B005/1473
US10888274 | B2 | 2021-01-12 | Method for diagnosis of and therapy for a subject having a central nervous system disorder | 2013-09-20 | A method is provided of systematically evaluating and treating dynamic autonomic dysregulation in a subject. The method includes having the subject sequentially assume a plurality of distinct postures that may include, for example, walking, standing, sitting or supine. In each posture of the subject, the subject is subjected to sensory stimulation while measuring at least one autonomic physiological response of the subject. The autonomic physiological response may include, for example, oxygen saturation, heart rate, pupillary response, blood pressure, sweat production, pseudomotor activity or respiration. The physiological responses in each of the distinct postures are evaluated to identify a posture wherein the subject exhibits a least amount of dysfunction. | 1. A method of treating a subject with traumatic brain injury by stimulation of afferent fibers so as indirectly to cause improvement in the area of the brain affected by the injury, and in overall brain function, the method providing a protocol comprising: selecting a plurality of distinct postures, to be sequentially assumed by the subject, from a posture set of walking, standing, sitting, and supine;selecting a plurality of distinct stimuli, to which the subject will be sequentially subjected, from a stimulus set of TENS, non-painful heat, non-painful cold, visual, occulomotor stimulation, crude touch, olfactory stimulation, vestibular stimulation, and auditory stimulation;having the subject sequentially assume each selected posture;in each of the selected postures, subjecting the subject to each of the selected stimuli sequentially, while measuring a set of autonomic physiological responses of the subject, to such stimulation, the set having at least one member and selected from the group consisting of oxygen saturation, heart rate, pupillary response, blood pressure, sweat production, pseudomotor activity, and respiration;evaluating the autonomic physiological responses in each of the selected postures to identify the posture wherein the autonomic physiological responses of the subject exhibit a least amount of dysfunction relative to corresponding statistical norms for such responses;identifying the stimulus with respect to which the autonomic physiological responses of the subject exhibit a change in the amount of dysfunction towards corresponding statistical norms for such responses when in the identified posture;repeatedly subjecting the subject to the identified stimulus while the subject is in the identified posture until a desired endpoint physiological condition is achieved in which the autonomic physiological responses to the identified stimulus approach a state of normalcy relative to corresponding statistical norms for such responses;upon achieving the desired endpoint physiological condition, for at least one posture different from the identified posture, subjecting the subject to a stimulus selected from the stimulus set and determining whether the autonomic physiological responses of the subject to the stimulus selected at the different posture exhibit dysfunction relative to corresponding statistical norms for such responses; andupon existence of such a dysfunction, repeatedly subjecting the subject to the stimulus selected at the different posture until a further desired endpoint physiological condition is achieved in which the autonomic physiological responses to the stimulus selected at the different posture approach a state of normalcy relative to corresponding statistical norms for such responses,wherein the foregoing protocol promotes thalamocortical pathways within the brain. 2. The method according to claim 1, wherein subjecting the subject sequentially to each of the selected stimuli includes, for each selected stimu... | - | A61B005/00 A61B005/0205 A61B003/11 A61B005/11 A61B005/1455 A61N001/18
US09603531 | B2 | 2017-03-28 | In-place display on sensory data | 2014-01-10 | A system for in-place visualization of sensed data is provided. The system includes a formable sheet comprising a display and sensors embedded within the sheet underneath the display. The display will display information relating to sensed data on a portion of the display corresponding to locations of the sensors located underneath the display. As a result, the display displays the information above or directly above the sensors that output data. | 1. A method to present sensor data, comprising: sensing, by a sensor, a parameter that relates to an object being tested;generating, by the sensor, a measurement based on the sensed parameter; andin response to generation of the measurement by the sensor, displaying, on a flexible display coupled to the sensor, information that relates to the measurement on a portion of the flexible display corresponding to a location above the sensor,wherein the displaying on the flexible display includes displaying a real-time pictorial gradient of the measurement that includes a first shade of a color to represent a first gradient of the measurement and a second shade of the color, different in shade than the first shade, to represent a second gradient of the measurement, wherein the second gradient includes a different value relative to a value of the first gradient. 2. The method of claim 1, wherein the second shade is different in shade than the first shade by being lighter in shade than the first shade. 3. The method of claim 1, wherein the different value relative to the value of the first gradient includes a decreased value relative to the value of the first gradient. 4. The method of claim 1, wherein the sensing the parameter includes at least one of sensing a change in temperature or sensing a change in blood flow of the object being tested. 5. The method of claim 1, wherein the sensor includes a first sensor, the parameter includes a first parameter, and the measurement includes a first measurement, the method further comprising: sensing, by a second sensor, a second parameter that relates to the object being tested; andgenerating, by the second sensor, a second measurement based on the second sensed parameter, the second measurement corresponding to a location, below the second sensor, that is different from a location below the first sensor. 6. The method of claim 5, wherein the real-time pictorial gradient includes a first real-time pictorial gradient, and wherein the displaying on the flexible display further includes displaying a second real-time pictorial gradient of the first and second measurements. 7. The method of claim 1, wherein the sensor is in contact with the object being tested. 8. A non-transitory computer-readable medium that includes executable instructions stored thereon that, in response to execution, cause a processor to perform operations, comprising: control a sensor to sense a parameter that relates to an object being tested;control generation of a measurement based on the parameter sensed by the sensor; andcontrol a flexible display, coupled to the sensor, to display information that relates to the measurement on a portion of the flexible display corresponding to a location above the sensor,wherein the displayed information includes a real-time pictorial gradient of the measurement that includes a first shade of a color to represent a first gradient of the measurement and a second shade of the color, different in shade... | INDIAN INSTITUTE OF SCIENCE | A61B005/01 A61B005/026 G01K001/02 G01K013/00 G06F001/16 G06T011/20 G09G005/02 A61B005/145 A61B005/00
US09763627 | B2 | 2017-09-19 | Electronic device, display control method and program | 2013-10-22 | An electronic device includes a living-body signal receiver that receives a living-body signal, and a display information processor that calculates living-body information based on a living-body signal received by the living-body signal receiver, that measures and outputs internal measurement information, and that determines whether or not the living-body signal receiver receives the living-body signal. A display is configured to display the living-body information and the internal measurement information. A display controller performs a switching operation to switch between the living-body information and the internal measurement information for display on the display based on the result of the determination by the display information processor. | 1. An electronic device comprising: a display having first and second display portions that display information;a living-body signal receiver that receives a living-body signal from a measurement device;a display information processor that calculates living-body information based on the living-body signal received by the living-body signal receiver, the display information processor comprising: an internal measurement unit that outputs a plurality of types of internal measurement information measured within the internal measurement unit; anda determination unit that determines whether or not the living-body signal receiver receives the living-body signal; anda display controller that, based on a result of the determination by the determination unit, performs a switching operation to switch between the internal measurement information output by the internal measurement unit and the living-body information calculated by the display information processor for display on the first and/or second display portions of the display;wherein the display controller performs the switching operation to selectively display any one of the plurality of types of internal measurement information on each of the first and second display portions of the display when the determination unit determines that the living-body signal receiver does not receive the living-body signal;wherein the display controller performs the switching operation to switch between display of the living-body information and any one of the plurality of types of internal measurement information on the first display portion of the display and to switch between display of the plurality of types of internal measurement information on the second display portion of the display when the determination unit determines that the living-body signal receiver receives the living-body signal; andwherein when the determination unit determines that the living-body signal receiver receives the living-body signal, the display controller performs a control operation to control the display to continue displaying the living-body information on the first display portion of the display while the display controller performs the switching operation to switch between display of the plurality of types of internal measurement information on the second display portion of the display. 2. The electronic device according to claim 1, wherein the plurality of types of internal measurement information includes a point in time, a time, a number of steps, steps per minute, walking or running acceleration, a walking or running distance, and energy consumed during walking or running. 3. The electronic device according to claim 1, wherein the determination unit performs the determination based on whether or not the living-body signal is received within a predetermined period of time. 4. The electronic device according to claim 2, wherein the determination unit performs the determination based on whether or not the living-body signal i... | SEIKO INSTRUMENTS INC. | A61B005/024 A61B005/00 A61B005/08 G04F010/00 G04G021/02
US09839370 | B2 | 2017-12-12 | Method and device for bio impedance measurement | 2013-11-05 | Method for bio impedance measurement on a skin surface of a living body, using a bio impedance measurement device having a sensing electrode and a pilot electrode, includes the steps of placing the sensing electrode and pilot electrode on the surface of the body; providing a guard electrode adapted to separate the surface in at least two zones, among which a sensing zone including the sensing electrode and a current injection zone including the pilot electrode; providing a controller, electrically connected to the electrodes, adapted to control the current source; and controlling the potential of the guard electrode, at least at given stopping frequencies, in order to stop current from flowing from one zone to the other. | 1. A method for bio impedance measurement on a skin surface of a living body, using a bio impedance measurement device comprising a sensing electrode and a pilot electrode, comprising the following steps: placing said sensing electrode and pilot electrode on the surface of said body;providing a guard electrode connected to a current source, the guard electrode being adapted to separate the surface into at least two zones, among which are a sensing zone including the sensing electrode and a current injection zone including the pilot electrode;providing a controller, electrically connected between the guard electrode and a ground, adapted to control the current source for controlling the potential of said guard electrode in order to set the voltage between the guard electrode and ground close to zero, at stopbands that stop current from flowing from one zone to the other. 2. A method according to claim 1, wherein the control of potential of said guard electrode is provided at frequencies enabling to substantially equal the potential of said sensing electrode. 3. A method according to claim 1, wherein the current is stopped from flowing from one zone to the other at the stopbands by providing a rejection within two lateral bands on both sides of a given angular frequency ω. 4. A method according to claim 1, wherein a pilot current i0 is injected as a cosine wave at angular frequency ω by the current source, enabling the controller to measure a phasor that converts current from the current source into a resulting voltage. 5. A method according to claim 1, in which said bio impedance measurement device is provided with a conductor and wherein a control of a potential of said conductor is performed by an operational amplifier in which an input is connected to said sensing electrode and an output is connected to said conductor. 6. A method according to claim 5, wherein an output of the operational amplifier is connected to a side of said conductor the furthest from said sensing electrode and a side of said conductor that is closest from said sensing electrode is connected to a negative input of the operational amplifier so that said conductor is part of a feedback loop of the operational amplifier. 7. A method according to claim 1, wherein said guard electrode is in electrical interaction with said body surface and said pilot electrode. 8. A method according to claim 1, wherein the living body is a human body. 9. A device for bio impedance measurement at a skin surface of a living body, comprising: a sensing electrode and a pilot electrode adapted for placement on the skin surface of a body,a guard electrode connected to a current source, the guard electrode being adapted to separate the surface into at least two zones, among which are a sensing zone including the sensing electrode and a current injection zone including the pilot electrode,a controller, electrically connected between the guard electrode and a ground, adapted to control the curre... | CSEM CENTRE SUISSE D'ELECTRONIQUE ET DE MICROTECHNIQUE SA—RECHERCHE ET DÉVELOPPEMENT | A61B005/053 A61B005/00
US20140148723 | A1 | 2014-05-29 | Method And System For Displaying The Amount Of Artifact Present In An EEG Recording | 2013-03-14 | A system and method to display in graphical form the amount of artifact present in an EEG record is disclosed herein. Displaying in graphical form the amount of artifact present in an EEG record allows a reviewer of the EEG recording to see how much muscle and eye movement is present in the EEG record. | 1. A method for displaying an amount of artifact present in an EEG recording, the method comprising: generating an EEG recording from a machine comprising a plurality of electrodes, an amplifier and processor;analyzing the EEG recording to determine an amount of artifact present in the EEG recording; anddisplaying the amount of artifact present in an EEG recording on a display. 2. The method according to claim 1 wherein the amount of artifact present in the EEG recording is shown as a plurality of horizontal lines. 3. The method according to claim 2 wherein the plurality of horizontal lines comprises a horizontal line for a muscle artifact, a horizontal line for a chewing artifact, a horizontal line for a vertical eye movement artifact, and a horizontal line for a lateral eye movement artifact. 4. The method according to claim 2 wherein a depth of color of a horizontal line of the plurality of horizontal lines indicates the amount of a specific artifact detected in the EEG recording over a given time period. 5. A system for displaying an amount of artifact present in an EEG recording, the system comprising: a plurality of electrodes for generating a plurality of EEG signals;a processor connected to the plurality of electrodes to generate an EEG recording from the plurality of EEG signals; anda display connected to the processor for displaying an EEG recording;wherein the processor is configured to graphically display an amount of artifact present in an EEG recording. 6. The system according to claim 5 wherein the amount of artifact present in the EEG recording is shown as a plurality of horizontal lines. 7. The system according to claim 6 wherein the plurality of horizontal lines comprises a horizontal line for a muscle artifact, a horizontal line for a chewing artifact, a horizontal line for a vertical eye movement artifact, and a horizontal line for a lateral eye movement artifact. 8. The system according to claim 6 wherein a depth of color of a horizontal line of the plurality of horizontal lines indicates the amount of a specific artifact detected in the EEG recording over a given time period. | PERSYST DEVELOPMENT CORPORATION | A61B005/04 A61B005/0476
US20140142461 | A1 | 2014-05-22 | METHOD AND APPARATUS FOR MEASUREMENT OF BODY FAT ON ABDOMINAL CROSS SECTION INCLUDING UMBILICUS | 2013-11-21 | The present invention provides a method and device capable of measuring body fat accurately in a simple manner and at a low cost. The method comprises a measuring process (ST200) where a distribution of skin surface temperature of the subject is measured; a first operation process (ST210) where temperature gradient on the skin surface is evaluated from the measured skin temperature; a second operation process (ST230) where a skin temperature distribution is calculated by conducting a numerical heat conduction analysis on a prearranged sample body composition with the temperature gradient imposed as the boundary condition; a comparing process (ST240) where the skin temperature distributions obtained in the measuring and second operation processes are compared; and a modification process (ST260) where the body composition of the sample is modified if the two skin temperature distributions disagree in the comparing process. The second operation and modification processes are executed repeatedly until the two skin temperature distributions become sufficiently close. | 1. A method of body fat measurement comprising: a measuring step of measuring a distribution of skin surface temperature of a subject;a first operation step evaluating temperature gradient on the skin surface based on the measured skin temperature;a second operation step calculating a skin temperature distribution by conducting numerical heat conduction analysis on a prearranged sample body composition with the temperature gradient imposed as a boundary condition;a comparing step comparing the skin temperature distributions obtained in the measuring and second operation steps;a modification step modifying the body composition of the sample in a case where the two skin temperature distributions disagree in the comparing step; andrepeating the second operation step and the modification step to make the two skin temperature distributions sufficiently close. 2. The method of body fat measurement according to claim 1, further comprising: prearranging database in which abdomen girth, body composition and skin surface temperature of each sample is recorded; andextracting a sample closest to the measured subject from the database by referring to the real abdomen girth and skin surface temperature of the subject obtained in the measuring step. 3. The method of body fat measurement according to claim 1, further comprising: measuring body surface temperature and body composition of real human bodies,calculating skin surface gradient based on the measured surface temperature and the measured body composition of real human bodies,evaluating thermal properties of respective tissues based on the measured surface temperature, the measured body composition and the calculated skin surface gradient; andconstructing a database that classifies the thermal properties of respective tissues according to a single or multiple attributes of the sample chosen based on age, gender, height and weight. 4. The method of body fat measurement according to claim 1, wherein the boundary condition further includes a condition that average temperature of intestines agrees with measured body core temperature. 5. An apparatus for body fat measurement comprising: a measuring means that measures a distribution of skin surface temperature of a subject;a first operation means that evaluates temperature gradient on the skin surface based on the measured skin temperature;a second operation means that calculates skin temperature distribution by conducting a numerical heat conduction analysis on a prearranged sample body composition with the temperature gradient calculated by the first operation means imposed as a boundary condition;a comparing means that compares the measured and calculated skin temperature distributions; anda modifying means that modifies the body composition of the sample in a case where a difference between the two skin temperature distributions is detected by the comparing means;wherein, until the calculated skin temperature distribution is sufficiently close to the m... | Hutech Laboratory Co., Ltd. | A61B005/00 A61B005/107 A61B005/01
US20140148686 | A1 | 2014-05-29 | SUPINE BREAST MRI | 2012-06-08 | Systems and methods for imaging tissue of a patient positioned in a supine position is disclosed. The system includes an imaging array comprising a flexible mounting element, wherein the flexible mounting element includes at least a first articulating member configured to flex into position responsive to pressure and hold a flexed position upon release of pressure. In another example, the imaging array includes a curved portion, sized and dimensioned for positioning adjacent to a naturally positioned breast in response to articulation of the at least one articulating member of the flexible mounting element. In another example, the imaging array includes an RF coil array disposed on the flexible mounting element. | 1. An imaging array for imaging tissue of a patient positioned in a supine position, the imaging array comprising: a flexible mounting element, wherein the flexible mounting element includes at least one articulating member configured to flex into position responsive to pressure and to hold a flexed position upon release of pressure and a curved portion, sized and dimensioned for positioning adjacent to a naturally positioned breast in response to articulation of the at least one articulating member of the flexible mounting element; andan RF coil array disposed on the flexible mounting element. 2. The imaging coil array of claim 1, further comprising a positioning assembly configured to position the flexible mounting element adjacent to the supine positioned patient. 3. The imaging coil array of claim 2, wherein the positioning assembly is further configured to position the flexible mounting element adjacent to the supine positioned patient without deforming the naturally positioned breast while the supine positioned patient is breathing. 4. The imaging coil array of claim 2, wherein the positioning assembly comprises components selected from a group including articulating components, telescoping components and flexible components. 5. The imaging coil array of claim 1, wherein the at least the at least one articulating member is constructed and arranged of a plurality of articulating connectors. 6. The imaging coil array of claim 5, wherein each of the plurality of articulating connectors are configured to hold a fixed position until a threshold pressure is applied, and wherein the plurality of articulating connectors are configured to permit movement when the threshold pressure is exceeded. 7. The imaging coil array of claim 5, wherein the plurality of articulating connectors include pressure fit joints. 8. The imaging coil array of claim 3, wherein the flexible mounting element includes a configuration having a generally flat flexible portion adjacent to the curved portion. 9. The imaging coil array of claim 8, wherein the generally flat flexible portion the flexible mounting element is configured to conform to contours of a body of the supine positioned patient adjacent the breast and positioned to permit breathing without touching the body of the supine positioned patient. 10. The imaging coil array of claim 3, wherein the curved portion is configured to conform to a contour of a plurality of breast sizes responsive to articulation of the at least the at least one articulating member of the flexible mounting element. 11. The imaging coil array of claim 10, wherein the curved portion is positionable for imaging the naturally positioned breast during breathing without touching any imaged tissue. 12. A method of obtaining an Magnetic Resonance Image (MRI) of an object, including the steps of: positioning an RF coil for use in MRI imaging above the breast of a patient that is in a supine imaging position on a transportable patient bed;... | - | A61B005/00 A61B005/055
US20140121540 | A1 | 2014-05-01 | SYSTEM AND METHOD FOR MONITORING THE HEALTH OF A USER | 2013-05-08 | Embodiments of the present application relate generally to electrical and electronic hardware, computer software, wired and wireless network communications, wearable, hand held, portable computing devices for facilitating communication of information, and the fields of healthcare and personal health. More specifically the present application relates generally to the field of personal health, and more specifically to new and useful systems and methods for monitoring the health of a user as applied to the field of healthcare and personal health. A system optically detects facial features of a user and analyzes the features along with weight information about the user to make one or more recommendations to the user that are related to the user's health. The weight information may be wirelessly transmitted to the system by a wirelessly-enabled scale (e.g., a bath scale), data capable strap band, wristband, wristwatch, digital watch, or wireless activity monitoring and reporting device. | 1. A method for monitoring health, comprising: identifying a first current health indicator in an image of facial features;receiving a wireless signal comprised of a second current health indicator that is related to weight;recommending a first action based upon short-term data that includes the first current health indicator; andrecommending a second action based upon long-term data that includes the first and second current health indicators and a historic health indicator. 2. The method of claim 1, wherein the image includes at least one set of symmetrical facial features and at least one non-symmetrical facial feature. 3. The method of claim 1, wherein the identifying comprises capturing the image of the facial features using an image capture device. 4. The method of claim 3, wherein the image capture device captures at least three different images of the facial features, and the at least three different images comprise a red wavelength image, a green wavelength image, and a blue wavelength image. 5. The method of claim 1, wherein the wireless signal is transmitted by a wirelessly-enabled scale configured to wirelessly transmit a signal indicative of weight. 6. The method of claim 1, wherein the identifying includes analyzing the image to determine one or more health indicators selected from the group consisting of determining a heart rate, determining a respiratory rate, and determining a mood. 7. The method of claim 1, wherein recommending the first action comprises recommending an action related to stress. 8. The method of claim 1, wherein recommending the second action comprises recommending an action related to a selected one or more of diet, sleep, or exercise. 9. The method of claim 1, wherein the identifying further comprises: identifying a portion of the facial features of a subject within a video signal;extracting a plethysmographic signal from the video signal;transforming the plethysmographic signal using a Fourier method; anddistinguishing a heart rate of the subject as a peak frequency in a transform of the plethysmographic signal. 10. The method of claim 1 and further comprising: displaying the first action on a display of a wirelessly enabled device; anddisplaying the second action on the display. 11. A wirelessly-enabled system for monitoring health, comprising: a processor;a data storage system;an image capture device;a wireless module,a display;the data storage system, the image capture device, the wireless module, and the display are electrically coupled with the processor; anda mirrored external surface positioned adjacent to the display and configured to optically transmit information displayed on the display and to optically reflect light from light sources other than the display. 12. The wirelessly-enabled system of claim 11 and further comprising: a housing that includes the processor, the data storage system, the image capture device, the wireless module, the display, and the mirrored external surface. 13... | AliphCom | A61B005/00 A61B005/16 A61B005/107 A61B005/0205
US08715177 | B2 | 2014-05-06 | Intelligent drug delivery appliance | 2007-02-20 | A system, method and apparatus for real time measurement and monitoring of various personal health parameters including controlled delivery of drugs/medications by intelligent pump appliances, intelligent inhalation appliances and intelligent skin patch appliances used in a standalone manner or in a wired or wireless networked configuration, in conjunction with various peripheral devices, other intelligent appliances, servers, RF ID Tags and stationary/mobile devices. The intelligent appliances relate to the measurement, monitoring and delivery of insulin/other drugs for the treatment of diabetes and other diseases. The method also additionally includes the application of intelligent appliances for pain management including visualization of organs and body locations exhibiting pain. | 1. A method comprising: receiving a specimen from a body of a user via a port of a device;analyzing the specimen and generating processed information via a processor wherein the analyzing includes correlating parameters of the specimen with one or more of biological parameters and health information of the body;automatically determining a location of the device and outputting information of the location;making an information inquiry to an information server via the processor, the information server having the health information of the body which includes gastronomic information which is displayed to the user via the device;idenfifying the user via biometric authentication information related to the user which is maintained at least by each of the device, a central server, and an escrow server such that specified authentication information of the user is separated from other authentication information of the user such that authentication of the user is layered to provide a secure authentication system; andcontrolling a delivery system of the device via the processor to administer at least one composition for use in treating the body, wherein the composition is administered under control of the processed information. 2. The method of claim 1, wherein the administering includes one or more of automatically administering and administering under manual control of the user. 3. The method of claim 1, wherein the processed information includes a plurality of dosages corresponding to the parameters of the specimen, wherein the composition is administered under at least one of the plurality of dosages. 4. The method of claim 1, comprising generating control signals one or more of automatically and in response to an input from the user, Wherein the control signals are configured to control one or more of devices coupled to the body, devices implanted in the body, devices coupled to the processor and the administering. 5. The method of claim 4, wherein the processed information includes information of the at least one composition, wherein the information of the at least one composition includes one or more of composition identification information, an amount released, and a time of release. 6. The method of claim 4, comprising a reservoir coupled to the processor, wherein the reservoir is configured to contain at least one composition for use in treating the body. 7. The method of claim 1, wherein the composition is administered as one or more of a liquid, an atomized liquid, and a vapor. 8. The method of claim 1, wherein receiving the specimen includes one or more of receiving a substrate that includes the specimen and automatically taking the specimen from the body. 9. The method of claim 1, wherein the specimen comprises a substrate that includes a blood sample, wherein the processed information includes one or more of an insulin level and a glucose level of the blood sample. 10. The method of claim 1, comprising one or more of transmitting and r... | IP Holdings, Inc. | A61B005/00 A61M031/00
US08738117 | B2 | 2014-05-27 | Method and apparatus for physiological assessment in mammals | 2010-02-01 | A method and tool for comparing mammals, such as horses, the tool including an electrode; an electronic heartbeat measurement instrument; an analyzer for determining an output indicative of adaptability, reactivity, or equanimity; and a plotting system for plotting the temperament parameter or temperament quotient on a grid. The tool is used to provide a value for the sympathetic nervous system index (SNSI), the parasympathetic nervous system index (PNSI), or the standard deviation of average mode normal to normal intervals (SDMNN). This value is correlated to a selected characteristic of the mammal. | 1. A method for assessing temperament in mammals utilizing heart rate variability (HRV), said method comprising: determining for a mammal a first HRV value indicative of the reactivity of said mammal based on a HRV measurement, a second HRV value indicative of the equanimity of said mammal based on the HRV measurement, and a third HRV value indicative of the adaptability of said mammal based on the HRV measurement; andusing said first HRV value, said second HRV value, and said third HRV value to characterize said mammal's temperament, wherein:said first HRV value comprises the sympathetic nervous system index (SNSI), said second HRV value comprises the parasympathetic nervous system index (PNSI), and said third HRV value comprises the standard deviation of average mode normal to normal intervals (SDMNN), wherein said average mode is the most frequently occurring observation. 2. A method as in claim 1 wherein said using comprises plotting said first, second, and third HRV values on a three-dimensional grid. 3. A method as in claim 2 wherein said using further comprises comparing said plot on said grid to a reference plot. 4. A measurement tool for assessing a characteristic of a mammal, said measurement tool comprising: an electronic heartbeat measurement instrument capable of detecting the electronic pulses created by the beating of a mammal heart and outputting a heartbeat signal characteristic of said mammal beating heart;an electrode attachable to said heartbeat measurement instrument;an analyzer responsive to said heartbeat signal for determining electronic outputs indicative of three temperament parameters corresponding to the reactivity, equanimity, and adaptability of said mammal; anda plotting system for plotting said temperament parameters on a three-dimensional grid. 5. A measurement tool as in claim 4 wherein said analyzer comprises a frequency domain analyzer. 6. A measurement tool as in claim 4 wherein said analyzer comprises a time domain analyzer. 7. A measurement tool as in claim 4 wherein said measurement instrument includes an electronic filter. 8. A measurement tool as in claim 4 wherein said reactivity parameter comprises the heart rate variability (HRV) sympathetic nervous system index (SNSI), said equanimity parameter comprises the HRV parasympathetic nervous system index (PNSI), and said adaptability parameter comprises the standard deviation of average mode normal to normal intervals (SDMNN) of said HRV, wherein said average mode is the most frequently occurring observation. | - | A61B005/04
US09078598 | B2 | 2015-07-14 | Cognitive function evaluation and rehabilitation methods and systems | 2013-04-19 | A cognitive function evaluation method and system involves prompting a test subject (person) to engage in movement, such as whole-body movement, for example sports-specific movement, while tracking movement of the person. Data can be gathered from the tracking of the person's movement. This data can be compared with baseline data from an earlier test (or with data gathered from other subjects), to make a determination of cognitive function of the test subject, or to evaluate progress in rehabilitation and/or aid in making a determination whether a person is ready to resume specified activities, such as an athlete returning to a sport. Such a determination can be made under realistic activity-specific conditions (for example using increased metabolic rate and/or activity-specific movements that may test/challenge the test subjects cognition, vestibular, and/or visual performance/abilities), to allow a for determination of the person's cognitive function. | 1. A method of evaluating cognitive function of a person, the method comprising: prompting the person to engage in full-body multi-dimensional motion, with motions in a variety of directions, wherein the prompting includes prompting to cause an increase of metabolic rate of the person;tracking movement of the person in multiple dimensions while the person is engaging in the full-body motion, while gathering data regarding the movement of the person;measuring heart rate during the prompting and the tracking; andevaluating data obtained in the tracking movement and the measuring the heart rate, for heart rate responses to the elevated metabolic rate and/or for appearance of symptoms associated with cognitive impairment, to determine whether the person has a cognitive impairment. 2. The method of claim 1, wherein the evaluating data includes comparing the data obtained in the tracking movement with previously-collected data. 3. The method of claim 2, wherein the previously-collected data includes data from a baseline evaluation. 4. The method of claim 2, wherein the previously-collected data includes data from tracking movement of other persons. 5. The method of claim 1, wherein the comparing data includes determining whether the person is suffering from concussion symptoms. 6. The method of claim 1, wherein the comparing data includes determining whether the person is suffering from neurological disease symptoms. 7. The method of claim 2, wherein the comparing includes distinguishing between changes in the data due to cognitive function changes, and changes in the data due to other causes that are not cognitive function changes. 8. The method of claim 2, wherein the comparing includes distinguishing between changes in the data due to cognitive function changes, and changes in the data due to orthopedic function changes. 9. The method of claim 1, wherein the prompting includes prompting the person to move in a sports-related way. 10. The method of claim 1, wherein the prompting includes prompting the person to rotate the body of the person. 11. A method for cognitive function rehabilitation, the method comprising: prompting the person to engage in full-body motion, wherein the prompting includes prompting to cause an increase of heart rate of the person;tracking movement of the person while the person is engaging in the full-body motion, while gathering data regarding the movement of the person; andevaluating movement data obtained in the tracking movement;wherein the prompting includes controlling one or more of rate of movement, distance of movement, and direction of movement, in response to cues; andwherein the evaluating data includes determining a work capacity of the person to sustain exercise, from speed of the full-body motion obtained during the tracking. 12. The method of claim 11, wherein the prompting is controlled based at least in part upon the evaluating of the data. 13. The method of claim 11, wherein the prompting is con... | - | A61B005/11
US08725232 | B2 | 2014-05-13 | Therapeutic apparatus | 2010-12-21 | A therapeutic apparatus comprising a high intensity focused ultrasound system (302) for sonicating a sonication volume (324) of a subject (320). The therapeutic apparatus further comprises a magnetic resonance imaging system (300) for acquiring magnetic resonance thermometry data (350) within an imaging volume (316). The sonication volume is within the imaging volume. The therapeutic apparatus further comprises a controller (304) for controlling the therapeutic apparatus. The treatment plan comprises instructions for controlling the operation of the high intensity focused ultrasound system. The controller is adapted for sonicating (100) the target volume using the high intensity focused ultrasound system. The controller is adapted for repeatedly acquiring (102) magnetic resonance thermometry data using the magnetic resonance imaging system during execution of the treatment plan. The controller is adapted for modifying (104) the treatment plan during execution of the treatment plan using the magnetic resonance thermometry data. | 1. A therapeutic apparatus comprising: a high intensity focused ultrasound system for sonicating a sonication volume of a subject, the high intensity focused ultrasound system including an ultrasonic transducer located external to the subject within a fluid-filled chamber;a magnetic resonance imaging system for acquiring magnetic resonance thermometry data from nuclei of the subject located within an imaging volume, wherein the sonication volume is within the imaging volume; anda controller for controlling the therapeutic apparatus, wherein the controller is configured for:receiving a treatment plan specifying a target volume within the imaging volume, wherein the treatment plan comprises instructions for controlling the operation of the high intensity focused ultrasound system;sonicating the target volume using the high intensity focused ultrasound system by executing the treatment plan;repeatedly acquiring magnetic resonance thermometry data using the magnetic resonance imaging system during execution of the treatment plan;modifying the treatment plan during execution of the treatment plan using the magnetic resonance thermometry data;acquiring magnetic resonance image data using the magnetic resonance imaging system, the magnetic resonance image data conveying anatomical information;repeatedly updating the magnetic resonance image data during execution of the treatment plan; andmodifying the treatment plan using the repeatedly updated magnetic resonance image data by at least: modeling the transmission of ultrasound from a high intensity focused ultrasound transducer of the high intensity focused ultrasound system to the target volume using the repeatedly updated magnetic resonance image data, and using one or more of a stochastic simulation, a fast approximation simulation and an acoustic field estimation. 2. The therapeutic apparatus of claim 1, wherein modification of the treatment plan occurs during sonication of the target volume. 3. The therapeutic apparatus of claim 1, further comprising: a stochastic simulation module for modeling the transmission of ultrasound from the high intensity focused ultrasound transducer to the target volume using the repeatedly updated magnetic resonance image data,the stochastic simulation module using a stochastic simulation to model the transmission of ultrasound from the high intensity focused ultrasound transducer to the target volume by calculating approximate predictions which improve with an increasing simulation time. 4. The therapeutic apparatus of claim 3, wherein the stochastic simulation includes: randomly emitting discreet acoustic rays from simulated transducer elements; andray tracing the propagation of the acoustic rays towards the target volume. 5. The therapeutic apparatus of claim 1, further comprising: a fast approximation simulation module for modeling the transmission of ultrasound from the high intensity focused ultrasound transducer to the target volume using the repeatedly updat... | Koninklijke Philips N.V. | A61B005/055 A61B008/00 A61H001/00 A61B018/04 A61F007/00
US09155491 | B2 | 2015-10-13 | Grafts and stent grafts having a radiopaque marker | 2014-01-23 | A graft device comprising a layer of synthetic non-metallic material having a first surface and a second surface spaced apart from the first surface. The device further includes a radiopaque marker at least partially embedded in the layer. | 1. A method of verifying location and/or orientation of an implanted prosthesis in a body without an incision into the body, the method comprising: directing electromagnetic energies at the implanted prosthesis, wherein the implanted prosthesis comprises an extruded layer of synthetic non-metallic material having a coextruded first radiopaque marker and a coextruded second radiopaque marker each at least partially embedded in the layer, the first radiopaque marker including a first radiopaque material and the second radiopaque marker including a second radiopaque material different from the first radiopaque material, wherein the first radiopaque marker and the second radiopaque marker block some of the electromagnetic energies from passing through a portion of the implanted prosthesis; and forming an image on a display medium that gives a visual indication of the first radiopaque marker and the second radiopaque marker. 2. The method of claim 1, wherein forming the image on the display medium includes the visual indication of the first radiopaque marker and the second radiopaque marker being formed as lines that extend along a substantial length of the implanted prosthesis. 3. The method of claim 2, wherein forming the image on the display medium includes the visual indication of the first radiopaque marker and the second radiopaque marker being formed as continuous lines that extend along a majority of the length of the implanted prosthesis. 4. The method of claim 1, further comprising contrasting the visual indication to a reference datum. 5. The method of claim 4, wherein the contrasting includes contrasting the visual indication to an image of a reference prosthesis under similar electromagnetic energies. 6. The method of claim 1, further comprising determining, by viewing the image, whether the implanted prosthesis has been twisted or kinked. 7. The method of claim 6, wherein the first radiopaque marker and the second radiopaque marker are lines extending along a substantial length of the implanted prosthesis, and wherein determining whether the implanted prosthesis has been twisted or kinked includes determining whether the visual indication shows at least one of the lines as a spiral indicating that the implanted prosthesis is twisted. 8. The method of claim 6, wherein the first radiopaque marker and the second radiopaque marker are lines extending along a substantial length of the implanted prosthesis, and wherein determining whether the implanted prosthesis has been twisted or kinked includes determining whether the visual indication shows at least one of the lines as having an intersecting point rather than a smooth inflection curve indicating that the implanted prosthesis is kinked. 9. The method of claim 1, wherein the first radiopaque marker and the second radiopaque marker each include a combination of at least two different radiopaque materials. 10. A method of verifying location and/or orientation of a prosthesis in a bod... | C.R. Bard, Inc. | A61F002/06 A61F011/00 A61B005/06 A61F002/07 B29C047/00 B29C047/06 B29K027/18 B29K075/00 B29K105/00 B29L031/00
US10973415 | B2 | 2021-04-13 | Form-fitted monitoring apparatus for health and environmental monitoring | 2014-01-20 | A monitoring apparatus includes a housing that is configured to be attached to a body of a subject. The housing includes a sensor region that is configured to contact a selected area of the body of the subject when the housing is attached to the body of the subject. The sensor region is contoured to matingly engage the selected body area. The apparatus includes at least one physiological sensor that is associated with the sensor region and that detects and/or measures physiological information from the subject and/or at least one environmental sensor associated with the sensor region that is configured to detect and/or measure environmental information. The sensor region contour stabilizes the physiological and/or environmental sensor(s) relative to the selected body area such that subject motion does not impact detection and/or measurement efforts of the sensor(s). | 1. A monitoring apparatus, comprising: a housing configured to be attached at or near the body of a subject;an optical emitter supported by the housing, wherein the optical emitter is configured to direct light into the body of the subject; andan optical detector supported by the housing;wherein the housing comprises an energy regulating region having a structure that vibrates in response to body motion so as to modulate or block light in proportion to the body motion and to prevent light from the optical emitter that is scattered by the body of the subject from reaching the optical detector. 2. An earbud monitoring apparatus, comprising: a housing comprising a front surface and a rear surface;a hollow tube extending outwardly from the housing rear surface, wherein the hollow tube is configured to be inserted within an ear canal of the ear;a sensor region located at a surface portion of the housing between the front surface and the rear surface, wherein the sensor region has a bulbous shape that is configured to snuggly fit between an anti tragus and acoustic meatus of the ear, thereby stabilizing the sensor region relative to the ear, wherein the sensor region comprises at least one optical sensor that is configured to detect and/or measure physiological information from the subject. 3. The apparatus of claim 2, wherein at least a portion of the sensor region is removable and replaceable with another sensor region having a different bulbous shape. 4. The apparatus of claim 2, wherein the at least one optical sensor comprises: at least one optical emitter;a plurality of optical detectors; anda lens that covers the at least one optical emitter and at least one of the optical detectors, wherein the lens comprises a region that prevents light scattered by a non-ear canal region and containing physiological information from reaching at least one of the optical detectors. 5. The apparatus of claim 4, wherein at least one portion of the lens is configured to guide light scattered by the non-ear canal region to at least one of the optical detectors. 6. The apparatus of claim 4, wherein the lens region comprises a portion that vibrates in response to subject body motion caused by physical exertion by the subject, and wherein the lens region modulates light in proportion to the body motion of the subject. 7. The apparatus of claim 2, further comprising a cover detachably secured to the sensor region, wherein at least one portion of the cover is configured to regulate or block light scattered by a non-ear canal region from reaching the at least one optical sensor. 8. The apparatus of claim 7, wherein the at least one optical sensor comprises: at least one optical emitter; anda plurality of optical detectors, wherein at least a portion of the cover is configured to block light scattered by the non-ear canal region from reaching at least one of the optical detectors. 9. The apparatus of claim 7, wherein the cover comprises a portion that vibrates in ... | Valencell, Inc. | A61B005/0205 A61B005/024 A61B005/00 G16H020/30 A61B005/369 H04R001/10 A61B005/11 A61B005/1455 A61B005/16 F21V008/00 A61B005/021 A61B005/08 A61B005/01 A61B005/026 A61B005/145 H04R001/02 G16H040/63 G16H040/67 G16H050/20 G16H030/40 A61B005/0295 A61B005/091
US09566006 | B2 | 2017-02-14 | Object information acquisition apparatus | 2013-11-06 | An object information acquisition apparatus comprises an irradiating unit configured to irradiate an object with light; a plurality of detecting units configured to receive an elastic wave generated within the object irradiated with light, and convert the elastic wave to a received signal; a distribution acquiring unit configured to acquire a light intensity distribution within the object irradiated with light; a setting unit configured to select a minimum block unit in which light intensity is greater than or equal to a predetermined threshold value, using the light intensity distribution; and a generating unit configured to generate object information of the minimum block unit selected by the setting unit, using the received signal. | 1. An object information acquisition apparatus comprising: an irradiating unit configured to irradiate an object with light;a detecting unit configured to output a signal by receiving an elastic wave generated from the object irradiated with light;a distribution acquiring unit configured to acquire a light intensity distribution within the object irradiated with light;a setting unit configured to select a minimum block unit in which light intensity is lower than a predetermined threshold value, using the light intensity distribution; anda generating unit configured to acquire object information using the outputted signal,wherein acquisition of object information is excluded for the selected minimum block unit. 2. The object information acquisition apparatus according to claim 1, wherein the distribution acquiring unit is configured to acquire the light intensity distribution using an optical characteristic value. 3. The object information acquisition apparatus according to claim 2, wherein the optical characteristic value includes an absorption characteristic value of the object and a scattering characteristic value. 4. The object information acquisition apparatus according to claim 3, wherein the setting unit is configured to set the predetermined threshold value by dividing a noise equivalent sound pressure of the outputted signal by the absorption characteristic value and a Gruneisen coefficient of the object. 5. The object information acquisition apparatus according to claim 3, wherein the setting unit is configured to set the predetermined threshold value such that an elastic wave generated from a minimum block unit of which the absorption characteristic value is greater than an average value of the object can be detected. 6. The object information acquisition apparatus according to claim 2, further comprising a characteristic input unit configured to input the optical characteristic value. 7. The object information acquisition apparatus according to claim 6, wherein the characteristic input unit is configured to accept an input of the optical characteristic value performed by an operator. 8. The object information acquisition apparatus according to claim 2, further comprising a characteristic measuring unit configured to measure the optical characteristic value. 9. The object information acquisition apparatus according to claim 8, wherein the characteristic measuring unit includes a unit configured to irradiate the object with optical characteristic value measurement light for measuring the optical characteristic value, and a unit configured to detect light resulting from the optical characteristic value measurement light having propagated through the object. 10. The object information acquisition apparatus according to claim 1, wherein the setting unit is configured to set the predetermined threshold value based on a noise equivalent sound pressure and an amount of an acoustic decay between an acoustic source arranged at the minim... | CANON KABUSHIKI KAISHA | A61B005/05 A61B005/00 A61B005/145
US09833191 | B2 | 2017-12-05 | Computer-based diabetes management | 2013-01-10 | A computer-based method includes receiving, from a computer-based user interface, user-specified information about one or more events influential on the user's blood glucose level, generating, with a computer-based processor, a plurality of estimated trajectories of the user's blood glucose level as influenced by the one or more events, receiving a set of data that represents actual blood glucose measurements for the user, and identifying, with the computer-based processor, which of the estimated trajectories represents a best fit to the set of data that represents the actual blood glucose measurements for the user. At least some of the actual blood glucose measurements occurred later in time than a start time of the one or more events influential on the user's blood glucose level. A computer-based system is provided for implementing the method. | 1. A method for managing diabetes, the method comprising: receiving, from a computer-based user interface, user-specified information about one or more events influential on a blood glucose level of a user, the user-specified information about the one or more events influential on the blood glucose level of the user describing: (a) consumption of carbohydrates by the user, (b) a discrete dose of insulin received by the user, or (c) a quantity of exercise completed by the user;receiving, from a continuous glucose monitor, a plurality of blood glucose levels for the user after receiving the user-specified information;accessing, in a computer-based memory, one or more normalized curves, each having a shape that represents generically any of: (i) how a dimensionless unit of carbohydrates consumed is fractionally absorbed by a generic user as a function of percent of total carbohydrate absorption time, (ii) how a dimensionless unit of insulin is fractionally absorbed by the generic user as a function of percent of total insulin absorption time, or (iii) how a dimensionless quantity of exercise fractionally takes effect on the generic user as a function of percent of total time for the exercise to take full effect on the user;generating a nominal trajectory of the blood glucose level of the user by parameterizing one or more of the generic, normalized curves with the user-specified information about the one or more events influential on the blood glucose level of the user;applying an iterative search to generate one or more other trajectories based on the nominal trajectory by adjusting different types of the user-specified information at different rates based on an expected accuracy of the user-specified information until the iterative search converges on one or more of: an amount of, time of, and absorption time of one or more of the following: (a) carbohydrates actually consumed by the user,(b) a discrete dosage of insulin actually received by the user, and(c) a quantity of exercise actually completed by the user,that produces a trajectory that matches the plurality of blood glucose levels received after the time of the one or more events more closely than the nominal trajectory; and delivering insulin to the user based on the trajectory generated by the iterative search. 2. The method of claim 1, wherein delivering insulin to the user comprises determining an insulin on board for the user based on the trajectory generated by the iterative search. 3. The method of claim 1, further comprising triggering an alarm when the trajectory generated by the iterative search indicates that insulin was not actually delivered. 4. The method of claim 1, wherein the user-specified information about the one or more events influential on the blood glucose level of the user includes at least two of: (a) a consumption of carbohydrates by the user, (b) a discrete dose of insulin received by the user, and (c) a quantity of exercise completed by the user. 5. The meth... | BIGFOOT BIOMEDICAL, INC. | A61B005/00 A61B005/145
US20140128742 | A1 | 2014-05-08 | CANCER TISSUE DETECTION AND DIAGNOSIS USING LASER FLUORESCENCE | 2013-02-25 | A laser diagnostic system includes multiple lasers providing incident light on a sample, the light modulated and cooperatively phased to stimulate red emissions from the sample; and a detector coupled to a spectrum analyzer, to detect both the incident light and the red emissions from the sample, and to provide a signal indicating detection of a pathology in the sample. | 1. A laser diagnostic system, comprising: multiple lasers providing incident light on a sample, the light modulated and cooperatively phased to stimulate red emissions from the sample;a detector coupled to a spectrum analyzer, to detect both the incident light and the red emissions from the sample, and to provide a signal indicating detection of a pathology in the sample. | 2M Engineering Limited | A61B005/00
US20140148678 | A1 | 2014-05-29 | ELECTRICAL THORACIC SCAN SYSTEM | 2013-11-26 | A method of selecting one or more assay electrodes for use in a device used in an electrical thoracic scan system. The device has a linear multielectrode array, and the method includes providing a device for use in an electrical thoracic scan system. The device includes: a band having an inner surface; and a linear array of electrodes arranged along the length of the band and on the inner surface for contacting the skin surface. Further, each electrode is selectively connectable to a control unit. The method also includes: placing the device on the chest of the subject; designating, as reserve electrodes for potential use, the electrodes making contact with the skin surface; selecting a plurality of assay electrodes from the reserve electrodes; and utilizing the assay electrodes in an electrical thoracic scan process. | 1. A method of selecting one or more assay electrodes for use in a device for use in an electrical thoracic scan system, the device having a linear multielectrode array, the method comprising the steps of: providing a device for use in an electrical thoracic scan system, the device comprising: a band having an inner surface; a linear array of electrodes arranged equally spaced along the length of the band and on said inner surface for contacting said skin surface; each electrode being selectively connectable to a control unit;placing said device on the chest of the subject;designating, as reserve electrodes for potential use, the electrodes making contact with the skin surface;selecting a plurality of assay electrodes from said reserve electrodes; andutilizing the assay electrodes in an electrical thoracic scan process. 2. The method of claim 1 further comprising at least one step selected from a group consisting of (a) disabling the electrodes not in contact with the skin surface; (b) partially encircling the chest by said band; and any combination thereof 3. The method of claim 1, wherein the step of placing said device on the chest of the subject comprises the sub-step of wrapping said device fully around the chest of the subject such that: at least a portion of the band fully encircles the chest;the electrodes in the portion of the band fully encircling the chest are in contact with the skin surface;the electrodes in the remaining portion of the band, if present, are not in contact with the skin surface. 4. The method of claim 3, wherein the step of placing said device on the chest of the subject further comprises the sub-step of: securing the fully wrapped device at the point of band juxtaposition with a connector configured to disable the electrodes in said remaining portion of the band. 5. The method of claim 3, wherein the device is configured to measure the circumference of the chest of the subject. 6. The method of claim 3, wherein the circumference of the chest of the subject is measured by a method comprising the steps of: passing an electric current through a section of a wire running through the length of the device corresponding to the portion of the band fully encircling the chest; andcalculating the circumference based on the voltage difference through said section of the wire,wherein the wire is characterized by a known resistance per unit length. 7. The method of claim 3, wherein the outer surface of the device comprises a plurality of optical patterns corresponding to length values, wherein the circumference of the chest of the subject is measured by a method comprising the steps of: reading, via an optical reader, two optical patterns closest to each side of the point of juxtaposition of the device around the chest; andcalculating the circumference based on the difference of the length values corresponding to the two optical patterns read by the optical reader. 8. The method of claim 3, wherein the circumference of the... | CardioLogic Innovations Ltd. | A61B005/053 A61B005/0408
US20140128707 | A1 | 2014-05-08 | METHOD OF PREDICTING A BLOOD DILUTION RISK VALUE | 2012-06-14 | The present invention provides for a clinical decision support system which makes use of a numerical model which dynamically describes a blood dilution of a blood circulation. Based on measured coagulation data and maybe other patient information, loss of hemostatic balance is predicted based on calculations of certain protein concentrations. Additionally, a calculation arrangement translates at least some of the calculated values of concentrations of human blood proteins into a risk value which risk value describes a risk of clotting and/or embolism and/or bleeding. A time development of that risk value is displayed to the user. | 1. Method of predicting a blood dilution risk value of a first blood circulation, the method comprising the steps: providing measured coagulation data describing a haemostatic situation of the first blood circulation at a first point in time (S1),applying the measured coagulation data as an input for a numerical model, the numerical model being a mathematical and dynamical representation of a blood dilution of the first blood circulation (S2),performing a simulation of a time development of the haemostatic situation by means of the numerical model and based on the measured coagulation data used as an input for the numerical model (S3),calculating values of concentrations of human blood proteins as an output of the simulation (S4), andtranslating at least some of the calculated values of the concentrations of the human blood proteins into a risk value, which risk value describes a risk of clotting and/or embolism and/or bleeding for the first blood circulation (S5). 2. Method according to claim 1, wherein the calculation of the values of the concentrations of the human blood proteins is generating a predicted time development of said concentrations of human blood proteins as the output of the simulation. 3. Method according to claim 1, wherein the calculated values of the concentrations of the human blood proteins are m values of k different proteins, the method further comprising the step:choosing n values out of the m values (S6),wherein k, m and n are integers and n&lt;m, andwherein only the n values are taken into account for the translation into the risk value. 4. Method according to claim 1, further comprising the step: graphically displaying a calculated time development of the risk value (801) on a graphical user interface (S7). 5. Method according to claim 1, wherein the at least some of the values of concentrations of human blood proteins are translated into the risk value by means of a numerical function of state variables of the numerical model. 6. Method according to claim 5wherein the state variables of the numerical model are chosen from the group comprising concentrations of the following proteins: Alpha-2-Macroglobulin (A2M), C4BP, coagulation factor 10 (F10), F11, F13, prothrombin (F2), tissue factor, F5, F7, F8, F9, fibrinogen, fibrin, protein C, protein S, protein Z, protein Z related protein inhibitor (ZPI), alpha-1-anti-trypsin (AAT), protein C inhibitor (PCI), anti-thrombin (ATIII), PAI1, C1 inhibitor (C1inh), TAFI, TFPI, Vitronectin, plasmin, plasminogen, A2AP, thrombomodulin, uPA, tPA, the proteins' activated forms F10a, F11a, F13a, thrombin (F2a), F5a, F7a, F8a, F9a, activated protein C, and TAFIa, orwherein the state variables of the numerical model comprise a concentration of complexes formed by at least two of the previously cited proteins (e.g FVa-FXa), orwherein the state variables of the numerical model comprise a mass-length ratio of fibrin fibers formed in coagulation. 7. Method according to claim 5, further... | KONIKLIJKE PHIPIPS N.V, | A61B005/00 A61B005/02
US08738152 | B2 | 2014-05-27 | Lead assembly including a polymer interconnect and methods related thereto | 2012-12-21 | A lead assembly includes a ring component having mechanical coupling features, and at least one polymer component mechanically coupled with the mechanical coupling features of the ring component. Elongate tubing is disposed over the polymer component and is secured with the polymer component. | 1. A lead assembly comprising: a lead body extending from a proximal end portion to a distal end portion, the distal end portion comprising an interconnect including a polymer component mechanically coupled to a ring component having an outer surface, wherein a portion of an inner surface of the polymer component is disposed over and in contact with the outer surface of the ring component at an interface and at least a portion of the outer surface of the ring component at the interface includes a mechanical coupling feature adapted to inhibit the rotation of the polymer component about the ring component;at least one conductor extending within the lead body from the proximal end portion in a direction toward the distal end portion; andat least one electrode operatively coupled to the at least one conductor. 2. The lead assembly according to claim 1, wherein the outer surface of the ring component is a non-smooth, textured outer surface. 3. The lead assembly according to claim 1, wherein the outer surface is a knurled surface at the interface. 4. The lead assembly according to claim 1, wherein the outer surface is a surface having cross-threads at the interface. 5. The lead assembly according to claim 1, wherein the outer surface is a surface having a plurality of grooves at the interface. 6. The lead assembly according to claim 1, wherein the outer surface of the ring component includes a roughened surface. 7. The lead assembly according to claim 1, wherein the ring component includes a recess adapted to receive the polymer component. 8. The lead assembly according to claim 7, wherein the outer surface of the ring component within the recess includes a plurality of apertures. 9. The lead assembly according to claim 7, wherein the outer surface of the ring component within the recess includes a plurality of slots. 10. The lead assembly according to claim 1, wherein the polymer component comprises an elastomeric thermoplastic polymer. 11. The lead assembly according to claim 10, wherein the elastomeric thermoplastic is a polyurethane. 12. The lead assembly according to claim 1, wherein the outer surface of the ring component includes textured portions adapted such that the polymer component is disposed at least partially into the textured portions. 13. The lead assembly according to claim 1, wherein the outer surface of the ring component includes an aperture adapted such that the polymer component is disposed at least partially through the holes. | Cardiac Pacemakers, Inc. | A61N001/00 A61B005/04
US09030304 | B2 | 2015-05-12 | Ventilator-initiated prompt regarding auto-peep detection during ventilation of non-triggering patient | 2014-01-03 | This disclosure describes systems and methods for monitoring and evaluating ventilatory parameters, analyzing those parameters and providing useful notifications and recommendations to clinicians. That is, modern ventilators monitor, evaluate, and graphically represent a myriad of ventilatory parameters. However, many clinicians may not easily identify or recognize data patterns and correlations indicative of certain patient conditions, changes in patient condition, and/or effectiveness of ventilatory treatment. Further, clinicians may not readily determine appropriate ventilatory adjustments that may address certain patient conditions and/or the effectiveness of ventilatory treatment. Specifically, clinicians may not readily detect or recognize the presence of Auto-PEEP during volume ventilation of a non-triggering patient. According to embodiments, a ventilator may be configured to monitor and evaluate diverse ventilatory parameters to detect Auto-PEEP and may issue suitable notifications and recommendations to the clinician when Auto-PEEP is implicated. The suitable notifications and recommendations may further be provided in a hierarchical format. | 1. A ventilator-implemented method for detecting Auto-PEEP during ventilation of a non-triggering patient, the method implemented by a ventilator having at least one processor, the method comprising: receiving one or more ventilatory settings associated with ventilation of the non-triggering patient;determining one or more predetermined thresholds for detecting Auto-PEEP based at least in part on the one or more ventilatory settings;monitoring ventilation of the non-triggering patient to obtain ventilatory data;determining, by the at least one processor, that Auto-PEEP is implicated for the non-triggering patient upon detecting that the ventilatory data breaches the one or more predetermined thresholds;determining a list of entries for mitigating Auto-PEEP based at least in part on identifying the patient as non-triggering, wherein at least one entry of the list of entries is different for the non-triggering patient than for a triggering patient; andissuing a prompt when Auto-PEEP is implicated, the prompt displaying: a notification that Auto-PEEP is implicated; andthe list of entries for mitigating Auto-PEEP. 2. The ventilator-implemented method of claim 1, wherein the list of entries includes primary entries comprising one or more of: decrease respiratory rate;decrease inspiratory time;increase flow;adjust ventilatory settings until end-expiratory flow (EEF) approximates zero;investigate reasons for increased resistance; andinvestigate reasons for increased compliance. 3. The ventilator-implemented method of claim 2, wherein the list of entries further includes secondary entries, comprising one or more of: decrease tidal volume (VT); andchange to a square flow waveform. 4. The ventilator-implemented method of claim 2, wherein the secondary entries comprise: decrease inspiratory pressure in order to decrease delivered tidal volume (VT) so that expiratory time (TE) is adequate to completely exhale delivered VT. 5. The ventilator-implemented method of claim 1, wherein the ventilatory data includes expiratory flow data, the method further comprising: receiving one or more predetermined thresholds associated with end-expiratory flow (EEF);detecting that EEF is positive when the EEF breaches the one or more predetermined thresholds; anddetermining that Auto-PEEP is implicated for the non-triggering patient when EEF is positive for a predetermined number of breaths. 6. The ventilator-implemented method of claim 1, wherein the ventilatory data includes respiratory resistance data and respiratory compliance data, the method further comprising: calculating a time required to reach functional residual capacity (FRC);comparing the time required to reach FRC with expiratory time (TE); anddetermining that Auto-PEEP is implicated for the non-triggering patient when the time required to reach FRC is greater than TE. 7. The ventilator-implemented method of claim 1, wherein the ventilatory data includes pressure data, the method further comprising: receivi... | Covidien LP | A61B005/085 A61B005/08 A61B005/087 A61B005/00 A61M016/00 A61M016/04 A61M016/08 G08B005/22
US08986229 | B2 | 2015-03-24 | Tongue strength evaluation system and method | 2014-01-28 | An apparatus for evaluating the tongue strength of a subject during a sucking event includes an insert positioned within a nipple element to provide an output in response to deformation of the nipple element during a sucking event. The output is at least one of resistive force exerted against the subject's tongue and movement measurement of deformation force exerted on the nipple element during the sucking event. The apparatus is configurable to evaluate nutritive sucking (NS) or non-nutritive sucking (NNS) capabilities of the subject. The insert may be a sensing device, a compliance element, an intermediate device or a combination of these. A coupling device is configured to position the insert relative to the nipple element and/or to receive output from the insert. A method includes evaluating tongue strength of a subject during NS or NNS and using inserts providing increasing levels of resistive force to exercise the subject's tongue. | 1. A method comprising: deflecting a cantilever element of an evaluation apparatus by movement of a nipple element by a deformation force exerted on the nipple element;measuring, using the evaluation apparatus including the nipple element, an output generated by the deflection of the cantilever element by movement of the nipple element by the deformation force exerted on the nipple element;wherein: the evaluation apparatus includes a coupling device;the nipple element is removably attached to the coupling device;the nipple element includes an inner surface defining a nipple cavity;the coupling device includes a sensing device and is configured to receive the cantilever element such that the cantilever element is configured to be operatively attached only at one of: one side of the cantilever element to the coupling device; andtwo opposing sides of the cantilever element to the coupling device;such that the cantilever element is in operative communication with the sensing device, and positioned within the nipple cavity adjacent the inner surface of the nipple element and detached from the nipple element;wherein the cantilever element is configured to generate the output in response to deflection of the cantilever element in direct contact with the inner surface; andwherein the output: corresponds to the movement of the nipple element resultant from the deformation force exerted on the nipple element; andis received as input by the sensing device. 2. The method of claim 1, wherein: the evaluation apparatus defines a fluid chamber in communication with the nipple cavity and configured to receive a fluid,the nipple element includes an aperture in fluid communication with the nipple cavity such that the evaluation apparatus is configured for nutritive sucking; andthe cantilever element is configured to be in contact with fluid in the fluid chamber and nipple cavity during nutritive sucking. 3. The method of claim 1, further comprising: exercising a tongue of a subject including sucking of a nipple by the subject;wherein the nipple exerts a resistive force resistant to movement of the tongue of the subject. 4. The method of claim 3, wherein: the nipple defines a nipple cavity;the method further comprising: altering the resistive force exerted by the nipple by one of: providing a fluid in the nipple cavity; andexerting a pressure on the nipple cavity. 5. The method of claim 3, further comprising: subsequent to exercising the tongue of the subject, measuring the output generated by the deformation force exerted on the nipple element by the subject, using the evaluation apparatus; andcomparing the output measured prior to exercising the tongue of the subject with the output measured after exercising the tongue of the subject. 6. The method of claim 5, further comprising: making a clinical decision based on the comparison of the output measured before and after exercising the tongue of the subject;wherein the clinical decision is related to one of: to... | CCB Research Group, LLC. | A61B005/103 A61B005/00 A61B005/03 A61B005/22 A61J017/00
US08734361 | B2 | 2014-05-27 | Method and apparatus for signal encoding evoked responses | 2011-07-11 | A method and apparatus for utilizing the benefits of encoded signal transmission and reception to enhance the performance of medical testing devices (100) adapted to evoke and measure biological response signals such as auditory evoked potentials (AEP), and the auditory brainstem response (ABR) signals in particular. Auditory stimuli, such as clicks, are presented to the ear of a human patient, in a predetermined encoded sequence, resulting in the generation of auditory responses and bio-electric response signals in the human patient. These response signals from the patient are acquired and observed, and are processed according to the predetermined encoded sequence in which the auditory stimuli were presented to the patient's ear in order to extract the desired auditory evoked potential signals or ABR signals. | 1. A medical testing device for evoking and measuring response signals in a human patient, comprising: a processor to generate at least one predetermined sequence of stimuli signals for evoking a response in a human patient;a codec operatively coupled to said processor for encoding said stimuli signals to facilitate identification of the response signals;a light source operatively coupled to said processor, said light source configured to transmit said at least one sequence of stimuli signals to the human patient;a receiver operatively coupled to said processor, said receiver configured to receive at least one unfiltered response signal from the human patient;wherein said processor is further configured to process said received unfiltered response signal to extract a sequence of evoked response signals associated with said at least one predetermined sequence of stimuli signals. 2. The medical testing device as set forth in claim 1 wherein said codec encodes said stimuli signals with a spreading code. 3. The medical testing device as set forth in claim 1 including a display operatively coupled to said processor for presenting information to a user graphically in real-time. 4. The medical testing device as set forth in claim 1 including a real-time clock operatively coupled to said processor for enabling said processor to provide a time stamp for said unfiltered response signals. 5. The medical testing device as set forth in claim 1 including an LED operatively coupled to said processor for indicating the human patient passing a screening test. 6. The medical testing device as set forth in claim 1 including rechargeable power supply operatively coupled to said processor. 7. A medical testing device for evoking and measuring response signals in a human patient, comprising: a processor to generate at least one predetermined sequence of stimuli signals for evoking a response in a human patient;a codec operatively coupled to said processor for encoding said stimuli signals to facilitate identification of the response signals;a transmitter operatively coupled to said processor, said transmitter configured to transmit said at least one sequence of stimuli signals to the human patient;a microphone operatively coupled to said processor, said microphone configured to receive at least one unfiltered response signal from the human patient;wherein said processor is further configured to process said received unfiltered response signal to extract a sequence of evoked response signals associated with said at least one predetermined sequence of stimuli signals. 8. The medical testing device as set forth in claim 7 wherein said codec encodes said stimuli signals with a spreading code. 9. The medical testing device as set forth in claim 7 including a display operatively coupled to said processor for presenting information to a user graphically in real-time. 10. The medical testing device as set forth in claim 7 including a real-time clock operatively coupl... | Stryker Corporation | A61B013/00 A61B005/00
US08723640 | B2 | 2014-05-13 | Distillation of status data relating to regimen compliance responsive to the presence and absence of wireless signals relating to one or more threshold frequencies | 2011-08-16 | Configuration technologies for cost-effectively indicating a regimen compliance status of a subject, for example, responsive to whether a presence of a wireless signal in a first frequency range below a threshold frequency occurred contemporaneously with an absence of a wireless signal in a second frequency range above the threshold frequency. | 1. A system comprising: circuitry for determining whether a presence of a wireless signal in a first frequency range below a threshold frequency occurred contemporaneously with an absence of a wireless signal in a second frequency range above the threshold frequency; andcircuitry for indicating a regimen compliance status of a subject in response to the circuitry for determining whether a presence of a wireless signal in a first frequency range below a threshold frequency occurred contemporaneously with an absence of a wireless signal in a second frequency range above the threshold frequency, in which the circuitry for determining whether a presence of a wireless signal in a first frequency range below a threshold frequency occurred contemporaneously with an absence of a wireless signal in a second frequency range above the threshold frequency comprises: circuitry for receiving a wireless signal via a device in external contact with a portion of an individual from within the portion of the individual, the individual being the subject, the portion of the subject including a portion of at least one of a head of or a neck of or a torso of the subject, the first frequency range being low enough that the wireless signal in the first frequency range can pass through the portion of the individual, the second frequency range being high enough that the wireless signal in the second frequency range cannot pass through the portion of the individual. 2. The system of claim 1, further comprising: an actuator configured to move in response to a control signal, the control signal being partly based on the wireless signal in the first frequency range below the threshold frequency and partly based on an indication of an event in a vicinity of the actuator. 3. The system of claim 1 in which the circuitry for indicating a regimen compliance status of a subject in response to the circuitry for determining whether a presence of a wireless signal in a first frequency range below a threshold frequency occurred contemporaneously with an absence of a wireless signal in a second frequency range above the threshold frequency comprises: circuitry for causing a door to become locked or unlocked by transmitting a control signal to a lock of the door in response to a compliance-negative indication of the regimen compliance status of the subject. 4. The system of claim 1 in which the circuitry for indicating a regimen compliance status of a subject in response to the circuitry for determining whether a presence of a wireless signal in a first frequency range below a threshold frequency occurred contemporaneously with an absence of a wireless signal in a second frequency range above the threshold frequency comprises: circuitry for signaling a regimen compliance data distillation by identifying a data distillation protocol, the regimen compliance status of the subject being indicated by signaling the regimen compliance data distillation, the regimen compliance data distillatio... | Elwha LLC | G06F007/04 A61B005/07
US08718744 | B2 | 2014-05-06 | Imaging medical apparatus with a device to identify a plane in space | 2012-02-09 | An imaging medical apparatus has at least one device to identify a plane in space. The device has: a light source that emits a fan-shaped light beam, the light source is rotatable around a light source rotation axis. The device also has a mirror that reflects the fan-shaped light beam, the mirror being rotatable around a mirror rotation axis and encompassing a mirror plane. The mirror rotation axis and the surface normal of the mirror plane enclose an angle greater than 0° and less than 90°. | 1. A medical imaging apparatus comprising: an image data acquisition unit configured to interact with a patient to acquire image data from the patient representing a medical image of the patient;a first device and a second device configured to operate in combination with each other to identify a plane in space with respect to the patient;each of said first and second devices comprising a light source that emits a fan-shaped light beam, said light source being rotatable around a light source rotation axis, and a mirror that reflects the fan-shaped light beam so as to intersect the patient, said mirror being rotatable around a mirror rotation axis and defining a mirror plane, said mirror rotation axis and a surface normal of said mirror plane enclosing an angle that is greater than 0° and less than 90°, said mirror rotation axis and said light source axis being in a common plane and enclosing an angle therebetween in a range between 120° and 160°; anda control unit configured to interact with the first and second devices to cause the respective fan-shaped light beams emitted thereby to intersect on a body surface of the patient at a location that is determined from said image data to indicate a location and a direction of a medical instrument for implementing a medical procedure on the patient. 2. A medical imaging apparatus as claimed in claim 1 wherein, in each of said first and second devices, said mirror rotation axis and said surface normal of said mirror plane enclose an angle between 5° and 25°. 3. A medical imaging apparatus as claimed in claim 1 wherein, in each of said first and second devices, said light source is a laser light source. 4. A medical imaging apparatus as claimed in claim 1 wherein each of said first and second devices comprises an actuating drive, operated by said control unit, to rotate said mirror plane around said mirror rotation axis. 5. A medical imaging apparatus as claimed in claim 1 wherein each of said first and second devices comprises an actuating drive, operated by said control unit, to rotate said light source around said light source rotation axis. 6. A medical imaging apparatus as claimed in claim 1 wherein said image data acquisition unit is a computed tomography apparatus. 7. A medical imaging apparatus as claimed in claim 6 wherein said computed tomography apparatus comprises a stationary part and a rotatable part that is rotatable around a system axis of the computed tomography apparatus and wherein said first and second devices are located on said rotatable part. | Siemens Aktiengesellschaft | A61B005/05
US08725538 | B2 | 2014-05-13 | Automated processing of electronic medical data for insurance and disability determinations | 2010-11-05 | A machine-implemented method of assisting medical evidence collection for adjudication of a medical disability request is described. In some embodiments, the method includes providing an electronic medical record of a patient, the electronic medical record includes evidence of at least one claimable medical disability condition and locating in the electronic medical record at least one keyword associated with the at least one claimable medical disability condition. In some embodiments, the method further includes processing an inference rule associated with the at least one claimable medical disability condition, such that the evidence of the at least one claimable medical disability condition is identified in the electronic medical record and outputting, to a computer-readable medium, information indicative of (1) the evidence of the at least one claimable medical disability condition, and (2) a location of the evidence in the electronic medical record. | 1. A system, for assisting medical evidence collection for adjudication of a medical disability request, comprising: a computer-readable library storing an inference rule associated with at least one claimable medical disability condition; anda processor configured to identify and locate, based on the inference rule, evidence in an electronic medical record of a patient that tends to confirm or disconfirm an existence of the claimable medical disability condition in the patient, and to display a visible association between (1) the identified evidence and (2) a location reference of the identified evidence in the electronic medical record. 2. The system of claim 1, wherein the identified evidence and the location reference of the identified evidence in the electronic medical record are visibly associated in a table. 3. The system of claim 2, wherein the visible association comprises a proximate position, of the identified evidence and the location reference of the identified evidence, within the table. 4. The system of claim 2, wherein the table comprises a value from the electronic medical record that tends to confirm or disconfirm the at least one claimable medical disability condition. 5. The system of claim 2, wherein the visible association comprises displaying the identified evidence and the location reference of the identified evidence in the electronic medical record within a single row of the table. 6. The system of claim 1, wherein the processor is also configured to electronically tag a portion of the electronic medical record that includes the identified evidence. 7. The system of claim 1, wherein the inference rule utilizes at least one of information on a category associated with the identified evidence, a rating code, or a search query. 8. The system of claim 1, wherein the value comprises at least one of a secondary condition associated with the at least one claimable medical disability condition, a category associated with the at least one claimable medical disability condition, or a rating code associated with the at least one claimable medical disability condition. 9. The system of claim 1, wherein the identified evidence confirming or disconfirming the at least one claimable medical disability condition comprises at least one keyword associated with the at least one claimable medical disability condition. 10. The system of claim 9, wherein the at least one keyword is selected from a plurality of keywords associated with the at least one claimable medical disability condition. 11. The system of claim 1, wherein the processor is further configured to display simultaneously a visible association between the (1) the identified evidence, (2) the location reference, and (3) the query regarding the claimable medical disability condition. 12. A method of assisting medical evidence collection for adjudication of a medical disability request, comprising: providing an electronic medical record of a patient, the electronic medic... | QTC Management, Inc. | A61B005/00 G06F019/00
US08725245 | B2 | 2014-05-13 | Resonant coil for measuring specimen condition | 2006-08-14 | An oscillator provides a reference signal having a phase. A tunable reactive circuit, including an induction coil, is driven by the fixed frequency reference signal of the oscillator with coil adapted to be positioned adjacent the specimen to generate an oscillating signal corresponding to the condition of the specimen. The tunable reactive circuit provides an output signal having a parameter indicative of the condition of the specimen. A resonant control circuit compares the reference signal to the oscillating signal and provides to the tunable reactive circuit a resonance control signal representative of the comparison. The resonance control signal tunes the tunable reactive circuit, which may be a series RLC circuit, so that the frequency of the oscillating signal is substantially constant. | 1. A noninvasive apparatus for measuring a condition of a specimen comprising: A noninvasive oscillator providing a reference signal having a phase and a fixed frequency;A noninvasive tunable reactive circuit receiving the reference signal from the oscillator, said tunable reactive circuit containing an induction coil adapted to be positioned on a surface of the specimen and connected in series with a varactor type diode to form an RLC circuit and generating an oscillating signal corresponding to the condition of the specimen, said oscillating signal having a frequency and having a phase, said tunable reactive circuit providing an output signal having a parameter indicative of the condition of the specimen, wherein the parameter comprises an impedance of an element of said tunable reactive circuit, the impedance linearly relating to a conductivity of the specimen; andA noninvasive resonant control circuit comparing the reference signal to the oscillating signal and providing to the tunable reactive circuit a resonance control signal representative of the comparison, said resonance control signal tuning the tunable reactive circuit to resonance at the fixed frequency of the oscillator while the impedance of the element of said tunable reactive circuit is measured. 2. The apparatus of claim 1 wherein the resonant control circuit compares the phase of the reference signal to the phase of the oscillating signal and wherein the parameter corresponds to a voltage across a component of the tunable reactive circuit. 3. The apparatus of claim 2 wherein the resonant control circuit comprises: a phase comparator having first and second inputs and providing a phase difference signal indicative of a phase difference of signals applied to the first and second inputs;a phase shifter shifting the phase of an oscillating signal of the oscillator to provide a shifted signal;a first squaring circuit for squaring the shifted signal to provide the reference signal to the first input of the phase comparator;a second squaring circuit for squaring a resonant output signal of the tunable reactive circuit to provide the oscillating signal to the second input of the phase comparator; and,an error amplifier responsive to the phase difference signal for providing the resonance control signal to the tunable reactive circuit. 4. The apparatus of claim 3 wherein the tunable reactive circuit comprises a series RLC circuit. 5. The apparatus of claim 4 wherein the RLC circuit comprises a fixed resistance. 6. The apparatus of claim 5 further comprising a padding capacitor in parallel with the varactor. 7. The apparatus of claim 4 wherein the resonant control circuit further comprises an averager averaging the phase difference signal and providing the averaged phase difference signal to the error amplifier. 8. The apparatus of claim 1 further comprising a control circuit for selectively providing the resonance control signal to the tunable reactive circuit, said control circu... | Kimberly-Clark Worldwide, Inc. | A61B005/05 G01R027/08
US08738124 | B2 | 2014-05-27 | Electrical bioimpedance analysis as a biomarker of breast density and/or breast cancer risk | 2008-12-08 | Methods and systems are provided for the noninvasive measurement of the subepithelial impedance of the breast and for assessing the risk that a substantially asymptomatic female patient will develop or be at substantially increased risk of developing proliferative or pre-cancerous changes in the breast, or may be at subsequent risk for the development of pre-cancerous or cancerous changes. A plurality of electrodes are used to measure subepithelial impedance of parenchymal breast tissue of a patient at one or more locations and at least one frequency, particularly moderately high frequencies. The risk of developing breast cancer is assessed according to measured and expected or estimated values of subepithelial impedance for the patient and according to one or more experienced-based algorithms. Devices for practicing the disclosed methods are also provided. | 1. A method for estimating a percent mammographic density (MD) of at least one breast of an individual, the breast comprising an overlying skin surface and nipple, the method comprising the following steps: (A) establishing a connection between a first electrode and subepithelial parenchymal tissue in the breast of the individual;(B) placing at least one second electrode in contact with the skin surface of the breast proximate the subepithelial tissue at a fixed distance from the nipple of the breast;(C) establishing at least one electrical signal having a frequency between the first and second electrodes;(D) measuring the subepithelial impedance (Zsub) at at least one frequency between the first and second electrodes; and(E) calculating an estimate of percent mammographic density of the breast according to an algorithm defined by an equation relating Zsub to mammographic breast density wherein values of mammographic breast density used to determine the algorithm have been estimated or calculated according to at least one method independent of steps (A) through (D). 2. The method according to claim 1 wherein the algorithm includes variables associated with (i) characteristics of the individual; (ii) conditions under which the electrical measurement are made; or (iii) both (i) and (ii). 3. The method according to claim 2 wherein the variables are selected from the group consisting of the individual's age, body mass index, weight, parity, whether such individual is a premenopausal female, whether such individual is a postmenopausal female, where a female individual is in her menstrual cycle, and distance from the nipple that the skin surface electrode is placed. 4. The method according to claim 1 wherein the independent method for estimating or calculating breast density is based on images selected from the group consisting of X-rays, ultrasound and magnetic resonance imaging (MRI). 5. The method according to claim 4 wherein the method is based on X-ray images selected from the group consisting of: the Wolfe Pattern; Six Category Classification; BI-RADS; ACR BI-RADS; planimetry; image digitization; interactive threshold of digitized X-ray images; texture measurement of X-ray images; computer-calculated image texture measurements; computed tomography (CT) imaging; breast tomosynthesis; dual-energy X-ray absorptiometry; and digital mammography. 6. The method according to claim 1 wherein the algorithm is selected from the group consisting of: MD=141.788+(−0.716*age)+(−1.113*BMI)+(−0.199*Zsub); (I)MDpmw=127.770+(−1.339*BMI)+(−0.259*Zsub); and (II)MDpstmw=127.178+(−0.874*Age)+(−0.219*Zsub); (III)wherein the symbol * indicates multiplication of the terms preceding and following the symbol; BMI=body mass index calculated as (Wt*703)/Height2(inches2)), or (Wt*4.88/Height2(ft2)), where Wt is in pounds; Zsub is expressed in ohms; age is expressed in years; MDpmw=mammographic density for pre-menopausal women;MDpstmw=mammographic density for post-menop... | Epi-Sci, LLC | A61B005/05
US08912909 | B2 | 2014-12-16 | Noninvasive multi-parameter patient monitor | 2013-11-11 | Embodiments of the present disclosure include a handheld multi-parameter patient monitor capable of determining multiple physiological parameters from the output of a light sensitive detector capable of detecting light attenuated by body tissue. For example, in an embodiment, the monitor is capable of advantageously and accurately displaying one or more of pulse rate, plethysmograph data, perfusion quality, signal confidence, and values of blood constituents in body tissue, including for example, arterial carbon monoxide saturation (“HbCO”), methemoglobin saturation (“HbMet”), total hemoglobin (“Hbt”), arterial oxygen saturation (“SpO2”), fractional arterial oxygen saturation (“SpaO2”), or the like. In an embodiment, the monitor displays a line associated with a patient wellness level. | 1. A method comprising: processing one or more signals with one or more signal processors, said signals responsive to attenuation of light by body tissue of a monitored patient;noninvasively, electronically determining measured values of oxygen saturation and arterial carbon monoxide saturation, based at least in part on the processed one or more signals;providing an alarm threshold for the oxygen saturation;altering the alarm threshold for the oxygen saturation based at least in part on at least one measured value of the arterial carbon monoxide saturation satisfying a threshold value; andactivating a caregiver alert based at least in part on at least one measured value of the oxygen saturation satisfying the altered alarm threshold. 2. The method of claim 1, wherein the caregiver alert comprises at least one of an LED activation, an alarm message, and an audible alarm. 3. The method of claim 1, wherein the caregiver alert changes as measured values of the oxygen saturation move further from the altered alarm threshold. 4. The method of claim 1, wherein activating the caregiver alert comprises emphasizing on a display the measured values of the oxygen saturation. 5. The method of claim 1, wherein activating the caregiver alert further comprises at least one of altering a size of measured values of the oxygen saturation on a display and alternately displaying and removing from the display the measured values of the oxygen saturation. 6. The method of claim 1, further comprising: displaying on a display the at least one measured value of the oxygen saturation and;displaying on the display a prediction indicator corresponding to the oxygen saturation, wherein the prediction indicator indicates a predicted trend of measured values of the oxygen saturation. 7. A patient monitor, comprising: a sensor port configured to receive one or more signals from a sensor, wherein the signals are responsive to attenuation of light by body tissue of a monitored patient; anda processor in communication with the sensor port and configured to: noninvasively, electronically determine measured values of a first blood constituent and a second blood constituent using the one or more signals received from the sensor,provide an alarm threshold for the first blood constituent,alter the alarm threshold for the first blood constituent based at least in part on at least one measured value of the second blood constituent satisfying a threshold value, andactivate a caregiver alert based at least in part on at least one measured value of the first blood constituent satisfying the altered alarm threshold. 8. The patient monitor of claim 7, wherein the caregiver alert comprises an LED activation on a display device. 9. The patient monitor of claim 7, wherein the caregiver alert comprises at least one of an alarm message and an audible alarm. 10. The patient monitor of claim 7, wherein the caregiver alert comprises emphasizing on a display measured values of the first blood... | Cercacor Laboratories, Inc. | G08B023/00 A61B005/1455 G06F019/00 A61B005/0205 A61B005/145 A61B005/00 A61B005/024
US08731641 | B2 | 2014-05-20 | Combination of electromagnetic and electropotential localization | 2012-05-07 | A navigation system or combination of navigation systems can be used to provide two or more types of navigation or modalities of navigation to navigate a single instrument. The single instrument can be positioned within the patient and tracked. For example, both an Electromagnetic (EM) and Electropotential (EP) navigation system can be used to navigate an instrument within a patient. | 1. A system for tracking an instrument within a volume, comprising: a tracking device including: an annular ring operable as an electrode with an electropotential portion of a tracking system; anda coil of conductive material positioned with the instrument and the annular ring, wherein the coil of conductive material is operable with an electromagnetic portion of the tracking system; anda communication system interconnecting both of the annular ring and the coil of conductive material with the tracking system;wherein the annular ring and the coil of conductive material are moveable relative to one another and positionable at least at one known location relative to one another. 2. The system of claim 1, further comprising: the tracking system operable to determine a position of the annular ring and the coil of conductive material of the tracking device. 3. The system of claim 2, wherein the tracking system includes: a first localizer operable to generate an electromagnetic field or sense an electromagnetic field;wherein the coil of conductive material is operable to generate an electromagnetic field or sense an electromagnetic field. 4. The system of claim 2, wherein the tracking system includes a pair of electrodes operable to induce a current in a volume and the annular ring is operable to determine a voltage based upon the induced current within the volume. 5. The system of claim 1 further comprising: a display device;wherein the tracking system is in communication with the display device and operable to display a represented position of the annular ring, the coil of conductive material, or combinations thereof. 6. The system of claim 5, wherein image data is operable to be displayed on the display device relative to the representation of the annular ring and the coil of conductive material. 7. The system of claim 1, further comprising: an instrument including the annular ring and the coil of conductive material;wherein the instrument defines a cannula and the annular ring and coil of conductive material are positioned around the cannula. 8. The system of claim 7, wherein the instrument includes at least one of a catheter, an implantable lead, or combinations thereof. 9. The system of claim 7, wherein the annular ring and coil of conductive material are fixedly positioned relative to one another around the cannula. 10. The system of claim 7, wherein the instrument includes a first portion movable relative to a second portion, wherein the annular ring is attached to the first portion and the coil of conductive material is attached to the second portion, wherein the annular ring is movable relative to the coil of conductive material upon moving the first portion relative to the second portion. 11. The system of claim 10, wherein the first portion includes an inner member and the second portion includes an outer member, wherein the inner member and the outer member are operable to move relative to one another. 12. A system for tracking ... | Medtronic Navigation, Inc. | A61B005/05 A61B019/00
US09414760 | B2 | 2016-08-16 | Method for monitoring physiological cycles of a patient to optimize patient therapy | 2014-01-10 | Physiological parameters of a patient can be used to monitor patient status and/or in conjunction with patient therapy. Physiological cycles may be monitored by implanting a monitoring system into the patient, the system including an implantable pulse generator operably connected to a lead implanted on a carotid sinus of the patient, measuring at least one signal indicative of a physiological parameter of the patient along at least two vectors selected from: a first vector defined between a first electrode of the lead and a second electrode of the lead, a second vector defined between the first electrode of the lead and an electrode integrated into an implantable pulse generator, and a third vector defined between the second electrode of the lead and the electrode integrated into the implantable pulse generator, and providing an output indicative of the at least one signal indicative of the physiological parameter. | 1. A method of operating a baroreflex modulation system implanted in a patient, the baroreflex modulation system including an implantable pulse generator operably coupled to a lead having at least one electrode and being implanted on or in a carotid sinus of the patient, the method comprising: measuring at least one signal indicative of a physiological parameter of the patient along at least two vectors, the at least one signal comprising voltage, the at least two vectors selected from the group consisting of the following: a first vector defined between a first electrode of the lead and a second electrode of the lead, a second vector defined between the first electrode of the lead and an electrode integrated into implantable pulse generator, and a third vector defined between the second electrode of the lead and the electrode integrated into the implantable pulse generator;delivering a baroreflex modulation therapy from the implantable pulse generator to the lead based at least in part on the physiological parameter;generating an electrocardiogram based on the voltage; anddelivering the baroreflex modulation therapy from the implantable pulse generator to the lead based at least in part on the electrocardiogram,wherein the baroreflex modulation therapy comprises a plurality of therapy pulses, further comprising: determining a respiration cycle of the patient based on the electrocardiogram; anddelivering the baroreflex modulation therapy from the implantable pulse generator to the lead during an expiration phase of the respiration cycle of the patient. 2. The method of claim 1, further comprising measuring at least one signal indicative of a physiological parameter of the patient along at least three vectors. 3. The method of claim 2, wherein the three vectors are selected from the group consisting of the following: a first vector defined between a first electrode of the lead and a second electrode of the lead, a second vector defined between the first electrode of the lead and an electrode integrated into an implantable pulse generator, and a third vector defined between the second electrode of the lead and the electrode integrated into the implantable pulse generator. 4. The method of claim 1, wherein the baroreflex modulation therapy comprises a plurality of therapy pulses configured to be delivered after a predetermined delay following an R-wave in the electrocardiogram. 5. A method comprising: causing a baroreflex modulation system to be manufactured and made available to a user, the baroreflex modulation system including an implantable pulse generator operably connected to a lead having at least one electrode; andproviding instructions recorded on a tangible medium to the user, the instructions: implanting the baroreflex modulation system into the patient such that the lead is implanted on or in a carotid sinus of the patient;causing the baroreflex modulation system to measure at least one signal indicative of a physiological parameter ... | CVRx, Inc. | A61B005/0402 A61B005/042 A61B005/053 A61B005/00 A61N001/36 A61N001/365 A61N001/368 A61N001/372
US09352209 | B2 | 2016-05-31 | Personal activity tracking system | 2014-01-27 | An activity tracking device is defined to detect and record movement of a person to which the activity tracking device is affixed. A secondary electronic device is defined separate from the activity tracking device. The secondary electronic device is defined to receive data from the activity tracking device regarding the detected and recorded movement of the person. A website is defined to communicate with connected devices including the secondary electronic device. The website is defined to provide a user account for the person. The website is defined to convey information regarding the detected and recorded movement of the person through the user account. | 1. A system, comprising: an activity tracking device defined to detect and record physical activity of a person to which the activity tracking device is affixed, the activity tracking device including circuitry configured to detect a first type of movement of the person and a second type of movement of the person, the activity tracking device including circuitry configured to distinguish the first type of movement of the person from the second type of movement of the person, the activity tracking device including circuitry configured to measure an amount of the first type of movement of the person and an amount of the second type of movement of the person, the activity tracking device including a plurality of visual indicators configured to indicate the amount of the first type of movement of the person and the amount of the second type of movement of the person; anda computer system configured to provide an application for execution on a secondary electronic device defined separate from the activity tracking device, the application defined to receive data from the activity tracking device regarding the amount of the first type of movement of the person and the amount of the second type of movement of the person as detected, distinguished, and measured by the activity tracking device, the application defined to operate in part based on the amount of the first type of movement of the person and the amount of the second type of movement of the person, the application defined to perform one or more actions associated with the first type of movement of the person over time, and the application defined to perform one or more actions associated with the second type of movement of the person over time. 2. A system as recited in claim 1, wherein the activity tracking device is connected to a band defined to be worn on a wrist of the person. 3. A system as recited in claim 2, wherein the activity tracking device is removable from the band. 4. A system as recited in claim 1, wherein the activity tracking device includes a motion detection device having circuitry for detecting movement of the activity tracking device. 5. A system as recited in claim 1, wherein the activity tracking device includes a display for visually conveying information regarding the detected and recorded physical activity of the person. 6. A system as recited in claim 5, wherein the plurality of visual indicators are part of the display. 7. A system as recited in claim 1, wherein the activity tracking device includes communication circuitry for communicating data regarding the detected and recorded physical activity of the person from the activity tracking device to the secondary electronic device. 8. A system as recited in claim 7, wherein the communication circuitry is defined to communicate data wirelessly to the secondary electronic device. 9. A system as recited in claim 7, wherein the communication circuitry is defined to communicate data through an electrical contact to... | Fibit, Inc. | A63B071/06 A61B005/11 A61B005/145 A61B005/00 G06Q030/02 G09F003/00 A63F013/20 G06F019/00 G07F017/32 A63B024/00
US10610228 | B2 | 2020-04-07 | Passive nasal peep devices | 2013-11-04 | Described herein are passive nasal respiratory devices, in particular, passive nasal respiratory devices configured to achieve positive end-expiratory pressure (PEEP) in a subject wearing the device. PEEP devices may have a threshold pressure for opening during expiration. These devices may include a flap valve that opens on inhalation nested with a spring valve that opens when exhalation pressure exceeds a predetermined threshold. The device may be configured to be comfortably worn by a sleeping subject. | 1. A nasal respiratory device for inducing positive end-expiratory pressure that is configured to be worn in communication with a subject's nose, the device comprising: a body region having an opening;a first passive airflow resistor in communication with the opening, wherein the first passive airflow resistor is configured to open during inhalation, and substantially close during exhalation;a second passive airflow resistor that is configured to open during exhalation from a closed position when expiratory pressure is greater than a non-zero threshold pressure, so that the second passive airflow resistor opens when the expiratory pressure across the second airflow resistor exceeds the threshold pressure for opening during expiration; anda holdfast configured to adhesively secure the device over, across or within one or both of a subject's nostrils without covering the subject's mouth. 2. The device of claim 1, wherein the first passive airflow resistor is a flap valve. 3. The device of claim 1, wherein the first passive airflow resistor is a plurality of flap valves. 4. The device of claim 1, wherein the second passive airflow resistor is nested relative to the first passive airflow resistor. 5. The device of claim 1, wherein the second passive airflow resistor includes a biasing element preventing opening below the threshold pressure. 6. The device of claim 5, wherein the biasing element is a spring. 7. The device of claim 1, wherein the holdfast is configured to secure the device over both of the subjects nostrils. 8. The device of claim 1, wherein the opening is formed through a housing. 9. The device of claim 8, wherein the housing houses the first passive airflow resistor and the second passive airflow resistor. 10. The device of claim 1, wherein the second passive airflow resistor comprises a piston member configured to be displaced when the expiratory pressure is above the threshold pressure. 11. The device of claim 1, wherein the threshold pressure is between about 1 cm H2O and about 20 cm H2O. 12. The device of claim 1, further comprising a nasal airflow monitor to measure nasal airflow. 13. The device of claim 12, wherein the nasal airflow monitor comprises a cannula attachment configured to couple to a nasal cannula. 14. The device of claim 1, wherein the holdfast includes a compliant material with an adhesive. 15. The device of claim 1, wherein the holdfast is configured to secure at least a portion of the body within the one or both of the subject's nostrils. 16. The device of claim 1, wherein the holdfast is configured to secure at least a portion of the body outside of the one or both of the subject's nostrils. 17. A nasal respiratory device for inducing positive end-expiratory pressure that is configured to be worn in communication with a subject's nose, the device comprising: a housing forming an opening and having a body region;a first airflow resistor within the housing and configured to open during inhalation ... | Theravent, Inc. | A61B017/12 A61B005/087 A61B005/097 A61M015/08 A61M016/06 A61M016/20 A61F005/08 A61F005/56
US11241192 | B2 | 2022-02-08 | System and method for predicting the viability of a body tissue in a patient, and measuring device used therein | 2012-07-04 | The invention relates to a system for predicting the viability of a body tissue in a patient. The system comprises a computing device, and a first pressure measuring device for measuring local perfusion pressure in the body tissue of the patient. This measuring device is connected to the computing device. A second pressure measuring device is provided for measuring the systemic perfusion pressure of the patient, said second pressure measuring device being connected to the computing device. A feedback indicator is connected to the computing device and is adapted to indicate the viability of the tissue calculated by the computing device on the basis of the measured local and systemic perfusion pressures. The invention also includes a method of predicting the viability of the body tissue and to the first pressure measuring device. | 1. A method of performing surgery on tissue within a patient, the method comprising: accessing selected body tissue within a patient having viable and non-viable portions of tissue;utilizing a system to ascertain a first portion of viable tissue of the selected body tissue and a second portion of viable tissue of the selected body tissue, the first portion of viable tissue being spaced apart from the second portion of viable tissue wherein the non-viable portion of tissue is disposed between the first portion of viable tissue and the second portion of viable tissue, the system comprising a first pressure measuring device having a clamp configured to clamp a portion of the selected body tissue and configured to measure local perfusion pressure in the clamped portion of the selected body tissue, a second pressure measuring device configured to measure systemic perfusion pressure of the patient, and a feedback indicator configured to indicate viability of the clamped portion of the selected body tissue based on a ratio between the measured local and system perfusion pressures, wherein utilizing the system comprises ascertaining the non-viable portion to be removed from the first portion of viable tissue to the second portion of viable tissue by clamping the first pressure measuring device to different portions of the selected body tissue until the first portion of viable tissue and the second portion of viable tissue are ascertained based on if the feedback indicator indicates a clamped portion of the selected body tissue is non-viable or viable;removing the non-viable portion of tissue between the first portion of viable tissue and the second portion of viable tissue; andconnecting the first portion of viable tissue to the second portion of viable tissue. 2. The method of claim 1, wherein the local perfusion pressure is measured simultaneously with measuring the systemic perfusion pressure. 3. The method of claim 2, wherein the local perfusion pressure is registered at a time local perfusion in the clamped portion of the selected body tissue stops or restarts. 4. The method of claim 1, wherein the local perfusion pressure is measured while clamping the clamped portion of the selected body tissue in the clamp and applying pressure with the clamp. 5. The method of claim 4, wherein a double layer of tissue is clamped in the clamp. 6. The method of claim 1, wherein the local perfusion pressure is measured through Laser Doppler measurements or pulsoxymetry. 7. The method of claim 1, wherein the systemic perfusion pressure is measured through an arterial line. 8. The method of claim 1, wherein the ratio is calculated by dividing the local perfusion pressure by the systemic perfusion pressure. 9. The method of claim 1, wherein connecting the first portion of viable tissue to the second portion of viable tissue is through anastomosis. 10. The method of claim 1 wherein the clamp comprises a clamp having two clamping members configured to clamp the ... | Veenhof Medical Devices B.V. | A61B005/00 A61B005/026 A61B005/0205 A61B005/0215 A61B005/022 A61B005/1455
US20140128738 | A1 | 2014-05-08 | SYSTEM AND METHODS FOR FORMING ULTRASOUND IMAGES | 2013-11-05 | Systems and methods for producing three-dimensional ultrasound images are disclosed herein. In one embodiment, ultrasound image data are acquired in discrete time increments at one or more positions relative to a subject. The image data is time stamped relative to an offset to a reference point. The image data is synchronized relative to the reference point and combined to form a loop of three dimensional images. | 1. An ultrasound imaging system, comprising: an ultrasound transducer;a transmit subsystem configured to generate ultrasound energy at frequencies of 20 MHz or greater;a receive subsystem configured to receive ultrasound echo data during a plurality of recurring physiological events, wherein the ultrasound echo data includes ultrasound data lines received from a first position and a second position;a detector configured to indicate the occurrence of the recurring physiological events in the subject; anda processor configured to execute one or more instructions, wherein the instructions include instructions for— combining ultrasound data lines received from the first position and received from the second position that were acquired at substantially the same time after an occurrence of the physiological event to produce three-dimensional image data representing movement of the subject; andforming, from the combined data, a synchronized loop of three-dimensional image frames showing movement of the subject. 2. The system of claim 1 wherein the detector is a signal processor configured to receive electrocardiogram (ECG) signals from the subject, wherein the signal processor is configured to analyze the ECG signals to detect at least a first peak, and wherein the first peak corresponds to the physiological event. 3. The system of claim 2 wherein the first peak corresponds to an R-wave. 4. The system of claim 1 wherein the instructions include instructions for— detecting a movement of the subject associated with respiration; anddiscarding ultrasound echo data received during the respiration movement. 5. The system of claim 1, further comprising a motor configured to move the transducer from the first position to at least the second position. 6. The system of claim 1 wherein the ultrasound transducer is an arrayed transducer. 7. The system of claim 6 wherein the three-dimensional image frames comprise ultrasound data lines from different positions in the subject, wherein ultrasound data lines from a position in the subject are received at a first time and a second time, and wherein ultrasound data lines from additional positions in the subject are received during the interval between the first time and the second time. 8. The system of claim 7 wherein the synchronized loop is formed from ultrasound echo data received during a time period less than or equal to twenty seconds. 9. The system of claim 8 wherein the synchronized loop comprises a frame rate of at least 200 frames per second, and a linear resolution greater than or equal to 256 lines. 10. The system of claim 7 wherein the instructions include instructions for— detecting a point having a first depth in at least one of the three-dimensional image frames; anddetermining the number of ultrasound data lines that can be acquired during the interval based on the first depth of the detected point. 11. A method of operating an ultrasound system to produce an ultrasound image, comprising: gene... | FUJIFILM VISUALSONICS, INC. | A61B008/00 A61B008/14 A61B005/113 A61B008/08 A61B005/0456
US20140128733 | A1 | 2014-05-08 | SYSTEMS AND METHODS FOR HEMODYNAMIC DETECTION OF CIRCULATORY ANOMALIES | 2013-12-09 | Systems and methods for detecting circulatory anomalies such as, for example, right-to-left cardiac and pulmonary shunts. A fluorescing indicator is injected into the bloodstream of a subject. An optical sensor is used to transcutaneously excite the indicator into fluorescence and to transcutaneously detect the fluorescence, and a relative concentration of the indicator is determined as a function of time. An indicator dilution curve is generated from the relative concentration readings, the curve shape is analyzed for the indication of a shunt and, if a shunt is detected, a ratiometric area under the curve analysis is performed and combined with a calculated cardiac output value to provide a shunt conductance value. A Valsalva maneuver may be performed as a part of the method. System embodiments may include a controller/monitor that monitors, times, cues and/or analyzes various steps of a shunt detection test. | 1. A method for detecting and quantifying a right-to-left cardiac and/or pulmonary shunt in a mammalian body, comprising: calculating the surface area of the body;calculating cardiac output using, among other things, the calculated surface area of the body;determining, as a function of time, the relative concentration of a fluorescing indicator introduced to and circulating within the blood stream of the body, by analyzing indicator fluorescence readings provided by a non-invasive sensor that is located along the skin surface of the body and both transcutaneously excites the indicator into fluorescence and transcutaneously detects said fluorescence;generating, using the determined indicator concentrations, an indicator dilution curve with a recirculation component excluded therefrom;calculating the area under a normal portion of the dilution curve;calculating the area under a premature peak in the dilution curve if such a peak exists;identifying the existence of a right-to-left shunt if the area under a premature peak in the dilution curve is determined to be non-zero; andif a shunt is identified, calculating the shunt flow rate (shunt conductance) by performing a ratiometric analysis of the area under the premature peak in the dilution curve to the area under the normal portion of the dilution curve, and multiplying the result of said analysis by the calculated cardiac output value. 2. The method of claim 1, wherein when a shunt is identified, indicating to a user the presence of a shunt along with a corresponding shunt conductance value. 3. The method of claim 1, wherein the surface area of the body (BSA) is calculated using the formula BSA=((H*W)/3131)1/2, and where H=the height of the body and W=the weight of the body. 4. The method of claim 3, wherein cardiac output (CO) is calculated using the formula CO=SI*HR*BSA, and where SI=a known Stroke Index value, and HR=a measured heart rate of the body. 5. The method of claim 1, wherein the sensor is an optical sensor having two or more photon sources independently paired with a like number of corresponding photon detectors. 6. The method of claim 5, wherein the source/detector pairs are serially activated. 7. The method of claim 5, wherein the sensor is placed on an auricle portion of the ear of the body, with the photon sources located on one side of the ear and the corresponding photon detectors located on an opposite side of the ear. 8. The method of claim 1, further comprising causing, subsequent to the introduction of the fluorescent indicator into the blood stream, a temporary reversal of a normal pressure differential that exists between the right and left atria of a heart of the body. 9. The method of claim 1, further comprising detecting and quantifying multiple right-to-left shunts by identifying multiple premature peaks in the dilution curve, performing a ratiometric analysis of the area under each premature peak in the dilution curve to the area under the entire remainder of t... | CARDIOX CORPORATION | A61B005/0275 A61B005/00
US09014784 | B2 | 2015-04-21 | Reconfigurable MRI-guided surgical apparatus | 2012-11-06 | Apparatus associated with improved magnetic resonance imaging (MRI) guided needle biopsy procedures (e.g., breast needle biopsy) are described. One example apparatus includes a support structure configured to support a patient in a face-down prone position where a breast of the patient is positioned in a first free hanging pre-imaging position. The example apparatus includes an immobilization structure configured to reposition the breast into an immobilized position suitable for MRI and for medical instrument access. The immobilization structure may include a biopsy plate, a pressure plate, and MRI coils. The MRI coils are configured to be repositioned from a first position associated with the free hanging pre-imaging position to a second position associated with the immobilized position to facilitate improving the signal to noise ratio associated with signal received from the breast through the MRI coils. The biopsy plate is removable without removing either of the MRI coils. | 1. An inner assembly for use with a breast coil in a magnetic resonance imaging (MRI) guided medical procedure on a patient's breast, the inner assembly comprising: a side coil configured to participate in MRI of the breast;a medical instrument guidance assembly configured to contact the breast, the medical instrument guidance assembly being configured to be inserted into and removed from the inner assembly without removing the side coil from the inner assembly, the medical instrument guidance assembly being a biopsy block, the biopsy block being configured to hold a needle positioning block;a brace assembly configured to contact the breast; anda guide configured to movably and lockably position the medical instrument guidance assembly, the side coil, and the brace assembly in both an imaging mode and a biopsy mode,the medical instrument guidance assembly, the side coil, and the brace assembly being movably engaged to the guide,the guide being configured with a connector for removably attaching the medical instrument guidance assembly to the inner assembly,the guide being configured for positioning the medical instrument guidance assembly on a first side of the breast and for positioning the brace assembly on a second, opposing side of the breast to facilitate applying to the breast a force sufficient to hold the breast against the medical instrument guidance assembly in a fixed spatial relationship having a desired tolerance during the MRI-guided medical procedure,the guide being configured to control and allow movement of the side coil from a first position to a second position, where a signal received from the breast by the side coil in the first position during the MRI-guided surgical procedure yields a first signal to noise ratio (SNR), and where a signal received from the breast by the side coil in the second position during the MRI-guided surgical procedure yields a second, higher SNR,the guide being configured with a hinge configured to control and allow movement of the side coil to a third position, where the third position provides access to the medical instrument guidance assembly for a medical instrument configured to be inserted into the breast through the medical instrument guidance assembly, the medical instrument being a needle suitable for performing a needle biopsy,the guide being configured with a rotation point configured to control and allow movement of the brace assembly from a first position used for bilateral imaging to a second position used for unilateral imaging,where the needle positioning block controls, at least in part, a position and direction of travel of the medical instrument during the biopsy mode. 2. The inner assembly of claim 1, the brace assembly comprising a second medical instrument guidance assembly and a second side coil. 3. The inner assembly of claim 1, the side coil being configured to generate radio frequency (RF) energy to be applied to the breast during the MRI-guided medical procedure. 4. The ... | - | A61B005/05 A61B005/055 A61B010/02 A61B005/00 A61B019/00
US08728000 | B2 | 2014-05-20 | Method and device for carrying out a signal-processing viewing of a measurement signal that is correlated to the respiratory activity of an individual | 2010-04-12 | The invention relates to a method and device for carrying out a signal-processing viewing of a measurement signal that is correlated with the respiratory activity of an individual, for example, of a measurement signal that is correlated with the respiratory gas. The aim of the invention is to provide solutions with which an improved electronic analysis of the signals that are representative with regard to respiratory activity can be achieved. To this end, the invention provides that viewing results are obtained within the scope of a signal-processing viewing of said measurement signal and make a differentiation between obstructive and central respiratory disorders possible. The viewing results are determined, in particular, while taking into account changes of selected breathing characteristics such as, for example, the change in the ratio of inhalation time to exhalation time. | 1. A method of detecting sleep-related breathing disorders in a pressure regulating device, the method comprising: measuring a signal indicative of respiratory activity;detecting an inspiration time and an expiration time of each breath for successive breaths from the signal indicative of respiratory activity;determining a ratio of the inspiration time to the expiration time for each said breath; andanalyzing, using the pressure regulating device, variation in the ratio to determine whether a sleep-related breathing disorder has occurred or is occurring,wherein the inspiration time and expiration time are both durations of time. 2. The method of claim 1, wherein the variation in the ratio is further used to determine whether the breathing disorder was caused obstructively and whether the breathing disorder was caused centrally. 3. The method of claim 1, further comprising generating an evaluation signal that provides information as to whether imminent or already existing breathing disorders are (1)caused obstructively and/or (2) caused centrally, based on analysis of the change with respect to time of said ratio. 4. The method of claim 1, further comprising generating evaluation results that provide information as to whether a breathing disorder phase is imminent from a comparative evaluation of successively occurring changes in properties of a derivative. 5. The method of claim 4, wherein the derivative is a first derivative of respiratory gas flow in a region of a breathing phase change. 6. The method of claim 1, further comprising classifying a change in the duration of the inspiration time with respect to the expiration time as being indicative of an imminent obstruction in the upper respiratory tracts. 7. The method of claim 1, further comprising extracting evaluation results for an existing or imminent disturbance phase from comparative analysis of successively occurring changes in properties of derivatives of or within respiratory cycles. 8. The method of claim 7, wherein the derivatives correspond to a first derivative of respiratory gas flow in a region of a breathing phase change. 9. The method of claim 1, wherein the analyzing variation in the ratio is directed to a beginning portion of an inspiration cycle and/or to an end portion of the inspiration cycle. 10. The method of claim 1, further comprising analyzing a curve shape during the inspiration time. 11. The method of claim 10, further comprising calculating an average gradient in simple form for intervals that extend over a predetermined percentage of a time duration of a respective breathing phase. 12. The method of claim 10, further comprising variably calculating a gradient at a phase change within a window over the inspiration time. 13. The method of claim 1, further comprising performing trend analysis based on the nature and constitution of breathing drive. 14. The method of claim 13, further comprising performing the trend analysis based on one or more of the f... | Resmed R&D Germany GmbH | A61B005/08
US08715180 | B2 | 2014-05-06 | Medical data management system and process | 2012-04-26 | Systems and processes for managing data relating to one or more medical or biological conditions of a plurality of subjects (such as patients) over a wide area network, such as the Internet, may be employed for diabetes subjects or subjects with other medical conditions requiring monitoring and/or treatment over time. Such systems and processes provide various functions for several types of users, including patients or subject-users, healthcare provider-users and payor entity-users and combinations thereof, which allow for improved treatment and medical data management of individual subjects and groups of subjects and which allow collection and analysis of aggregate data from many subject sources, for improving overall healthcare practices of providers and subjects (e.g., patients). | 1. A system for managing medical data on a wide area communication network, the system comprising: a communication module configured to receive medical data from a plurality of subject support devices, wherein each subject support device in the plurality of subject support devices is associated with a subject from a plurality of subjects;a parsing module configured to store received medical data in a data storage system having a first storage area and a second storage area separate from the first storage area, including storing the medical data having individual identifiers that identify any subject in the first storage area and storing the medical data that is free of individual identifiers in the second storage area; anda database module configured to provide controlled access to stored medical data in the first storage area for the authorized users, but not for the other users, wherein the authorized users include a plurality of healthcare entities each of whom provide healthcare related services to one or more but not all of the subjects in the plurality of subjects, and wherein each authorized healthcare entity in the plurality of healthcare entities has access to the medical data stored in the first storage area associated with the one or more subjects serviced by the authorized healthcare entity but not to data stored in the first storage area associated with one or more subjects who are not serviced by the authorized healthcare entity, andthe database module further configured to provide controlled access to stored medical data in the second storage area for the authorized users and the other users, wherein each authorized healthcare entity has access to the medical data stored in the second storage area associated with the plurality of subjects including subjects serviced by other healthcare entities, wherein the communication module and the parsing module are executed in a single server associated with the system. 2. A system as recited in claim 1, wherein the at least one server is configured to communicate with subject-users and healthcare provider-users, wherein each subject-user designates at least one healthcare provider-user as an authorized user: wherein receiving medical data from at least one subject support device comprises receiving medical data having individual identifiers associated with a subject user who is using the subject support device;wherein providing controlled access to stored medical data in the first storage area comprises providing the authorized user designated by the subject user with access to medical data having individual identifiers associated with the subject-user. 3. A system as recited in claim 2, the at least one server being further configured for inhibiting access to stored medical data in the first storage area by other users that are not authorized users. 4. A system as recited in claim 1, wherein storing received medical data that is free of individual identifiers in the second storage area c... | Medtronic MiniMed, Inc. | A61B005/00 G06F019/00
US08718743 | B2 | 2014-05-06 | Methods for single-pass volumetric bidirectional blood flow imaging spectral domain optical coherence tomography using a modified hilbert transform | 2009-04-24 | The present subject matter relates to in vivo volumetric bidirectional blood flow imaging using single-pass flow imaging spectral domain optical coherence tomography. This technique uses a modified Hilbert transform algorithm to separate moving and non-moving scatterers within a depth. The resulting reconstructed image maps the components of moving scatterers flowing into and out of the imaging axis onto opposite image halfplanes, enabling volumetric bidirectional flow mapping without manual segmentation. | 1. A method for single-pass flow imaging using a spectral domain optical coherence tomographic (SDOCT) device, comprising: (a) producing interferometric signals from an SDOCT device, the interferometric signals containing moving scatterer data and non-moving scatterer data;(b) separating the moving scatterer data from the non-moving scatterer data in the interferometric signals using a Hilbert transform having a frequency shifted filter function; and(c) producing a flow image of the moving scatterer data. 2. The method of claim 1, wherein producing interferometric signals comprises producing a series of A-scans of an object to be imaged and combining the series of A-scans to form a B-scan. 3. The method of claim 2, wherein producing a series of A-scans comprises laterally oversampling of A-scans. 4. The method of claim 1, wherein producing interferometric signals comprises producing interferometric signals from commonpath SDOCT device configurations. 5. The method of claim 1, wherein the moving scatterer data comprises positive and negative flow data, and producing a flow image comprises producing separate positive and negative flow images from the positive and negative flow data. 6. The method of claim 5, further comprising combining the positive and negative flow images to create a bidirectional flow map. 7. The method of claim 5, wherein producing interferometric signals from an SDOCT device comprises producing a series of A-scans of an object to be imaged and combining the series of A-scans to form a single B-scan that contains the moving scatterer data comprising the positive and negative flow data that is used to produce the separate positive and negative flow images. 8. The method of claim 1, wherein producing a flow image comprises producing a velocity-resolved flow image. 9. The method of claim 1, wherein using the Hilbert transform comprises applying a Heaviside function to isolate the moving scatterer data. 10. The method of claim 1, wherein using the Hilbert transform comprises using a Gaussian window to isolate the moving scatterer data. 11. The method of claim 1, wherein using the Hilbert transform comprises: applying a lateral Fourier transform to the interferometric signals to yield spatial frequencies of the moving scatterer data and the non-moving scatterer data;applying a Heaviside function that is frequency-shifted outside of a structural bandwidth of the spatial frequencies of the moving scatterer data and the non-moving scatterer data to obtain results that include isolated moving scatterer data; andapplying an inverse Fourier transform to the results of the application of the Heaviside function. 12. The method of claim 1, wherein producing interferometric signals from an SDOCT device comprises producing interferometric signals from an SDOCT device without using a spatial frequency modulation. 13. A method for single-pass blood flow imaging, comprising: (a) emitting a light from a light source;(b) splitting the l... | Duke University | A61B005/00
US08715621 | B2 | 2014-05-06 | Radical polarizing agents for dynamic nuclear polarization | 2012-03-15 | The present invention provides a variety of radicals, which are useful as polarizing compounds. Exemplary radicals are represented by compounds of Structural Formulae (I), (II), (III) and (IV) as described herein. | 1. A compound represented by structural Formula (I):wherein:each R is independently —R′, —OR′, —SR′, halogen, —CN, —NO2, —NR′R″, polyethyleneglycol —COOR′, —OCOR′, —CONR′R″, or —NR′COR″, ortwo R on adjacent carbon atoms taken together are Z1-Z5 are each independently —SO2X, —SO3X or —SO2NR′R″;R′ and R″ are independently —H, an optionally substituted alkyl or an optionally substituted aryl;X is a cation;a1, b1, c1 and d1 are each integers from 0 to 4, wherein the sum of a1, b1, c1and d1 is one or greater;a2, b2, c2 and d2 are each independently integers from 0 to 4;e1 and e2 are each independently an integer from 0 to 5; andj and k are independently integers from 0 to 2. 2. The compound of claim 1, wherein Z1-Z5 are each independently —SO3X. 3. The compound of claim 2, wherein X includes H+, NR′R″R′″R″″, Ag+, Ca2+, Ba2+, Li+, Na+ or K+ or a combination thereof and wherein R′, R″R′″ and R″″ are each independently —H, an optionally substituted alkyl or an optionally substituted aryl. 4. A pharmaceutical composition comprising a compound of claim 3 and a pharmaceutically acceptable carrier. 5. The compound of claim 1, wherein the compound is represented by Structural Formula (Ia): 6. A pharmaceutical composition comprising a compound of claim 2 and a pharmaceutically acceptable carrier. 7. A method comprising polarizing an unpaired electron spin in a compound of claim 3. 8. A method comprising polarizing an unpaired electron spin in a compound of claim 5. 9. The compound of claim 5, wherein e1 is 1. 10. A pharmaceutical composition comprising a compound of claim 9 and a pharmaceutically acceptable carrier. 11. A method comprising polarizing an unpaired electron spin in a compound of claim 9. 12. The compound of claim 5, wherein e1 is 0. 13. A pharmaceutical composition comprising a compound of claim 12 and a pharmaceutically acceptable carrier. 14. A method comprising polarizing an unpaired electron spin in a Compound of claim 12. 15. The compound of claim 5, wherein R is —COOR′, a halogen or a fluoroalkyl. 16. A pharmaceutical composition comprising a compound of claim 15 and a pharmaceutically acceptable carrier. 17. A method comprising polarizing an unpaired electron spin in a compound of claim 15. 18. The compound of claim 5, wherein the sum of a1, b1, c1, d1 and e1 is from 2 to 7. 19. The compound of claim 18, wherein the compound is: 20. A pharmaceutical composition comprising a compound of claim 19 and a pharmaceutically acceptable carrier. 21. A method comprising polarizing an unpaired electron spin in a compound of claim 19. 22. A pharmaceutical composition comprising a compound of claim 18 and a pharmaceutically acceptable carrier. 23. A method comprising polarizing an unpaired electron spin in a compound of claim 18. 24. A pharmaceutical composition comprising a compound of claim 5 and a pharmaceutically acceptable carrier. 25. A method comprising polarizing an unpaired electron spin in a compound of claim 2. 26. ... | Massachusetts Institute of Technology | A61B005/055 C07D257/08
US08731636 | B2 | 2014-05-20 | Diagnostic method for detection of fluid changes using shielded transmission lines as transmitters or receivers | 2013-01-18 | A diagnostic system for monitoring changes in a medium is disclosed. The system includes a transmitter configured to generate and transmit a time-varying magnetic field into a medium responsive to a first signal. The system also includes a receiver positioned on an opposite side of the medium from the transmitter and configured to generate a second signal responsive to a received magnetic field at the receiver. The system also includes a processing unit configured to determine a phase shift between the transmitted magnetic field and the received magnetic field for a plurality of frequencies of the transmitted time-varying magnetic field. | 1. A diagnostic method for monitoring changes in a fluid medium in a patient's head, the method comprising: positioning a transmitter at a first location on or near the patient's head, wherein the transmitter is configured to generate and transmit a time-varying magnetic field into a fluid medium in the patient's head responsive to a first signal;positioning a receiver at a second location on or near the patient's head on an opposite side of the fluid medium from the transmitter and configured to generate a second signal responsive to a received magnetic field at the receiver;transmitting from the transmitter a time-varying magnetic field into the fluid medium in the patient's head in response to the first signal;receiving at the receiver the transmitted magnetic field;generating with the receiver the second signal responsive to the received magnetic field; anddetermining, using a processing unit coupled with at least the receiver, a phase shift between the transmitted magnetic field and the received magnetic field for a plurality of frequencies of the transmitted time-varying magnetic field;wherein at least one of the transmitter or the receiver comprises a shielded transmission line, and wherein the shielded transmission line comprises a strip line on a printed circuit board coupled between two grounded planes, the shielded transmission line has a loop shape, and the shielded transmission line has a lowest natural resonant frequency above 200 MHz. 2. The diagnostic method of claim 1, wherein the shielded transmission line comprises a first conductor that at least partially encloses a second conductor, and the second conductor provides an output signal responsive to a varying magnetic field. 3. The diagnostic method of claim 2, wherein the first conductor forms a Faraday cage around the second conductor. 4. The diagnostic method of claim 1, further comprising a plurality of vias between the two grounded planes. 5. The diagnostic method of claim 1, wherein the loop shape of the shielded transmission line has a diameter of approximately one inch. 6. The diagnostic method of claim 1, wherein the shielded transmission line comprises a single turn loop. 7. The diagnostic method of claim 1 wherein the shielded transmission line comprises a first loop positioned in a first layer of a printed circuit board, and wherein at least one of the transmitter or the receiver further comprises a second loop positioned in a second layer of the printed circuit board and formed using strip line, wherein leads from both the first and second loops are coupled to a differential amplifier. 8. The diagnostic method of claim 7, wherein the printed circuit board further comprises a plurality of grounded shielding planes positioned above and below the shielded transmission line in the printed circuit board. 9. The diagnostic method of claim 8, wherein the grounded shielding planes each define a circular void, with an internal diameter of the circular void being smal... | Cerebrotech Medical Systems, Inc. | A61B005/05
US08725235 | B2 | 2014-05-13 | Method for planning a surgical procedure | 2012-03-13 | A method and system for identifying a portion of an image data is disclosed. The image data can include image data of an anatomy, such as a brain of a patient. The identified portion can be used for planning a procedure. The identified portions can include anatomical landmarks that can be used to determine anatomical targets of the patient. The plan can include a path or trajectory to reach the anatomical target. | 1. A method of identifying at least a portion of a brain of a patient, comprising: obtaining image data of the brain that includes a plurality of image slices spaced apart;defining an axis relative to the brain in the plurality of image slices;executing instructions with a computer system to: determining and segmenting a third ventricle in obtained image data of the brain of the patient;after determining the third ventricle, determining a skeletonized line within the determined and segmented third ventricle in the plurality of image slices, including calculating a slope angle of the skeletonized line for ventricle interpretations in the each slice of the plurality of image and rotating the skeletonized line in each of the plurality of image slices to align the skeletonized line and the plurality of image slices and determining an axial plane through the plurality of image slices;after aligning the plurality of image slices, determine an anterior commissure as a portion of the image data that includes at least one pixel and/or voxel anterior to the determined third ventricle, anddetermine a posterior commissure as a portion of the image data that includes at least one pixel and/or voxel dorsal to a region where a cerebral aqueduct enters the determined third ventricle; andafter determining the anterior commissure and determining the posterior commissure, determining an anatomical target based upon the determined anterior commissure and the determined posterior commissure;wherein the anatomical target is visually relatively indistinguishable from surrounding structures in the obtained image data. 2. The method of claim 1, wherein determining the anatomical target includes determining a location of the anatomical target relative to the location of the anterior commissure and the location of the posterior commissure. 3. The method of claim 2, further comprising: navigating an instrument to the location of the anatomical target in the patient. 4. The method of claim 3, wherein navigating the instrument to the location of the anatomical target in the patient includes: determining an entry region into the anatomy to reach the determined anatomical target;determining a planned path through at least a portion of the brain of the patient to reach the determined anatomical target; anddisplaying the determined planned path on a display device. 5. The method of claim 4, further comprising: tracking a location of the instrument; anddisplaying an instrument icon illustrating the location of the instrument relative to at least the displayed determined planned path on the display device. 6. The method of claim 1, wherein the obtained image data is obtained from a computer memory system. 7. The method of claim 1, wherein determining and segmenting the third ventricle includes executing instructions with the computer system to segment the third ventricle in each of the image slices of the obtained image data. 8. The method of claim 7, wherein executing instr... | Medtronic, Inc. | A61B005/05
US09042971 | B2 | 2015-05-26 | Biometric monitoring device with heart rate measurement activated by a single user-gesture | 2014-01-13 | A biometric monitoring device measuring various biometric information is provided that allows the person to take and/or display a heart rate reading by a simple user interaction with the device, e.g., by simply touching a heart rate sensor surface area or moving the device in a defined motion pattern. Some embodiments of this disclosure provide biometric monitoring devices that allow a person to get a quick heart rate reading without removing the device or interrupting their other activities. Some embodiments provide heart rate monitoring with other desirable features such as feedback on data acquisition status. | 1. An apparatus comprising: one or more biometric sensors comprising a heart rate sensor;an activator of the heart rate sensor;a heart rate sensor surface area through which the heart rate sensor can collect heart rate data from a user;an activator surface area through which the activator can receive activation signals from the user;at least one processor; anda memory,wherein: the one or more biometric sensors, the activator, the at least one processor, and the memory are communicatively connected, andthe memory stores computer-executable instructions for controlling the at least one processor to cause the heart rate sensor to: start collecting heart rate data through the heart rate sensor surface area in response to the activator receiving an activation signal through the activator surface area caused by a single user-gesture; andautomatically stop collecting heart rate data when a heart rate reading of a predetermined level of heart rate data quality is obtained and remain in a state that does not collect heart rate data until another activation signal caused by a new user-gesture is received without requiring further user-gestures in addition to the single user-gesture. 2. An apparatus comprising: one or more biometric sensors comprising an optical heart rate sensor;an activator of the optical heart rate sensor;a heart rate sensor surface area through which the heart rate sensor can collect heart rate data from a user;an activator surface area through which the activator can receive activation signals from the user;a feedback mechanism;at least one processor; anda memory,wherein: the optical heart rate sensor, the activator, the at least one processor, and the memory are communicatively connected, and the memory stores computer-executable instructions for controlling the at least one processor to: cause the optical heart rate sensor to start collecting heart rate data through the heart rate sensor surface area in response to the activator receiving an activation signal through the activator surface area caused by a single user-gesture, andprovide user feedback, through the feedback mechanism, with reference to the collected heart rate data without requiring further user-gestures in addition to the single user-gesture. 3. The apparatus of claim 2, further comprising an altimeter communicatively connected with the heart rate sensor, the activator, the at least one processor, and the memory, wherein the memory further stores computer-executable instructions for controlling the at least one processor to obtain altitude data from the altimeter. 4. The apparatus of claim 2, wherein the heart rate sensor only collects data when the single user-gesture is occurring and only from a body part of the user used to provide the single user-gesture. 5. The apparatus of claim 4, wherein the heart rate sensor surface area and the activator surface area are arranged on a substantially flat plane, thereby allowing a single body part of a user to simultaneous... | Fitbit, Inc. | A61B005/04 A61B005/024 A61B005/11 A61B005/00 H04L029/08 H04W004/00 A61B005/0205 H04W084/12
US09392967 | B2 | 2016-07-19 | User interface and method to discover hearing sensitivity of user on smart phone | 2013-10-17 | Employing outputted tones on a client device and/or headset is facilitated to identify hearing sensitivity of a user for both ears at various frequency bands and provide an indication of the users hearing sensitivity as compared to a normal hearing curve of a plurality of users on the same client device and/or headset or differing client devices and/or headsets. | 1. A method, comprising: outputting, by a device including a processor, a tone corresponding to a currently selected frequency band to a currently selected ear at a signal level of a first predetermined value; adjusting, by the device, the signal level of the outputted tone in a first direction at a granularity level until receiving a first input, wherein the first direction is one of increasing or decreasing, wherein the first input indicates hearing of the outputted tone by a user if the first direction is increasing or the first input indicates not hearing of the outputted tone by the user if the first direction is decreasing, and receiving, by the device, the first inputs adjusting, by the device, the signal level of the outputted tone in a second direction at a finer granularity level than the granularity level in the first direction until receiving a second input, wherein the second direction is opposite the first direction, wherein the second input indicates hearing of the outputted tone by the user if the second direction is increasing or the second input indicates not hearing of the outputted tone by the user if the second direction is decreasing, and receiving, by the device, the second input; repeating, by the device, at least one of the adjusting the signal level of the outputted tone in the first direction and the receiving the first input or the adjusting the signal level of the outputted tone in the second direction and the receiving the second input until a predetermined number of changes in direction has occurred, wherein at each change in direction the granularity level is made finer than an immediately preceding direction; and recording, by the device, a current signal level of the outputted tone for the currently selected frequency band and the currently selected ear in a hearing sensitivity testing results record. 2. The method of claim 1, further comprising receiving, by the device, a frequency band selection input indicating selection of the currently selected frequency band. 3. The method of claim 1, further comprising receiving, by the device, an ear selection input indicating selection of the currently selected ear. 4. The method of claim 1, wherein the predetermined number of changes in direction is greater than three. 5. The method of claim 1, further comprising: receiving, by the device, another frequency band selection input indicating selection of the another frequency band; outputting, by the device, another tone corresponding to the other frequency band to the currently selected ear at another signal level of a second predetermined value; adjusting, by the device, the other signal level of the outputted other tone in the first direction at the granularity level until receiving the first input, and receiving, by the device, the first inputs; adjusting, by the device, the other signal level of the outputted other tone in the second direction at the finer granularity level than the granularity level in the first ... | BITWAVE PTE LTD. | A61B005/12 A61B005/00
US09351681 | B2 | 2016-05-31 | One repetition maximum (1RM) estimating apparatus and method | 2013-11-18 | A one repetition maximum (1RM) estimating apparatus includes a potential signal receiving unit configured to receive a potential signal of a muscle from a sensor attached to a user, and a 1RM estimating unit configured to estimate a 1RM of the user based on the potential signal. | 1. An apparatus for estimating a one repetition maximum (1RM), the apparatus comprising: a potential signal receiving unit configured to receive a potential signal of a muscle from an electromyography (EMG) sensor attached to a user; anda 1RM estimating unit configured to estimate a 1RM of the user based on the potential signal. 2. The apparatus of claim 1, wherein the 1RM estimating unit comprises: an envelope determining unit configured to determine an envelope of amplitudes of the potential signal;a frequency spectrum determining unit configured to determine a mean frequency of a frequency spectrum of the potential signal; anda gradient determining unit configured to determine a gradient based on the envelope and the mean frequency of the frequency spectrum. 3. The apparatus of claim 2, wherein the envelope determining unit is further configured to determine the envelope based on an absolute value of the potential signal. 4. The apparatus of claim 2, wherein the frequency spectrum determining unit is further configured to determine the mean frequency of the frequency spectrum based on the potential signal sampled at predetermined intervals based on a maximum value of the envelope. 5. The apparatus of claim 2, wherein the gradient determining unit is further configured to determine the gradient based on a plurality of feature points in the mean frequency of the frequency spectrum corresponding to peaks of the envelope. 6. An apparatus for estimating a one repetition maximum (1RM), the apparatus comprising: an electromyography (EMG) sensing unit configured to sense a potential signal of a muscle of a user; anda 1RM estimating unit configured to estimate a 1RM of the user based on the potential signal. 7. The apparatus of claim 6, wherein the 1RM estimating unit comprises: an envelope determining unit configured to determine an envelope of amplitudes of the potential signal;a frequency spectrum determining unit configured to determine a mean frequency of a frequency spectrum of the potential signal; anda gradient determining unit configured to determine a gradient based on the envelope and the mean frequency of the frequency spectrum. 8. The apparatus of claim 7, wherein the envelope determining unit is further configured to determine the envelope based on an absolute value of the potential signal. 9. The apparatus of claim 7, wherein the frequency spectrum determining unit is further configured to determine the mean frequency of the frequency spectrum based on the potential signal sampled at predetermined intervals based on a maximum value of the envelope. 10. The apparatus of claim 7, wherein the gradient determining unit is further configured to determine the gradient based on a plurality of feature points in the mean frequency of the frequency spectrum corresponding to peaks of the envelope. 11. A method of estimating a one repetition maximum (1RM), the method comprising: receiving a potential signal of a muscle from an electromyogr... | Samsung Electronics Co., Ltd. | A63B024/00 A61B005/22 A61B005/0488 A61B005/00
US09757057 | B2 | 2017-09-12 | Dry insertion and one-point in vivo calibration of an optical analyte sensor | 2013-11-06 | Disclosed are embodiments that relate to the deployment of a glucose sensor comprising an optical fiber into a physiological fluid, wherein the optical fiber has disposed along a distal region thereof a chemical indicator system comprising a fluorophore and a glucose binding moiety immobilized within a hydrogel, wherein the components of the chemical indicator system are in a dry state before deployment. Also disclosed is a one-point in vivo calibration of the chemical indicator system based on an independently measured glucose concentration. | 1. A method for monitoring glucose concentration in a physiological fluid in a patient, comprising: providing a sensor comprising an equilibrium fluorescence chemical indicator system immobilized in a hydrogel disposed along a distal region of an optical fiber, wherein the hydrogel comprising the immobilized chemical indicator system is in a dry state;deploying the distal region of the optical fiber in the physiological fluid, wherein the hydrogel with immobilized chemical indicator system disposed along the distal region of the optical fiber is deployed in a dry state;allowing the hydrogel with immobilized chemical indicator system to hydrate in vivo in the physiological fluid;after in vivo hydration, performing an in vivo calibration of the fluorescent response of the immobilized chemical indicator system against an independently measured glucose concentration in the physiological fluid; andmonitoring the glucose concentration in the physiological fluid after calibration. 2. The method of claim 1, wherein the chemical indicator system comprises a fluorophore having acid and base forms. 3. The method of claim 2, wherein the in vivo calibration is corrected based on an estimated pH of the physiological fluid. 4. The method of claim 3, wherein the pH of the physiological fluid is estimated based on a ratio of fluorescent emissions from the acid and base forms of the fluorophore. 5. The method of claim 1, further comprising measuring the temperature of the physiological fluid. 6. The method of claim 5, wherein the in vivo calibration is corrected based on the measured temperature of the physiological fluid. 7. The method of claim 1, wherein the hydrogel is hydrated for at least about 10 minutes. 8. The method of claim 1, wherein the hydrogel is hydrated for approximately 1-2 hours. 9. The method of claim 1, further comprising performing a factory calibration of the chemical indicator system against a known glucose solution and storing the factory calibration data. 10. The method of claim 1, wherein the in vivo calibration comprises applying the equation: G=M*Ln(Glu)+B wherein G is a fluorescence intensity of the chemical indicator system, Glu is the glucose concentration in the physiological fluid, M is the slope of the straight line approximation at calibration, and B is the intercept of the straight line approximation at calibration;wherein G is adjusted by a calibration factor to take into account pH using the equationCALglu=Glucalexp⁡(Ln⁡(glucalc))wherein CALgul is the calibration factor, Glucal is the value of the independently measured glucose concentration of the physiological sample, and Ln(glucalc) is the natural logarithm of the independently measured glucose concentration of the physiological sample. 11. The method of claim 1, wherein the in vivo calibration comprises applying the equation: G=M*Ln(Glu)+B wherein G is a fluorescence intensity of the chemical indicator system, Glu is the glucose concentration in the physiological... | MEDTRONIC MINIMED, INC. | A61B005/1455 A61B005/145 A61B005/1459 A61B005/1473 A61B005/1495
US08734344 | B2 | 2014-05-27 | On-body medical device securement | 2011-05-29 | Devices and methods for maintaining a medical device on-body are provided. Embodiments include medical device securement systems having first and second on-body securement elements. Also provided are systems and kits for use maintaining a medical device on-body. | 1. An on-body securement element for maintaining a medical device on a skin surface, the element comprising: a non-adhesive backing having a first surface and a second surface;an adhesive disposed on at least a portion of the first surface of the non-adhesive backing forming an adhesive portion and a non-adhesive portion on the first surface of the non-adhesive backing, the non-adhesive portion positionable over a medical device and sized and configured so that the medical device is not contacted with the adhesive portion when the non-adhesive portion is positioned over the medical device;a release liner system comprising at least one removable release liner adjacent the adhesive; anda removable casting layer adjacent the second surface of the non-adhesive backing; wherein the non-adhesive portion comprises an opening, and wherein a transparent shield covers the opening. 2. The securement element of claim 1, wherein the adhesive portion is opaque. 3. The securement element of claim 1, wherein the non-adhesive portion comprises a pouch. 4. The securement element of claim 1, wherein the adhesive portion is configured for adherence to an adhesive patch on which the medical device is positioned. 5. The securement element of claim 1, wherein the release liner system comprises a plurality of removable release liners. 6. The securement element of claim 1, wherein the medical device includes one of a control unit, an RF receiver unit, a data monitoring device, an infusion device, or a remote control unit. 7. An on-body securement system for maintaining a continuous analyte monitoring system control unit on a skin surface, the system comprising: a continuous analyte monitoring system control unit, the continuous analyte monitoring system control unit having a housing and a sensor extending from the housing;a mounting unit having top surface, a bottom surface, an opening therethrough, a support structure located on the top surface, and a positioning structure located on the top surface, wherein the top surface is configured to receive the continuous analyte monitoring system control unit, the bottom surface is covered with an adhesive to adhere to the skin surface, the opening is configured to pass at least a portion of the sensor through the mounting unit and under the skin surface, the support structure is configured for holding the sensor in place and against conductive contacts of the continuous analyte monitoring system control unit, and the positioning structure is configured for facilitating positioning of the sensor; anda securement element configured to be positionable over at least a portion of the mounting unit and the continuous analyte monitoring system control unit, wherein the securement element comprises: a non-adhesive backing having a first surface and a second surface;an adhesive disposed on at least a portion of the first surface of the non-adhesive backing forming an adhesive portion and a non-adhesive portion on the first surfac... | Abbott Diabetes Care Inc. | A61B005/00
US08727980 | B2 | 2014-05-20 | Umbilical probe system | 2011-03-10 | An umbilical probe sensing system is described which includes an automated system for accurately obtaining physiological information from an infant in real time. The system may also automatically guide a healthcare provider with a recommended course of treatment for infant resuscitation based on the detected and monitored physiological data. Moreover, the automated system may also provide a real time record of the infant's physiological parameters and resuscitation treatment performed by a healthcare team. | 1. A method for treating a neonatal infant, comprising: providing a processor having a user interface;securing an umbilical probe sensing assembly to tissue of an umbilical stump and/or cord of the infant such that one or more sensors integrated within the assembly contact the tissue and wherein the assembly is removably securable to the umbilical stump and/or cord;detecting one or more physiological parameters from the infant via the one or more sensors wherein the parameters are sent to the processor;providing a recommended course of treatment to a healthcare provider via the user interface, wherein the course of treatment is changed when the infant is determined to be distressed based upon one or more physiological parameters detected by the sensors. 2. The method of claim 1 wherein securing comprises placing a base of the assembly into contact against a skin surface adjacent to the umbilical stump. 3. The method of claim 1 wherein securing comprises securing the assembly into contact with the umbilical stump upon birth of the infant. 4. The method of claim 1 wherein securing comprises securing one or more securement members onto a first portion of the umbilical stump. 5. The method of claim 4 further comprising securing a second portion of the umbilical stump or cord with additional securement members such that a length of the umbilical stump or cord between the first and second portions is taut. 6. The method of claim 1 wherein securing comprises inhibiting necrosis of the umbilical stump by securing the assembly at a clamping pressure below a crushing pressure sufficient to cause necrosis. 7. The method of claim 1 wherein detecting one or more physiological parameters comprises detecting a heart rate, ECG waveform, oxygen saturation, weight, or carbon dioxide level of the infant. 8. The method of claim 1 wherein detecting further comprises detecting additional physiological parameters via additional sensors separate from the assembly. 9. The method of claim 1 further comprising prompting the user with the changed course of treatment via an alarm on the interface. 10. The method of claim 1 further comprising securing an umbilical vein catheter to the assembly. 11. The method of claim 1 wherein determining whether the infant is distressed comprises detecting via the one or more sensors whether at heart rate of the infant is below 100 beats per minute. 12. The method of claim 11 further comprising determining whether breathing of the infant is labored via an oxygen saturation level detected by the one or more sensors. 13. The method of claim 12 wherein the changed course of treatment comprises prompting the user to provide positive pressure ventilation via the interface. 14. The method of claim 13 further comprising further detecting via the one or more sensors whether the heart rate of the infant is below 60 beats per minute. 15. The method of claim 14 wherein the changed course of treatment comprises prompting the user to provi... | Medicalcue, Inc. | A61B005/00 G06F019/00 A61B017/42
US08734358 | B1 | 2014-05-27 | Method and system for identifying cardiopulmonary findings by using a heart and lung sounds builder | 2013-06-25 | A system is provided for creating a sound profile that matches sounds produced by a patient during a physical examination, such as a cardiac or pulmonary examination. A user selects multiple sounds from a library and combines them to form the profile which may then be modified by the addition of further sounds, adjustments to their relative timing, duration, loudness, and so forth. The refinement continues iteratively, and after each change the profile is provided by the system to the user, for example, as a phonocardiogram for comparison against the sounds observed during the examination. | 1. A system comprising: a computing device including a display, an input device, an audio output, and logic configured to provide a user interface on the display,receive a first user selection of a first bodily sound component from a menu of sound components,receive a second user selection of a second bodily sound component from the menu of sound components,repeatedly play a combination of the two bodily sound components, where the second bodily sound component follows the first bodily sound component in the combination and playing the combination includes providing a graphical representation of the combination on the display while providing corresponding audio of the combination to the audio output, andreceive a user selection of a modification to the combination of the two bodily sound components. 2. The system of claim 1 further comprising a non-transitory computer readable medium including a library of the sounds provided by the menu of sound components. 3. The system of claim 1 further comprising a non-transitory computer readable medium including a library of visual pulsations and visual precordial impulses. 4. The system of claim 1 further comprising a non-transitory computer readable medium including a library of palpable pulsations and palpable precordial impulses. 5. The system of claim 1 wherein the graphical representation and corresponding audio of the combination comprise a phonocardiogram. 6. The system of claim 5 wherein the logic is further configured to display an ECG proximate to the phonocardiogram on the display of the computing device. 7. The system of claim 1 wherein the two bodily sound components comprise two breathing sounds. 8. The system of claim 1 wherein the logic is further configured to compare the received first and second user selections against a matrix of allowed combinations. | Blaufuss Medical Multimedia Laboratories, LLC | A61B005/02
US20140121472 | A1 | 2014-05-01 | ENHANCED MONITORING SYSTEM, MEASUREMENT APPARATUS AND MONITORING METHOD | 2013-10-29 | A system in which two or more different measurement processing procedures are included in a personal unit attached to the user. These procedures are applicable for computing measurement data from a single signal generated by a sensory system of the personal unit. The measurement processing procedure to be presently applied is selected according to control information received from a separate monitoring unit. The present invention provides a simple way to provide more versatile measurement results and make them accessible to a variety of different user applications. | 1. A system, comprising a personal unit and a monitoring unit interconnected for communication, wherein the personal unit comprises: a sensory system and a device for detachably attaching the sensory system to the outer surface of a skin of a user, the sensory system being configured to generate a first signal representing electrical changes on the outer surface of the skin of the user;a measurement processing module connected to the sensory system and configured to process the first signal into measurement data, the measurement processing module comprising a group of at least two different measurement processing procedures for computing the measurement data from the first signal, andwherein the monitoring unit comprises: a state module configured to compute from the received measurement data one or more output values representing a physiological state of the user, the state module comprising two or more different computing methods for computing the one or more output values from the received measurement data, each of the computing methods corresponding to one measurement processing procedure of the personal unit; anda control module configured to provide to the personal unit control data for selecting a measurement processing procedure, and to activate a corresponding computing method in the state module, and wherein the measurement processing module comprises a selection module, configured to activate one measurement processing procedure from the group of at least two different measurement processing procedures according to the control data received from the monitoring unit. 2. An apparatus, comprising: a sensory system and a device for detachably attaching the sensory system to the outer surface of a skin of a user, the sensory system being configured to generate a first signal representing electrical changes on the outer surface of the skin of the user;a measurement processing module connected to the sensory system and configured to process the first signal into measurement data computed with a predetermined measurement processing procedure from the first signal; anda first communication module configured to send the measurement data to a monitoring unit, whereinthe measurement processing module comprises a group of at least two different measurement processing procedures for computing the measurement data from the first signal, and the measurement processing module comprises a selection module, responsive to control data received from the monitoring unit, and configured to activate one procedure from the group of measurement processing procedures according to the control data received from the monitoring unit. 3. An apparatus according to claim 2, wherein the sensory system comprises a combination of two or more electrodes that are responsive to electrical potentials generated on the skin of a user when the heart muscle of the user depolarizes during heartbeats, the two or more electrodes being combined to generate an analog first signal. ... | OMEGAWAVE OY | A61B005/04 A61B005/0402
US20140142460 | A1 | 2014-05-22 | METHOD FOR DETECTING POTENTIAL FALLS AND A FALL DETECTOR | 2012-04-25 | There is provided a fall detector for detecting a potential fall by a user, the fall detector comprising a sensor for measuring the skin conductivity of the user; and a processor for analyzing the skin conductivity measurements to determine whether the user has had a potential fall, wherein the processor is configured to analyze the skin conductivity measurements by matching the skin conductivity measurements to a predetermined skin conductivity response corresponding to a stressful event. | 1. A fall detector for detecting a potential fall by a user, the fall detector comprising: a sensor for measuring the skin conductivity of the user; anda processor for analyzing the skin conductivity measurements to determine whether the user has had a potential fall, wherein the processor is configured to use a matched filter to match the skin conductivity measurements to a predetermined skin conductivity response corresponding to a stressful event to generate skin conductivity coefficients, the value of each coefficient indicating the match of a respective set of consecutive skin conductivity measurements to the predetermined skin conductivity response; and to determine whether the user has had a potential fall by analyzing the skin conductivity coefficients. 2. (canceled) 3. A fall detector as claimed in claim 1, wherein the processor is configured to analyze the skin conductivity coefficients to determine whether the skin conductivity measurements are consistent with a user having had a fall by determining one or more of (i) the maximum value of the coefficients, (ii) the mean of the coefficients, and/or (iii) the median of the coefficients. 4. A fall detector as claimed in claim 1, wherein the processor is configured to filter the skin conductivity measurements to remove noise and/or interference prior to matching the skin conductivity measurements to the predetermined skin conductivity response. 5. A fall detector as claimed in claim 4, wherein the processor is configured to use a median filter to remove the noise and/or interference from the skin conductivity measurements. 6. A fall detector as claimed in claim 1, further comprising at least one movement sensor for sensing the movement of the user, the processor being further configured to analyze measurements from the at least one movement sensor to determine if the user may have fallen. 7. A fall detector as claimed in claim 6, wherein the processor is configured to analyze the skin conductivity measurements only in the event that the measurements from the at least one movement sensor indicate that the user may have fallen. 8. A fall detector as claimed in claim 6, wherein the processor is configured to use the skin conductivity sensor to measure the skin conductivity in the event that the measurements from the at least one movement sensor indicate that the user may have fallen. 9. A fall detector as claimed in claim 6, wherein the processor is configured to analyze the skin conductivity measurements obtained during a time window following a time at which the measurements from the at least one sensor indicate that the user may have fallen. 10. A method of detecting a potential fall by a user, the method comprising: measuring the skin conductivity of the user; andanalyzing the skin conductivity measurements to determine whether the user has had a potential fall by using a matched filter to match the skin conductivity measurements to a predetermined skin conductivity response corr... | KONINKLIJKE PHILIPS N.V. | A61B005/11 A61B005/00
US08731637 | B2 | 2014-05-20 | Intra-subject medical system, method of operating body-insertable apparatus and operative treatment | 2007-01-19 | Provided is an intra-subject medical system which includes a body-insertable device and a physical quantity generator. The body-insertable device is to be introduced into a subject, is covered by a capsule-shaped exterior member, and includes a physical quantity detecting member which has a directivity to detect a predetermined physical quantity; at least one functional member which has a necessary function for examining or treating inside the subject; and a switch control unit which controls an on/off state or operation mode of the at least one functional member when the physical quantity detecting member detects a physical quantity. The physical quantity generator has a physical quantity emitting unit which emits a temporary physical quantity inside the subject; and a physical quantity direction changing unit which changes an emission direction of the physical quantity. | 1. An intra-subject medical system comprising: a body-insertable device to be introduced into a subject, the body-insertable device being covered by a capsule-shaped exterior member and including: a physical quantity detecting member which has a directivity to detect a predetermined physical quantity;at least one functional member which has a necessary function for examining or treating inside the subject; anda switch control unit which controls an on/off state or operation mode of the at least one functional member according to a detection result of a physical quantity by the physical quantity detecting member;a physical quantity generator including a physical quantity emitting unit adapted to emit a temporary physical quantity inside the subject;a physical quantity direction changing unit which changes an emission direction of the physical quantity; anda control unit which controls the physical quantity emission by the physical quantity emitting unit and the direction of the physical quantity emission by the physical quantity direction changing unit,wherein the control unit is configured to determine whether the on/off state or operation mode of the at least one functional member is controlled by the switch control unit in response to the physical quantity emitted by the physical quantity emitting unit,wherein: when the on/off state or operation mode of the at least one functional member is not controlled by the switch control unit in response to the physical quantity emitted by the physical quantity emitting unit, the control unit changes the direction of the physical quantity emission and then performs the physical quantity emission, andwhen the on/off state or operation mode of the at least one functional member is controlled by the switch control unit in response to the physical quantity emitted by the physical quantity emitting unit, the control unit controls to stop further physical quantity emission. 2. The intra-subject medical system according to claim 1, wherein the physical quantity direction changing unit includes a mounting base adapted to mount the subject thereon, and the physical quantity direction changing unit is an emitting-unit position/posture changing unit which changes relative positions or postures of the mounting base and the physical quantity emitting unit. 3. The intra-subject medical system according to claim 2, wherein the physical quantity detecting member is a magnetic field detecting member for detecting a magnetic field,the physical quantity emitting unit is a magnetic field generating member having a magnetization direction, andthe emitting-unit position/posture changing unit changes the relative position of the mounting base and the physical quantity emitting unit in a direction perpendicular to a magnetization direction of the magnetic field generating member. 4. The intra-subject medical system according to claim 1, wherein the at least one functional member is an observing member for obtaining an image i... | Olympus Medical Systems Corp. | A61B005/05
US08721562 | B2 | 2014-05-13 | Apparatus and method for measuring biologic parameters | 2007-03-05 | Support structures for positioning sensors on a physiologic tunnel for measuring physical, chemical and biological parameters of the body and to produce an action according to the measured value of the parameters. The support structure includes a sensor fitted on the support structures using a special geometry for acquiring continuous and undisturbed data on the physiology of the body. Signals are transmitted to a remote station by wireless transmission such as by electromagnetic waves, radio waves, infrared, sound and the like or by being reported locally by audio or visual transmission. The physical and chemical parameters include brain function, metabolic function, hydrodynamic function, hydration status, levels of chemical compounds in the blood, and the like. The support structure includes patches, clips, eyeglasses, head mounted gear and the like, containing passive or active sensors positioned at the end of the tunnel with sensing systems positioned on and accessing a physiologic tunnel. | 1. A method of warning for thermal damage by thermal radiation in an individual exposed to said thermal radiation, said method comprising the steps of measuring temperature of said individual by measuring radiation emitted at a brain temperature tunnel, the location of measurement of the radiation being at the brain temperature tunnel located between an eyebrow and an eye of the individual on the skin at the end of the brain tunnel the radiation being detected by a sensor at said brain temperature tunnel located between the eyebrow and the eye of the individual, analyzing the measured temperature by comparing the measured temperature to a predetermined temperature by a microprocessor to determine whether the measured temperature fits a predetermined criteria of an elevated temperature capable of developing thermal damage to the brain, and notifying said individual of said condition by a warning device. 2. A method of enhancing safety and performance of an individual during physical activity, said method comprising the steps of measuring brain temperature by measuring radiation emitted at a brain temperature tunnel, the location of measurement of the radiation being at the brain temperature tunnel located between an eyebrow and an eye of the individual on the skin at the end of the brain tunnel, the radiation being detected by a sensor at said brain temperature tunnel located between the eyebrow and the eye of the individual, and determining a type, amount and time of fluid intake necessary for the individual to lower brain temperature according to a predetermined criteria of elevated brain temperature based on said measured brain temperature by comparison by a processor of the actual brain temperature and the predetermined criteria of elevated brain temperature so as to enhance safety and performance during said physical activity by avoiding conditions of elevated brain temperature of the individual. 3. A physical activity management device comprising a housing for placement adjacent to the skin at the end of a brain temperature tunnel,a temperature sensor contained in the housing being spaced by said housing so as to produce a field of contact of said temperature sensor for measuring signals produced on said skin at the end of the brain tunnel,said housing including at least one of a patch, a clip, a medial canthal pad, a modified nose pad, head mounted gear and a contact structure,a processor determining a thermal state of the body of said individual from said individual's measured brain temperature as measured by the temperature sensor at the brain temperature tunnel located between an eyebrow and an eye of the individual, anda reporting device signaling to said individual when said thermal state is above a predetermined value so as to warn the individual against elevated detrimental temperature conditions of the brain as measured at the brain temperature tunnel located between the eyebrow and the eye of the individual that would adversely a... | Geelux Holdings, Ltd. | A61B005/00 A61B005/103 A61B005/117
US20140148721 | A1 | 2014-05-29 | DEVICES FOR DETERMINING THE RELATIVE SPATIAL CHANGE IN SUBSURFACE RESISTIVITIES ACROSS FREQUENCIES IN TISSUE | 2014-02-03 | Sensors for non-invasively determining tissue wetness/hydration based on relative changes in subsurface resistivities in tissue below the sensor when applied to a human body across different frequencies. A sensor including arrays of current-injecting and voltage-sensing electrodes may be placed on a subject's back to determine lung wetness. Sensors may be used as part of a systems and method for determining tissue water content, systems and methods for determining lung wetness, or the like. Sensors for determining relative changes in subsurface resistivities across frequencies and systems include arrays of electrodes used to determine relative changes in subsurface resistivities across frequencies may include pairs of current-injecting and voltage sensing electrodes. | 1. A device for non-invasively determining lung wetness, the device comprising: a sensor comprising a plurality of electrodes, wherein the plurality of electrodes in the active region are configured to form a plurality of pairs of current-injecting electrodes and a plurality of pairs of voltage detection electrodes;a signal generator configured to apply a first drive signal comprising a first frequency and a second drive signal comprising a second frequency, wherein the first and second drive signals are applied to a first pair of electrodes of the sensor;a processor configured to receive a first recorded signal correlating to the first frequency and a second recorded signal corrected to the second frequency, wherein the first and second recorded signals are received on a second pair of electrodes of the sensor; andwherein the processor is further configured to determine lung wetness by operating on the first and second recorded signals independently of the patient's body geometry. | - | A61B005/00 A61B005/08 A61B005/053
US08720270 | B2 | 2014-05-13 | Prosthetic component for monitoring joint health | 2012-02-27 | A prosthetic component suitable for long-term implantation is provided. The prosthetic component includes electronic circuitry and sensors to measure a parameter of the muscular-skeletal system. The prosthetic component comprises a first structure having at least one support surface, a second structure having at least one feature configured to couple to bone, and at least one sensor. The electronic circuitry and sensors are hermetically sealed within the prosthetic component. The prosthetic component includes at least on transmissive region. The transmissive region can be located in a region that has exposure to a region outside the joint. The transmissive region can comprise glass. One or more sensors can be used to monitor synovial fluid in proximity to the joint to determine joint health. The transmissive region can be used to support communication between the electronic circuitry and remote system. | 1. A prosthetic component for measuring a parameter of the muscular-skeletal system comprising: a prosthetic component having at least one feature configured to couple to bone and a transmissive region;electronic circuitry; andat least one sensor configured to measure the parameter of the muscular-skeletal system where the electronic circuitry is coupled to the at least one sensor and where the prosthetic component houses the electronic circuitry and the at least one sensor. 2. The prosthetic component of claim 1 where the prosthetic component comprises a metal or metal alloy. 3. The prosthetic component of claim 2 where the transmissive region comprises glass. 4. The prosthetic component of claim 3 where the prosthetic component is configured to transmit data wirelessly through the transmissive region. 5. The prosthetic component of claim 1 where the transmissive region of the prosthetic component is configured to be in proximity to synovial fluid. 6. The prosthetic component of claim 5 further including an optical sensor configured to monitor the synovial fluid. 7. The prosthetic component of claim 5 further including a pH sensor configured to measure pH of the synovial fluid. 8. The prosthetic component of claim 5 further including a temperature sensor configured to measure a temperature of the synovial fluid. 9. The prosthetic component of claim 1 where the electronic circuitry is housed in the prosthetic component and where the transmissive region comprises at least a portion of a wall of the housing. 10. The prosthetic component of claim 1 where the prosthetic component comprises PEEK. 11. A prosthetic component comprising: a prosthetic component having at least one sensor where the at least one sensor is configured to monitor synovial fluid in proximity to the prosthetic component; andelectronic circuitry coupled to the at least one sensor where the at least one sensor and the electronic circuitry are housed in the prosthetic component. 12. The prosthetic component of claim 11 where the prosthetic component includes a transmissive region. 13. The prosthetic component of claim 12 were the at least one sensor comprises one of an optical sensor, a pH sensor, an ultrasonic sensor, or a temperature sensor and where the transmissive region comprises glass. 14. The prosthetic component of claim 13 further including at least one sensor to measure a force, pressure or load applied to a support surface of the prosthetic component. 15. The prosthetic component of claim 14 where the prosthetic component comprises PEEK. 16. A tibial prosthetic component comprising: at least one sensor where the at least one sensor is configured to monitor synovial fluid in proximity to the tibial prosthetic component; andelectronic circuitry coupled to the at least one sensor where the at least one sensor and the electronic circuitry are housed in the tibial prosthetic component. 17. The tibial prosthetic component of claim 16 further including at least... | Ortho Sensor Inc. | A61B005/22
US08718753 | B2 | 2014-05-06 | Motion and noise artifact detection for ECG data | 2011-10-12 | Technologies are provided herein for real-time detection of motion and noise (MN) artifacts in electrocardiogram signals recorded by electrocardiography devices. Specifically, the present disclosure provides techniques for increasing the accuracy of identifying paroxysmal atrial fibrillation (AF) rhythms, which are often measured via such devices. According to aspects of the present disclosure, a method for detecting MN artifacts in an electrocardiogram (ECG) recording includes receiving an ECG segment and decomposing the received ECG segment into a sum of intrinsic mode functions. The intrinsic mode functions associated with MN artifacts present within the ECG segment are then isolated. The method further includes determining randomness and variability characteristic values associated with the isolated intrinsic mode functions and comparing the randomness and variability characteristic values to threshold randomness and variability characteristic values. If the randomness and variability characteristic values exceed the threshold characteristic values, the ECG signal is determined to include MN artifacts. | 1. A method for detecting motion and noise artifacts in an electrocardiogram (ECG) recording, comprising: receiving an ECG segment;decomposing the received ECG segment into a sum of intrinsic mode functions;isolating intrinsic mode functions associated with motion and noise artifacts present within the ECG segment;determining randomness and variability characteristic values associated with the isolated intrinsic mode functions;comparing the randomness and variability characteristic values to threshold randomness and variability characteristic values; anddetermining that the received ECG segment includes motion and noise artifacts if the randomness and variability characteristic values exceed the threshold randomness and variability characteristic values. 2. The method of claim 1, wherein the ECG segment is recorded by an ambulatory ECG recording device. 3. The method of claim 1, wherein decomposing the received ECG segment into a sum of intrinsic mode functions comprises performing empirical mode decomposition (EMD) on the received ECG segment. 4. The method of claim 1, wherein isolating intrinsic mode functions associated with motion and noise artifacts present within the ECG segment further comprises: identifying first order intrinsic mode functions;squaring the identified first order intrinsic mode functions; andnormalizing the squared first order intrinsic mode functions. 5. The method of claim 4, further comprising discarding squared first order intrinsic mode functions that have peaks that exceed a predefined threshold value. 6. The method of claim 4, further comprising extracting the low level sequences from the normalized squared first order intrinsic mode functions. 7. The method of claim 4, further comprising extracting the low noise level threshold sequences from the normalized squared first order intrinsic mode function components. 8. The method of claim 1, wherein determining randomness and variability characteristic values associated with the first order intrinsic mode function components of the received ECG segment comprises determining a Shannon Entropy, a mean, and a root mean square of successive RR differences (RMSSD) of extracted components of the received ECG segment. 9. The method of claim 8, wherein comparing the randomness and variability characteristics to threshold randomness and variability characteristic values comprises comparing the determined Shannon Entropy, mean, and RMSSD to threshold values of Shannon Entropy, mean, and RMSSD, respectively. 10. The method of claim 1, wherein determining randomness and variability characteristic values associated with the first order intrinsic mode function components of the received ECG segment comprises determining a Shannon Entropy, a mean, and a root mean square of successive RR differences (RMSSD) of extracted components of the received ECG segment. 11. The method of claim 10, wherein comparing the randomness and variability characteristics to threshold randomness ... | - | A61B005/04
US09125563 | B2 | 2015-09-08 | Signal monitoring system including EMI-shielding coupler | 2013-10-23 | An apparatus for electrically and mechanically coupling a connection portion of a sensor assembly with a connection portion of an interface cable is provided. The apparatus includes a frame having an EMI shielding material. The frame defines a first port operable to engage the connection portion of the sensor assembly and a second port operable to engage the connection portion of the interface cable. The frame includes attachment features operable to mechanically secure the connection portion of the sensor assembly and the connection portion of the interface cable relative to the frame. The frame is configured to provide a Faraday Cage around substantially all of the connection portion of the sensor assembly and the connection portion of the interface cable when the connection portions are in coupled configuration. | 1. An apparatus for electrically and mechanically coupling a connection portion of a sensor assembly with a connection portion of an interface cable, comprising: a frame having an EMI shielding material, which frame defines a first port operable to engage the connection portion of the sensor assembly and a second port operable to engage the connection portion of the interface cable;wherein the frame includes attachment features operable to mechanically secure the connection portion of the sensor assembly and the connection portion of the interface cable relative to the frame; andwherein the frame is configured to provide a Faraday Cage around substantially all of the connection portion of the sensor assembly and the connection portion of the interface cable when the connection portions are in coupled configuration; andwherein the connection portion of one of the interface cable and the sensor assembly includes a printed circuit board, and the other of the interface cable and the sensor assembly includes a DisplayPort connector. 2. The apparatus of claim 1, wherein the apparatus further comprises a housing configured to enclose the frame, which housing is formed of an electrically non-conductive material. 3. The apparatus of claim 1, wherein the frame is configured to form an internal cavity surrounded by one or more walls, and a first end of the cavity defines the first port and is configured to receive the connection portion of the sensor assembly, and an opposing second end of the cavity defines the second port and is configured to receive the connection portion of the interface cable. 4. The apparatus of claim 3, wherein the cavity is configured such that the frame walls surround substantially all of the connection portion of the sensor assembly and the connection portion of the interface cable when the connection portions are in coupled configuration. 5. The apparatus of claim 4, wherein the walls include the attachment features operable to mechanically secure the connection portion of the sensor assembly and the connection portion of the interface cable relative to the frame. 6. The apparatus of claim 5, wherein the attachment features are positioned to maintain a mechanical and electrical connection between the connection portions. 7. The apparatus of claim 6, wherein the attachment features are positioned to bias the connection portions together. 8. The apparatus of claim 6, wherein the attachment features are configured such that a predetermined amount of force is required to separate one or both of the connection portions from the frame. 9. The apparatus of claim 8, wherein the predetermined amount of force is equal to or less than an amount of force required to remove the sensor assembly adhered to a subject. 10. The apparatus of claim 6, wherein the cavity is configured such that the frame walls surround substantially all of the printed circuit board and the DisplayPort connector when they are in coupled configuration. 11. An... | CAS Medical Systems, Inc. | H01R013/658 A61B005/00 A61B005/1455 H01R013/6598
US09408563 | B2 | 2016-08-09 | Piercing device with rotary element | 2012-03-15 | The invention relates to a piercing device for taking blood for medical analyses, comprising a base body, comprising at least one needle which is arranged therein and a tip which can be extended, comprising a needle holding element which encloses the needle at least in part and a drive unit for driving a movement of the needle together with the needle holding element with respect to the base body. | 1. A piercing device for taking blood for medical analyses, comprising a base body, comprising at least one needle which is arranged therein and a tip which can be extended, comprising a needle holding element which encloses the needle at least in part and comprising a drive unit for driving a movement of the needle together with the needle holding element with respect to the base body, wherein a rotary element for carrying out a rotary movement is arranged between the drive unit and the needle holding element as a connection element, and the rotary movement, both left and right, respectively brings about the movement of the needle holding element both forwards and backwards, wherein the drive unit can be moved linearly and has at least a first and a second engagement arm, a first one of which engages in a first one of at least a first and a second projection on the rotary element, the second projection being deflectable by means of a curved path on the second engagement arm without said second projection taking on an engagement position with the second engagement arm, during each rotary movement. 2. The piercing device according to claim 1, wherein the first projection and the first engagement arm, as seen in the piercing direction, are arranged left of a longitudinal axis which extends through an axis of rotation of the rotary element, and the second projection and second engagement arm are arranged right of the longitudinal axis. 3. The piercing device according to claim 2, wherein, during said rotary movement of the rotary element, each of the first and second projections can be moved, by the respective first and second engagement arms engaging therein, from one side to another side of the longitudinal axis on an arced path in one plane. 4. The piercing device according to claim 1, wherein the rotary element is in the form of a disc-shaped element, having an axis of rotation arranged perpendicular to the plane of the disc and to the direction of movement of the needle holding element, and the first and second projections are arranged at the edges of flexibly formed tongue-shaped elements of the disc plane, the tongue-shaped elements being deflected in a direction of the extension of the axis of rotation. 5. The piercing device according to claim 4, wherein a first portion of the curved path is arranged below a first tongue-shaped element and a second portion of the curved path is arranged below a second tongue-shaped element at an inclination towards the disc-shaped element. 6. The piercing device according to claim 5, wherein the first and second portions of the curved path are arc-shaped in form. 7. The piercing device according to claim 1, comprising at least one connecting rod element which articulates the rotary element to the needle holding element, a projection on a first end of the connecting rod element engaging in a slot arranged on the rotary element and a projection on a second end of the connecting rod element engaging in a... | Gerresheimer Regensburg GMBH | A61B017/14 A61B005/15 A61B005/151
US09820656 | B2 | 2017-11-21 | Personalized nutritional and wellness assistant | 2012-07-06 | The invention pertains to the establishment, implementation and management of a personalized information system pertinent to a user's general health, wellness and/or sport performance. Disclosed is a system capable of transcutaneous measurement of a subject including at least one light source, at least one light detector, and at least one component for generating or storing at least one value of VC02 or at least one value of V02 from the detected signal. Further, disclosed is a portable device for analyzing the composition of the respired gasses of a subject including at least one air flow conduit through which the subject can inspire or expire air through the body of the device, at least one sampling portal, an oxygen sensor, and at least one flow sensor. A dual-battery system is also provided by which an uninterrupted power supply can be provided for electronic components. | 1. A system capable of transcutaneous measurement of a subject, wherein the system comprises: (a) at least one light source for shining light onto or through tissues of and under skin of the subject;(b) at least one light detector for receiving light reflected from the tissues of the subject's skin or from the tissues underlying the subject's skin and converting the reflected light into a detected signal; and(c) at least one component adapted to generate and store at least one value for each of VCO2 and VO2 from the detected signal, wherein VO2 corresponds to an instantaneous rate of oxygen consumption of the subject and wherein VCO2 corresponds to an instantaneous rate of carbon dioxide production by the subject, wherein the at least one component is further adapted to continuously calculate a real-time respiratory quotient of the subject from real-time values of VCO2 and VO2 and to use the real-time respiratory quotient to determine a real-time energy uptake of the subject. 2. The system of claim 1, wherein the at least one light source comprises a plurality of light sources that simultaneously or sequentially direct light of different wavelengths onto or through the tissues of and under the skin of the subject. 3. The system of claim 1, wherein the at least one light detector comprises a plurality of light detectors, each of which receives light of at least one wavelength. 4. The system of claim 1, wherein the system incorporates at least one operational amplifier or at least one microprocessor by means of which at least one digital potentiometer may be iteratively adjusted in order to obtain optimal amplification of the at least one detected signal. 5. The system of claim 1, wherein the at least one component stores, executes, transmits or receives a digital value, at least one mathematical function, at least one parameter of the at least one mathematical function, or any combination for generating at least one value of at least one parameter of physiology for the purpose of further mathematical calculation or for informing the subject of its physiological status. 6. The system of claim 5 wherein the at least one parameter of physiology may be selected from the group consisting of heart rate (HR), breathing rate (BR), hemoglobin concentration (Hb) oxyhemoglobin concentration (HbO2), carbaminohemoglobin concentration (HbCO2), oxygen saturation (SpO), oxygen consumption rate (VO2), carbon dioxide production rate (VCO2), Respiratory Exchange Ratio (RER), Food Quotient (FQ), Metabolic Fuel Composition (i.e. the macronutrient that a subject is utilizing as metabolic fuel at a given instance), Total Energy Expenditure (TEE), Resting Energy Expenditure (REE), Physical Activity Energy Expenditure (PAEE), Energy Balance (EB), Excess Postexercise Oxygen Consumption (EPOC), Body Fat Percentage (% BF) and Current Body Composition (CBC). 7. The system of claim 1, wherein the at least one component is further used for storing or transmitting or recei... | LifeQ Global Limited | A61B005/02 A61B005/0205 A61B005/083 A61B005/087 A61B005/00 A61B005/22 G06Q050/22 A61B005/08 A61B005/1455 A61B005/024 A61B005/053 H02J009/06
US09282932 | B2 | 2016-03-15 | Biometric apparatus and image-generating method | 2012-06-28 | The bioinstrumentation apparatus includes a light irradiation unit irradiating a measurement region with light, a light detection unit detecting diffused light from the measurement region, and a computing unit generating a reconstructed image for the interior of the measurement region. The computing unit calculates J coefficients wj set for every pixel of the reconstructed image and more than 0 and not more than 1 (where J is the number of pixels of the reconstructed image) and carries out successive approximation computation by the following iterative formula xj(k+1)=xj(k)+wjdj(k) (where k is an integer from 1 to N, N is the number of times of iterative computation, xj(k) is a pixel value of the jth pixel on the kth iterative computation, and dj(k) is an update amount of the jth pixel on the kth iterative computation) to generate the reconstructed image. | 1. A bioinstrumentation apparatus comprising: a light irradiation unit irradiating a measurement region of a subject with light;a light detection unit detecting diffused light from the measurement region; anda computing unit computing a light absorption coefficient distribution inside the measurement region on the basis of an output signal from the light detection unit to generate a reconstructed image for the interior of the measurement region, whereinthe computing unit calculates J coefficients wj which are set for every pixel of the reconstructed image and more than 0 and not more than 1 (where an index j is an integer from 1 to J, and J is the number of pixels of the reconstructed image), and carries out successive approximation computation by means of the following iterative formula xj(k+1)=xj(k)+wjdj(k) (where k is an integer from 1 to N, N is the number of times for carrying out iterative computation, xj(k) is a pixel value of the jth pixel on the kth iterative computation, and dj(k) is an update amount of the jth pixel on the kth iterative computation), thereby generating the reconstructed image. 2. The bioinstrumentation apparatus according to claim 1, wherein the computing unit determines a convergence rate of a partial region which is slowest in convergence rate on iterative computation carried out N times (hereinafter referred to as a lowest convergence rate) CN among a plurality of partial regions in which the reconstructed image is divided and each of which contains a plurality of pixels,provides M values vm which meet a condition of 0&lt;vm&lt;1 (where m is an integer from 1 to M),carries out iterative computation N times for each m from 1 to M by means of the following iterative formula xj(k+1)=xj(k)+vmdj(k) to calculate J pixel values x1(N) to xJ(N) of each pixel, and sets a value vm, when the convergence rate of each partial region obtained from the pixel values x1(N) to xJ(N) is substantially in agreement with the lowest convergence rate CN, as the coefficient wj for the plurality of pixels contained in the partial region. 3. The bioinstrumentation apparatus according to claim 2, wherein the computing unit sets the coefficient wj of the partial region, which is slowest in convergence rate on iterative computation carried out N times, as 1. 4. A bioinstrumentation apparatus comprising: an irradiation unit irradiating a measurement region of a subject with radiation rays or sonic waves;a detection unit detecting the radiation rays or the sonic waves diffused from the measurement region; anda computing unit computing a radiation ray or sonic wave absorption coefficient distribution inside the measurement region on the basis of an output signal from the detection unit to generate a reconstructed image for the interior of the measurement region, whereinthe computing unit calculates J coefficients wj which are set for every pixel of the reconstructed image and more than 0 and not more than 1 (where an index j is an integer from 1 ... | HAMAMATSU PHOTONICS K.K. | A61B005/00 A61B010/00 G06T011/00 A61B008/15 A61B008/08 G01N021/47 A61B006/00
US09226681 | B2 | 2016-01-05 | Fibrillation detector and defibrillator | 2013-04-24 | To provide a fibrillation detector and a defibrillator that are capable of correctly detecting within a short time a ventricular fibrillation (VF) that shows an irregular amplitude or shape, an R-wave detection unit R_DETECT_MEAN converts power of a frequency component making up an R wave of an electrocardio signal ECG into an approximately DC component, and outputs the converted power as R-wave power V_R. A T-wave detection unit T_DETECT_MEAN converts power of a frequency component making up a T wave of the electrocardio signal ECG into an approximately DC component, and outputs the converted power as T-wave power V_T. The R-wave power V_R and the T-wave power V_T are input to a comparison unit CMP, and the comparison unit CMP outputs a magnitude comparison result between the R-wave power V_R and the T-wave power V_T as a comparison signal sig_comp. | 1. A fibrillation detector, comprising: an R-wave detection unit that converts power of a frequency component making up an R wave of an electrocardio signal obtained from a heart of a living body into an approximately DC component, and outputs the resultant converted DC component as R-wave power;a T-wave detection unit that converts power of a frequency component making up a T wave of the electrocardio signal into an approximately DC component, and outputs the resultant converted DC component as T-wave power; anda comparison unit to which the R-wave power and the T-wave power are input, and which outputs a magnitude comparison result between the R-wave power and the T-wave power as a comparison signal. 2. The fibrillation detector according to claim 1, wherein a band of the frequency component making up the R wave is in a range of 10 Hz to 30 Hz, anda band of the frequency component making up the T wave is in a range of 1 Hz to 12 Hz. 3. The fibrillation detector according to claim 1, wherein the R-wave detection unit includes,a modulation unit that modulates the electrocardio signal by a modulation signal that varies with a frequency larger than the frequency of the R wave by two times, and outputs a modulated signal,an amplification unit to which the modulated signal is input, and which outputs a result obtained by amplifying the modulated signal by predetermined scale factors as a first amplified signal and a second amplified signal, respectively,a first demodulation unit to which the first amplified signal is input, and which outputs, as a first demodulated signal, a result obtained by demodulating the first amplified signal by a first demodulation signal operating with a frequency different from a frequency of the modulation signal within a range of a band of a frequency component making up the R wave,a second demodulation unit to which the second amplified signal is input, and which outputs, as a second demodulated signal, a result obtained by demodulating the second amplified signal by a second demodulation signal having the same frequency as that of the first demodulation signal and having a phase different from a phase of the first demodulation signal by 90°,a first low-pass filter to which the first demodulated signal is input, and which performs low-pass filtering of the first demodulated signal by a first cut-off frequency smaller than a difference between the frequency of the modulation signal and the frequency of the first demodulation signal, and outputs the resultant filtered demodulated signal as a first filtered signal,a second low-pass filter to which the second demodulated signal is input, and which performs low-pass filtering of the second demodulated signal by a second cut-off frequency smaller than a difference between the frequency of the modulation signal and the frequency of the second demodulation signal, and outputs the resultant filtered demodulated signal as a second filtered signal,a power operation unit to which ... | OLYMPUS CORPORATION | A61B005/0452 A61B005/046 A61B005/00 A61B005/0456 A61N001/39
US09826925 | B2 | 2017-11-28 | Analyte meter with basic and advanced meter preset mode selection based on structured queries | 2012-11-29 | Described are methods and systems to allow users to select a basic mode or an advanced mode in which additional features can be customized for the user based on structured queries presented to the user. | 1. An analyte measurement meter that measures and stores results from analyte measurements to allow a user to select a basic mode or a configurable advanced mode of the meter with a user interface, the meter comprising: a housing;a plurality of user interface buttons proximate the housing;a display proximate the housing; anda microprocessor connected to the user interface buttons and the display, the microprocessor connected to a non-volatile memory stored with logical instructions programmed to cause the microprocessor following powering the meter to: upon a first time activation or a reset of the meter, perform mode and feature selection by: (a) allowing a user to select between a basic mode and a configurable advanced mode of the meter with the user interface,(b) upon selection of the configurable advanced mode with the user interface, querying the user with a series of inquiries, the series of inquiries comprising questions relating to past results of the user, meal patterns of the user, and graphical insights requested by the user,(c) receiving from the user, a series of responses corresponding to the series of inquiries, and(d) customizing the configurable advanced mode of the meter by applying an advanced mode logic of the meter to the series of responses to the series of inquiries to select any one of at least three features not available in the basic mode, the advanced mode logic comprising a correspondence between the series of responses to the series of inquiries and the at least three features not available in basic mode, wherein the meter is configured to add selected advanced mode features of the at least three features not available in the basic mode to the configurable advanced mode;upon any turn-on of the meter subsequent to the first time activation or the reset of the meter and the customizing of the configurable advanced mode, return to a main meter routine without selecting between the basic mode and the advanced configurable mode and using the customized configurable advanced mode to automatically maintain the meter to allow selection and activation of any one of the selected advanced-mode features, and present any one of the selected advanced-mode features to the user with the display; andwherein the user interface comprises a first screen and a second screen, the first screen displaying a distribution of analyte concentrations including counts for low, in-range and high analyte concentration measurements, and the second screen comprising a time-of-day distribution of analyte concentrations including counts for low, in-range and high analyte concentration measurements by time-of-day. 2. The meter of claim 1, in which one of the at least three features comprise: glycemic excursion detection functionality that provides for an indication of at least two analyte measurements outside of a predetermined range in a prior number of days (e.g., 3, 4, 5, 6 . . . n days). 3. The meter of claim 1, in which one of the at least three f... | LifeScan, Inc. | A61B005/145 A61B005/00
US09380979 | B2 | 2016-07-05 | Apparatus and method of assembling an apparatus for sensing pressure | 2012-11-02 | An apparatus and method of forming an apparatus wherein the apparatus includes a first electrode and a second electrode arranged to form a parallel plate capacitor; a compressible, transparent dielectric layer provided between the first electrode and the second electrode wherein the dielectric layer has a nanostructure and the dimensions of the nanostructure are such that the dielectric layer is optically transparent. | 1. An apparatus comprising: a first electrode and a second electrode arranged to form a parallel plate capacitor;a compressible, transparent dielectric layer provided between the first electrode and the second electrode wherein the dielectric layer has both a nanostructure and a microstructure, and the dimensions of the nanostructure are such that the dielectric layer is optically transparent;wherein the dielectric layer is porous;wherein the dielectric layer is formed from a block copolymer; andwherein the nanostructure and the microstructure of the dielectric layer define a hierarchical structure. 2. An apparatus as claimed in claim 1 wherein the nanostructure of the dielectric layer is formed by self assembly of the block copolymer. 3. An apparatus as claimed in claim 1 wherein the nanostructure of the dielectric layer is formed by phase separation of the block copolymer. 4. An apparatus as claimed in claim 2 wherein the dimensions of the nanostructure are such that the nanostructure does not cause scattering of incident light. 5. An apparatus as claimed in claim 1 wherein the dimensions of the nanostructure are less than 100 nm. 6. An apparatus as claimed in claim 1 wherein the first electrode is formed on a curved surface. 7. An apparatus as claimed in claim 1 wherein the electrodes are at least one of transparent and flexible. 8. An apparatus as claimed in claim 1 wherein the signal from the capacitor is configured to be provided to measurement apparatus. 9. An apparatus as claimed in claim 1 wherein the apparatus is configured to be worn on a body of a user. 10. An array comprising a plurality of apparatus as claimed in claim 1. 11. An apparatus as claimed in claim 1, wherein the microstructure of the dielectric layer comprises elements having dimensions of the order of tens of micrometers. 12. An apparatus as claimed in claim 1, wherein the nanostructure of the dielectric layer comprises elements having dimensions in a range of about 1 nm to about 100 nm, and wherein the microstructure of the dielectric layer comprises elements having dimensions of the order of tens of micrometers. 13. An apparatus as claimed in claim 1, wherein the nanostructure of the dielectric layer comprises elements comprising an internal arrangement of one or more of blocks of the block copolymer, pores, and boundaries between phases of block copolymer. 14. An apparatus as claimed in claim 1, wherein at least the first electrode comprises a polymer substrate, an adhesion layer of chromium on the polymer substrate, and a layer of gold on the adhesion layer. 15. An apparatus as claimed in claim 14, wherein the polymer substrate comprises polyethylene 2,6-naphthalate (PEN), polyethylene terephthalate (PET), polyimide (PI), polycarbonate (PC), polyethylene (PE), polyurethane (PU), polymethylmethacryclate (PMMA), or polystyrene (PS). 16. An apparatus as claimed in claim 1, wherein the block copolymer comprises polystyrene and polylactic acid. 17. An appa... | Nokia Technologies Oy | H01G005/18 H01G005/16 H01G005/011 H01G005/013 A61B005/00 G01R027/26 H01R043/16 A61B005/021
US10130300 | B2 | 2018-11-20 | Apparatus and method for estimating anaerobic threshold | 2013-11-18 | An apparatus for estimating an anaerobic threshold may include a heart rate detector configured to detect a heart rate from a signal sensed from a user, and an anaerobic threshold estimator configured to estimate an anaerobic threshold of the user based on a change in the detected heart rate. | 1. An apparatus for estimating an anaerobic threshold, the apparatus comprising: a heart rate detector configured to detect a heart rate from a signal sensed from a user;an anaerobic threshold estimator configured to estimate an anaerobic threshold of the user by using a correlation in which there is an inverse relationship between the anaerobic threshold and a time for the detected heart rate to reach steady state at a constant exercise intensity, and an inverse relationship between the anaerobic threshold and the detected heart rate in the steady state at the constant exercise intensity; anda displayer configured to display content based on the estimated anaerobic threshold. 2. The apparatus of claim 1, wherein the anaerobic threshold estimator is further configured to estimate the anaerobic threshold based on a deflection point of the detected heart rate corresponding to a change in the detected heart rate. 3. The apparatus of claim 2, wherein the deflection point comprises a first deflection point at which the change in the detected heart rate initially occurs after a time at which the user starts performing exercise, and a second deflection point at which the detected heart rate reaches a maximum level due to continuous exercise performed by the user after the time at which the user starts performing the exercise. 4. The apparatus of claim 1, wherein the correlation is H=A*T+B*R+C, wherein H is the anaerobic threshold, A is a first constant, T is the time for the detected heart rate to reach the steady state, B is a second constant, R is an average of the detected heart rate in the steady state, and C is a third constant. 5. The apparatus of claim 1, wherein the correlation is modified based on any one or any combination of any two or more of a body mass index of the user, an age of the user, a gender of the user, and a rest period. | Samsung Electronics Co., Ltd. | A61B005/00 A61B005/11 A61B005/0205 A63B024/00 A61B005/024 A61B005/22
US09757044 | B2 | 2017-09-12 | Device and method for the geometric determination of electrical dipole densities on the cardiac wall | 2012-03-09 | Disclosed are devices (100), systems (500), and methods for determining the dipole densities on heart walls. In particular, a triangularization of the heart wall is performed in which the dipole density of each of multiple regions correlate to the potential measured at various located within the associated chamber of the heart. To create a database of dipole densities, mapping information recorded by multiple electrodes (316) located on one or more catheters (310) and anatomical information is used. In addition, skin electrodes may be implemented. Additionally, one or more ultrasound elements (340) are provided, such as on a clamp assembly or integral to a mapping electrode, to produce real time images of device components and surrounding structures. | 1. A device for creating a database of dipole densities d(y) and distance measurements at the surface of one or more cardiac chambers of a patient, said device comprising: a multiple arm assembly;multiple electrodes located on one or more catheters, including at least one electrode mounted to the multiple arm assembly;at least one transducer constructed and arranged to emit sound waves;at least one sensor constructed and arranged to receive reflections of the sound waves, wherein a sensor from the at least one sensor and/or a transducer from the at least one transducer is mounted to the multiple arm assembly;a distance measurement unit configured to produce a set of data representing a distance between each transducer and a tissue surface of the one or more cardiac chambers from the received reflections; anda dipole density module configured to determine dipole densities d(y) from electrical signals received by the multiple electrodes; anda database that stores the dipole densities d(y) in correlation with the set of data representing the distance between each transducer and a tissue surface of the one or more cardiac chambers. 2. The device of claim 1, wherein the at least one transducer and the at least one sensor comprises at least one single component containing a transducer and a sensor. 3. The device of claim 1, wherein the device is constructed and arranged to produce a real time image. 4. The device of claim 1, wherein the device is constructed and arranged to produce continuous images. 5. The device of claim 1, wherein the device is constructed and arranged to produce images of the patient's tissue. 6. The device of claim 5, wherein the image comprises an image of the one or more cardiac chambers. 7. The device of claim 5, wherein the image comprises an image of at least one of the multiple electrodes. 8. The device of claim 1, wherein the device is constructed and arranged to provide motion information of the patient's tissue. 9. The device of claim 1, wherein the device is constructed and arranged to provide thickness information of the patient's tissue. 10. The device of claim 1, wherein the device is constructed and arranged to produce a distance measurement comprising the distance between at least one of the multiple electrodes and a wall of a cardiac chamber. 11. The device of claim 1, wherein the device is constructed and arranged to provide tissue diagnostic information by analyzing both tissue motion information and cell electrical signals. 12. The device of claim 11, wherein the device is constructed and arranged to provide the tissue diagnostic information during a cardiac ablation procedure. 13. The device of claim 1, wherein the device is constructed and arranged to provide the location of cardiac tissue with electrograms. 14. The device of claim 1, further comprising a delivery sheath. 15. The device of claim 1, wherein at least one of the sensor or the transducer comprises a single component. 16. The device ... | ACUTUS MEDICAL, INC. | A61B005/00 A61B005/0205 A61B005/042 A61B008/12 A61B008/08 A61B008/00 A61B018/14 A61B005/04 A61B005/06
US10893822 | B2 | 2021-01-19 | Method and system for use in monitoring neural activity in a subject's brain | 2012-02-02 | A system and method are presented for use in monitoring brain activity of a subject. The system comprises a control unit which comprises: a data input utility for receiving measured data comprising data corresponding to signals measured during a certain time period and being indicative of a subject's brain activity originated from locations in the subject's brain during said certain time period, and a processor utility which is configured and operable for processing the measured data and generating data indicative thereof in the form of a multi-parameter function presenting a relation between frequency and time data of the measured signals and for analyzing said relation and identifying a subject-related signature corresponding to the subject's brain neural activity. | 1. A method for identifying a brain activation signature, the method comprising: providing a first set of spatial fMRI scan data corresponding to and showing activation of at least one brain region during an indicated time period and a second set of EEG temporal data measured by an EEG measurement unit at different measurement locations on a scalp during said indicated time period; analyzing said second set of EEG temporal data by selecting a specific set of measurement locations and measurement time points in said time period, and by identifying relevant frequency bands and/or relevant signal amplitudes and/or relevant signal amplitudes power in said temporal data;identifying a correlation between the results of said analyzing and said activation of said at least one brain region as measured in said fMRI scan data to generate a brain activation signature of said second set of EEG temporal data which includes an indication of said at least one brain region and corresponds with activation of said at least one brain region, wherein said brain activation signature is in a form of a function describing a subset selection of frequency, time data and measurement locations which is sufficient for indicating activation of said at least one brain region without additional spatial scan data; andstoring said brain activation signature in a memory. 2. The method of claim 1, wherein the stored brain activation signature comprises one or more brain activation signatures, and data indicative of one or more brain states corresponding to the signatures. 3. The method of claim 1, comprising applying certain one or more stimuli to the subject such that the measured data corresponds to the subject's brain response to said one or more stimuli. 4. The method of claim 1, comprising repeating said providing, said analyzing, said identifying and said storing on a plurality of subjects and creating a database of signatures that is stored in the memory. 5. The method of claim 1, further comprising: developing a feedback protocol for training a specific subject for a certain stimulus, by identifying a modulation of at least one parameter of the signature, while under the application of the certain stimulus, corresponding to a functional state of the subject's brain at which one or more regions from which the measure signals are originated are at a desired activity level, and using the identified signature to select temporal signals indicative of said functional state. 6. The method of claim 5, comprising: providing a predetermined EEG signature corresponding to a certain stimulus, said predetermined EEG signature being indicative of a spatial neural activation of one or more regions in a subject brain corresponding to individual functions of the brain while under said certain stimulus and thus corresponding to a predicted certain activity state related to a given stimulus;applying said stimulus to a subject to activate said one or more brain regions; andperforming EEG ... | The Medical Research, Infrastructure and Health Services Fund of the Tel Aviv Medical Center | A61B005/0482 A61B005/055 A61B005/0476 A61B005/00 A61B005/026 A61B005/04 A61B005/0478 A61B006/03 A61B006/00 A61B008/08 G01R033/46 G01R033/48
US20140128767 | A1 | 2014-05-08 | EAR COUPLER | 2014-01-09 | An ear coupler includes: a member having a cavity for accommodating at least a part of an ear; and a structure extending from the member, the structure having an end with a port; wherein the port is configured for detachably coupling to a transducer. | 1. An ear coupler, comprising: a member having a cavity for accommodating at least a part of an ear; anda structure extending from the member, the structure having an end with a port;wherein the port is configured for detachably coupling to a transducer. 2. A system comprising the ear coupler of claim 1; and the transducer. 3. The system of claim 2, wherein the transducer is configured to provide sound. 4. The system of claim 2, wherein the transducer is configured to obtain test data. 5. The system of claim 4, wherein the test data comprises otoacoustic emission test data. 6. The system of claim 2, further comprising: a testing device;wherein the transducer is configured for detachably coupling to the testing device. 7. The system of claim 6, wherein the testing device is configured to perform one or more of an otoacoustic emission test, an auditory brainstem response test, an acoustic reflectivity test, and a tympanometry test. 8. The system of claim 6, wherein the testing device is configured to recognize the transducer when the transducer is connected to the testing device. 9. The system of claim 8, wherein the testing device is configured to identify calibration data stored in the testing device based on the recognized transducer, and to apply the calibration data to audio data for transmission to the transducer. 10. The system of claim 8, wherein the testing device is configured to identify calibration data stored in the testing device based on the recognized transducer, and to apply the calibration data to test data received from the transducer. 11. The system of claim 6, wherein the testing device comprises an audiometric device. 12. The system of claim 2, further comprising a testing device configured to communicate with the transducer. 13. The system of claim 12, wherein the testing device comprises a communication component for wireless communication with the transducer. 14. The system of claim 13, wherein the testing device is configured to transmit audio data wirelessly to the transducer. 15. The system of claim 13, wherein the testing device is configured to receive test data wirelessly from the transducer. 16. The system of claim 2, wherein the transducer is a part of an assembly configured to communicate with a testing device, the assembly having a transmitter and/or a receiver. 17. The system of claim 16, wherein the transducer assembly further comprises a D-A converter functionally coupled to the transducer. 18. The system of claim 17, wherein the transducer is configured to receive test data, and the D-A converter is configured to convert the test data from analog to digital format before the transmitter transmits the test data to the testing device. 19. The system of claim 17, wherein the assembly further comprises a digital signal processor (DSP). 20. The system of claim 19, wherein the DSP is configured to process otoacoustic emission data. 21. The system of claim 19, wherein the receiver is configured to... | GN OTOMETRICS A/S | A61B005/12
US20140121478 | A1 | 2014-05-01 | UMBILICAL PROBE MEASUREMENT SYSTEMS | 2014-01-07 | An umbilical probe sensing system is described which includes an automated system for accurately obtaining physiological information from an infant in real time. The system may also automatically guide a healthcare provider with a recommended course of treatment for infant resuscitation based on the detected and monitored physiological data. Moreover, the automated system may also provide a real time record of the infant's physiological parameters and resuscitation treatment performed by a healthcare team. | 1. (canceled) 2. A system of monitoring an oxygen saturation level in an infant, the system comprising: an umbilical probe sensing assembly configured to be positioned into contact with an umbilical stump and/or cord of the infant and configured to detect a postductal oxygen saturation level;a non-umbilical sensor configured to be positioned in contact with a body surface of the infant away from the umbilical stump and/or cord and configured to detect a preductal oxygen saturation level; anda processor for receiving the preductal and postductal oxygen saturation levels and calculating an oxygen saturation difference in response. 3. The system of claim 2, wherein the processor is configured to generate a recommended course of treatment for the infant in response to the calculated oxygen saturation difference. 4. The system of claim 3, further comprising a display coupled to the processor, wherein the display is configured for displaying to a healthcare provider one or more of the calculated oxygen saturation difference or the recommended course of treatment. 5. The system of claim 2, wherein the body surface of the infant comprises an upper body surface of the infant. 6. The system of claim 4, wherein the upper body surface is an upper extremity, an ear, a forehead, or a face. 7. A method for treating a neonatal infant, the method comprising: providing a processor having a user interface;providing an umbilical probe sensing assembly to be removably secured to tissue of an umbilical stump and/or cord such that one or more sensors integrated within the assembly contact the tissue;detecting a first physiological parameter from the infant via the one or more sensors, wherein the detected first parameter is sent to the processor;receiving, by the processor, a second physiological parameter of the infant entered from the user interface by a healthcare provider;generating, by the processor, a recommended course of treatment in response to the detected first physiological parameter and the received second physiological parameter. 8. The method of claim 7, further comprising providing the recommended course of treatment to the healthcare provider via the user interface. 9. The method of claim 7, further comprising changing, via the processor, the course of treatment when the infant is determined to be distressed based upon the detected first parameter and the received second parameter. 10. The method of claim 9, further comprising prompting the healthcare provider with the changed course of treatment via an alarm on the user interface. 11. The method of claim 10, wherein determining whether the infant is distressed comprises detecting via the one or more sensors whether a heart rate of the infant is below 100 beats per minute. 12. The method of claim 11, further comprising determining whether breathing of the infant is labored via an oxygen saturation level detected by the one or more sensors. 13. The method of claim 9, wherein the changed cour... | MedicalCue, Inc. | A61B005/00 A61B005/145 A61B005/0205 A61B005/107
US20140142462 | A1 | 2014-05-22 | PERIPHERAL TEMPERATURE MEASURING | 2012-06-14 | Systems and methods for contact-less, non-invasive determination of peripheral temperature of a subject use a thermal exchanger to locally modulate the temperature of a structure in engagement with the subject, such as a subject support structure that supports the subject or an item worn by the subject. A thermal sensor can be used to monitor a thermal response of the subject and to determine the peripheral temperature. Additionally or alternatively, the core body temperature may be determined. | 1. A measuring system for contact-less, non-invasive determination of a temperature of a subject, comprising: a body of engagement configured to engage with a subject; one or more sensors that generate one or more output signals conveying measurements related to a temperature of the subject, wherein the one or more sensors are carried by the body of engagement;a thermal exchanger configured to exchange thermal energy with the body of engagement and/or the subject; andone or more processors configured to execute computer program modules, the computer program modules comprising:a control module configured to control the thermal exchanger to modulate a structural temperature of the body of engagement at or near a point of engagement between the subject and the body of engagement; anda parameter determination module configured to determine a peripheral temperature of the subject based on a thermal response of the subject to the modulation of the structural temperature indicated by the one or more output signals. 2. The measuring system of claim 1, wherein the body of engagement is configured to support the subject thereon. 3. The measuring system of claim 1, wherein the body of engagement is configured to be worn by the subject. 4. The measuring system of claim 1, wherein the thermal exchanger comprises a cooling component. 5. The measuring system of claim 1, wherein the thermal exchanger comprises a heating component. 6. The measuring system of claim 1, wherein the control module is configured to control the thermal exchanger to modulate the structural temperature such that the modulation corresponds to a predetermined thermal condition suitable for evaluating perfusion of the subject, based on the thermal response, at or near the point of engagement. 7. The measuring system of claim 1, wherein the control module is configured to control the thermal exchanger to modulate the structural temperature such that the modulation corresponds to a predetermined thermal condition suitable for assessing a thermoregulatory response of the subject, based on the thermal response, at or near the point of engagement. 8. The measuring system of claim 1, comprising a plurality of sensors arranged in a grid, wherein the parameter determination module is configured to determine a peripheral temperature for at least one sensor in the plurality of sensors and a core body temperature for at least one sensor in the plurality of sensors. 9. A method of contact-less, non-invasive determination of a temperature of a subject, the method comprising; engaging a subject with a body of engagement;generating one or more output signals conveying measurements related to a temperature of the subject;modulating a structural temperature of the body of engagement at or near a point of engagement between the subject and the body of engagement; anddetermining a peripheral temperature of the subject based on a thermal response of the subject to the modulation of the structural tempe... | KONINKLIJKE PHILIPS N.V. | A61B005/01 A61B005/00
US09207300 | B2 | 2015-12-08 | Automatic system for timing in imaging | 2013-08-12 | An imaging system automatically determines a cardiac timing parameter for acquiring a cardiac image in a heart phase. An interface receives data identifying a heart image orientation for image acquisition. A repository of data associates, for acquisition of an image in a particular heart phase, different image orientations with corresponding different data items identifying respective corresponding particular acquisition points within an individual heart cycle relative to a start point of the heart cycle. An acquisition timing processor determines from the repository of data, a particular acquisition point within an individual heart cycle relative to the start point of the heart cycle, in response to the received data identifying the heart image orientation and uses the determined particular acquisition point to provide a synchronization signal for triggering acquisition of an image at the particular heart phase. | 1. An MR (Magnetic Resonance) imaging system for acquiring a cardiac image in a heart phase, the system comprising: an interface for receiving data identifying a heart image orientation for image acquisition;a repository of data associating, for acquisition of an image in a particular heart phase, different image orientations with corresponding different data items identifying respective corresponding particular acquisition points within an individual heart cycle relative to a start point of said heart cycle; andan acquisition timing processor configured to: determine from said repository of data, a particular acquisition point within an individual heart cycle relative to said start point of said heart cycle, in response to the received data identifying said heart image orientation,identify adjustment relative to a predetermined heart cycle point to provide an adjusted particular acquisition point using said different data items identifying respective corresponding articular acquisition points within an individual heart cycle, anduse the adjusted particular acquisition point to provide a synchronization signal for triggering acquisition of said image at said particular heart phase. 2. The system according to claim 1, wherein said different image orientations include, (a) a short-axis orientation, (b) a four-chamber orientation, (c) a three-chamber orientation and (d) a two-chamber orientation. 3. The system according to claim 1, wherein said particular heart phase is selected from at least one of, (a) an end-of-systole phase and (b) a mid-of-diastole phase. 4. The system according to claim 1, wherein said different data items identify respective corresponding particular acquisition points within an individual heart cycle by identifying adjustments relative to a predetermined heart cycle point. 5. The system according to claim 1, wherein said particular acquisition point comprises a point at substantially 75% of said heart cycle between successive ECG R-waves. 6. The system according to claim 1, wherein said repository of data associates different image orientations and at least one of, (a) different patient heart rates or heart rate ranges and (b) different image volumes of interest, with corresponding different data items identifying respective corresponding particular acquisition points within an individual heart cycle relative to a start point of said heart cycle, in response to data indicating a patient heart rate and an image volume of interest received by said interface. 7. An MR (Magnetic Resonance) imaging system for acquiring a cardiac image in a heart phase, comprising: an interface for receiving data identifying a heart image orientation for image acquisition and a patient heart rate;a repository of data associating, for acquisition of an image in a particular heart phase, different image orientations and different patient heart rates or heart rate ranges, with corresponding different data items identifying respective correspondi... | Siemens Medical Solutions USA, Inc. | A61B005/055 G01R033/54 A61B005/00 G01R033/563 G01R033/567 A61B005/0456
US08731647 | B2 | 2014-05-20 | Method and system for analyzing the cardiac activity of a patient and uses thereof | 2011-04-12 | This method for analyzing the cardiac activity of a patient are comprises the steps for acquiring (20) at least one cardiac said electric signal comprising at least one elementary signal corresponding to a heart beat, for extracting (29) from said elementary signal, at least one elementary wave, the general shape of which may be expressed by x(t)=x0+x1 cos(Φ(t)), wherein Φ(t) is the phase of said elementary wave, and for analyzing (30) said elementary wave, comprising the steps for determining an expression of a phase equation;F⁡(Φ)=ⅆΦⅆt of said elementary wave and determining an expression of the phase Φ(t) of said elementary wave as a functions of parameters measuring the anharmonicity of said elementary wave and its morphology, from p cosn and p sinn functions defined by: ;p⁢⁢cosn⁡(t,r)=∑k=1∞⁢cos⁡(kt)⁢rkkn⁢⁢and⁢⁢p⁢⁢sinn⁡(t,r)=∑k=1∞⁢sin⁡(kt)⁢rkkn. | 1. A system for analyzing the cardiac activity of a patient comprising means (2) for acquiring at least one cardiac electric signal comprising at least one elementary signal (1) corresponding to a heart beat, means for extracting from said elementary signal (1), at least one elementary wave (P, Q, R, S, T), the general shape of which may be expressed by x(t)=x0+x1 cos(Φ(t)), wherein Φ(t) is the phase of said elementary wave (P, Q, R, S, T), and means (9) for analyzing said elementary wave (P, Q, R, S, T), characterized in that the means (9) for analyzing said elementary wave (P, Q, R, S, T) comprise: means (9) for determining an expression of a phase equationF⁡(Φ)=ⅆΦⅆtof said elementary wave (P, Q, R, S, T); and means (9) for determining an expression of the phase Φ(t) of said elementary wave (P, Q, R, S, T) as a function of parameters (r, rk, Φ0, pk) measuring the anharmonicity of said elementary wave (P, Q, R, S, T) and its morphology, from p cosn and p sinn functions defined by:p⁢⁢cosn⁡(t,r)=∑k=1∞⁢cos⁡(k⁢⁢t)⁢rkkn⁢⁢and⁢⁢p⁢⁢sinn⁡(t,r)=∑k=1∞⁢sin⁡(k⁢⁢t)⁢rkkn. 2. The system for analyzing cardiac activity according to claim 1, characterized in that it includes means (9) for expressing the phase equation as:ⅆΦⅆt=1+r2+2⁢r⁢⁢cos⁡(Φ)1-r2,wherein r, varying in [0,1], is a parameter measuring the anharmonicity of said elementary wave (P, Q, R, S, T). 3. The system for analyzing cardiac activity according to claim 2, characterized in that it includes means (9) for expressing the elementary wave x(t) by means of two parameters r and Φ0, as: x(t)=x0+a1h sin(t,r)+b1h cos(t,r)wherein a1=x1 cos(Φ0) and b1=−x1 sin(Φ0), the h sin and h cos functions being defined by:h⁢⁢cos⁢:⁢⁢(t,r)→(1+r2)⁢cos⁡(t)+2⁢r1+r2-2⁢r⁢⁢cos⁡(t)⁢⁢and⁢h⁢⁢sin⁢:⁢⁢(t,r)→(1-r2)⁢sin⁡(t)1+r2-2⁢r⁢⁢cos⁡(t). 4. The system for analyzing cardiac activity according to claim 3, characterized in that it includes means (9) for expressing the phase equation as:F⁡(Φ)=P⁡(Φ)Q⁡(Φ),wherein P(Φ) and Q(Φ) are trigonometric polynomials. 5. The system for analyzing cardiac activity according to claim 4, characterized in that it includes means (9) for expressing the phase Φ(t) as:t⁡(Φ)=Φ+∑k=1n⁢ak⁢p⁢⁢sin1⁡(Φ-pk,rk)-bk⁢p⁢⁢cos1⁡(Φ-pk,rk)wherein the p sin1 and p cos1 functions are defined by:p⁢⁢cos1⁡(t,r)=∑k=1∞⁢cos⁡(k⁢⁢t)⁢rkk⁢⁢and⁢⁢p⁢⁢sin1⁡(t,r)=∑k=1∞⁢sin⁡(k⁢⁢t)⁢rkk. 6. A cardiac stimulator comprising a system for analyzing cardiac activity according to one of claims 1 to 5. 7. A cardiac defibrillator comprising a system for analyzing cardiac activity according to one of claims 1 to 5. | Centre National de la Recherche Scientifique (C.N.R.S) | A61B005/04
US08725238 | B2 | 2014-05-13 | Electrocardiogram signal processing system | 2010-09-09 | An electrocardiogram signal processing system is provided which includes: a wavelet transformation unit comprising a plurality of outputs, each output being connected to one of a plurality of scales, wherein the wavelet transformation unit is adapted to transform an input electrocardiogram signal into a set of wavelets, each wavelet being output to one of the scales; a plurality of signal processing blocks, each of the signal processing blocks coupled to a respective output of the wavelet transformation unit and configured to receive and process the wavelet from the respective output, wherein the signal processing blocks provide processing functions which differ from one another. | 1. An electrocardiogram signal processing system comprising: a wavelet transformation unit comprising a plurality of outputs, each output being connected to one of a plurality of scales, wherein the wavelet transformation unit is adapted to transform an input electrocardiogram signal into a set of wavelets, each wavelet being output to one of the scales;a plurality of signal processing blocks, each of the signal processing blocks coupled to a respective output of the wavelet transformation unit and configured to receive and process the wavelet from the respective output, wherein the signal processing blocks provide processing functions which differ from one another;wherein the scales comprise a first scale, a second scale, a third scale, a fourth scale, a fifth scale, a sixth scale, a seventh scale, and an eighth scale;wherein each scale corresponds to a pre-determined bandwidth;wherein the signal processing blocks comprise an electrocardiogram signal reconstruction block;wherein the electrocardiogram signal reconstruction block further comprises: a first reconstruction block for the fifth to the eighth scales;a second reconstruction block for the first to the fourth scales; anda third reconstruction block for the first to the eighth scales;wherein the first reconstruction block outputs synchronized signals belonging to high-pass filtered components of the fifth to the eighth scales; the second reconstruction block outputs synchronized signals belonging to high-pass filtered components of the first to the fourth scales; and the third reconstruction block outputs signals belonging to low-pass filtered components of the first to the seventh scales. 2. The system of claim 1, wherein each scale has a different bandwidth, wherein the wavelet output to one of the scales is derived from the wavelet output to an earlier scale. 3. The system of claim 2, wherein the number of scales is at least eight, the scales having 3 dB bandwidths of around 250 to 500 Hz; 72 to 234 Hz; 32 to 108 Hz; 16 to 54 Hz; 8 to 26 Hz; 4 to 13 Hz; 2 to 6.5 Hz; and 1 to 3.25 Hz for the first to the eighth scales respectively, when the sampling rate of the input signal is 1 kHz. 4. The system of claim 1, wherein the wavelet transformation unit comprises a plurality of low pass filters and a plurality of high pass filters. 5. The system of claim 4, wherein the low pass filter for the first scale is given by the expressionlD,1⁡(k)=18⁢{δ⁡(k+2)+3⁢δ⁡(k+1)+3⁢δ⁡(k)+δ⁡(k-1)}and the high pass filter for the first scale is given by the expression hD,1(k)=2{δ(k+1)−δ(k)},wherein δ(k) is the Kronecker delta function and for scale numbers n>1,lD,n(k) and hD,n(k) are obtained by inserting 2n-1−1 zeros between each of the non-zero coefficients of lD,1(k) and hD,1(k). 6. The system of claim 4, wherein the low pass filters and the high pass filters have a cascaded arrangement, wherein an output of at least one of the low pass filters is coupled to an input of at least one of the high pass filter... | Agency for Science, Technology and Research | A61B005/0432
US08738115 | B2 | 2014-05-27 | Method and apparatus for selective internal radiation therapy planning and implementation | 2010-05-11 | In a method and system for planning and implementing a selective internal radiation therapy (SIRT), the liver volume and the tumor volume are automatically calculated in a processor by analysis of items segmented from images obtained from the patient using one or more imaging modalities, with the administration of a contrast agent. The volume of therapeutic agent that is necessary to treat the tumor is automatically calculated from the liver volume, the tumor volume, and the body surface area of the patient and the lung shunt percentage for the patient. The therapeutic agent can be administered via respective feeder vessels in respectively different amounts that correspond to the percentage of blood supply to the tumor from the respective feeder vessels, this distribution also being automatically calculated by analysis of one or more parenchymal blood volume (PBV) images. | 1. A method for planning and implementing a selective internal radiation therapy (SIRT), comprising the steps of: providing a processor with a large volume dataset of a patient who is to undergo SIRT, said large volume dataset encompassing the entire liver of the patient, said liver having a tumor therein fed with blood by feeder vessels emanating from a main branch;in the processor, automatically segmenting the liver from surrounding tissue in said large volume dataset by executing a computerize segmentation algorithm, and automatically calculating the volume of the liver from the segmented liver;injecting contrast agent into said main branch for said feeder vessels and acquiring a contrast-enhanced tomographic volume dataset from the patient comprising a contrast-enhanced tumor and contrast-enhanced feeder vessels that supply blood to said contrast-enhanced tumor;in said processor, automatically segmenting said contrast-enhanced tumor and said contrast-enhanced feeder vessels from surrounding tissue in said contrast-enhanced volume dataset by executing a computerize segmentation algorithm;in said processor, automatically calculating the volume of the tumor from the segmented contrast-enhanced tumor;determining a lung shunt percentage for said patient;determining the body surface area (BSA) of the patient;in said processor, automatically calculating an amount of therapeutic agent for use in said SIRT for treating said tumor, from the BSA, the lung shunt percentage, the liver volume, and the tumor volume;obtaining a live fluoroscopic image of the liver of the patient during SIRT and overlaying the segmented contrast-enhanced liver and the segmented contrast-enhanced feeder vessels on said live fluoroscopic image, to obtain an overlay image;using said overlay image, positioning a catheter with respect to at least one of said feeder vessels; andvia said catheter, administering the calculated amount of said therapeutic agent during SIRT. 2. A method as claimed in claim 1 comprising calculating a volume of radioactive microspheres as said therapeutic agent, and administering the calculated volume of radioactive microspheres during SIRT. 3. A method as claimed in claim 1 comprising acquiring each of said large volume dataset and said contrast-enhanced volume dataset using a robotic computed tomography system. 4. A method as claimed in claim 1 comprising, during SIRT, acquiring a further tomographic volume dataset encompassing the liver of the patient and using said further tomographic volume dataset to overlay said segmented contrast-enhanced tumor and said segmented contrast-enhanced feeder vessels on said live fluoroscopic image with an anatomically correct, for said patient, registration with respect to the liver in said overlay image. 5. A method as claimed in claim 1 comprising: for each tumor and for each feeder vessel feeding each tumor, acquiring a parenchymal blood volume (PBV) scan of the liver of the patient using an imaging modality wi... | Siemens Aktiengesellschaft | A61B005/05
US08725227 | B2 | 2014-05-13 | Electrode arrangement and measuring device for measuring the electrical activity in an electrically active tissue | 2008-06-04 | The invention relates to an electrode arrangement and a measuring device for measuring the action flow and/or the action potential of an electrically active tissue. The aim of the invention is to provide a simple and economically producible electrode for measuring action flows and/or action potentials in electrically active tissues (preferably the stapedius muscle tissue), ensuring that the electrode is fixed securely, but reversibly, in the muscle tissue and that the muscle tissue is disturbed as little as possible. The electrode arrangement according to the invention comprises a first electrode (2) and a fixing element (3), the first electrode (2) being connected to a first, long electrical line (4) and consisting of a long base body (6) comprising a first end (7) and a second end (8). The first electrical line (4) is connected to the base body (6) in the region of the second end (8) thereof, and means are provided for reversibly fixing the fixing element (3) to the first electrode (2). | 1. An electrode for measuring electrical activity of tissue, the electrode comprising: a sensing electrode having an elongate electrode body forming a partial hollow half cylindrical section having a proximal end, a distal end, and a curved inner surface configured to partially enclose a curved outer surface of the tissue and with: i. a penetrating end at the distal end for insertion into the tissue to sense electrical activity of the tissue, andii. a base end at the proximal end that is coupled to an electrical connection wire for communicating the sensed electrical activity away from the sensing electrode; anda fixation element that penetrates through an electrode opening in the elongate electrode body into the tissue partially enclosed by the curved inner surface of the partial hollow half cylindrical section of the electrode body to hold the penetrating end of the sensing electrode in position in the tissue. 2. An electrode according to claim 1, wherein the fixation element includes a secondary sensing electrode that also senses electrical activity of the tissue. 3. An electrode according to claim 2, wherein the sensing electrode and the secondary sensing electrode form a bipolar electrode sensing arrangement. 4. An electrode according to claim 1, further comprising: an electrical insulation layer where the fixation element penetrates the electrode body for electrically isolating the fixation element from the electrode body. 5. An electrode according to claim 4, wherein the insulation layer is ceramic, sapphire, A2O3, TiO2, or glass. 6. An electrode according to claim 4, wherein the insulation layer has a thickness between 10 μm and 30 μm. 7. An electrode according to claim 1, including an insulation layer covering at least a portion of the sensing electrode or the fixation element. 8. An electrode according to claim 7, wherein the insulation layer is silicone or polyurethane elastomer. 9. An electrode according to claim 1, wherein the fixation element is formed of electrically insulating material and the sensing electrode acts as a monopolar sensing arrangement. | MED-EL Elektromedizinische Geraete GmbH | A61B005/0492 A61F011/00
US08718340 | B2 | 2014-05-06 | System and method for accurate and rapid identification of diseased regions on biological images with applications to disease diagnosis and prognosis | 2009-09-03 | The present invention relates to a method and system for detecting biologically relevant structures in a hierarchical fashion, beginning at a low-resolution and proceeding to higher levels of resolution. The present invention also provides probabilistic pairwise Markov models (PPMMs) to classify these relevant structures. The invention is directed to a novel classification approach which weighs the importance of these structures. The present invention also provides a fast, efficient computer-aided detection/diagnosis (CAD) system capable of rapidly processing medical images (i.e. high throughput). The computer-aided detection/diagnosis (CAD) system of the present invention allows for rapid analysis of medical images the improving the ability to effectively detect, diagnose, and treat certain diseases. | 1. A method for detecting biologically relevant structures in a hierarchical fashion comprising: a) performing gland segmentation on the luminance channel to produce gland boundaries;b) calculating morphological features for each gland;c) providing a Bayesian classifier for classifying and labeling the morphological features for each gland as either malignant or benign;d) performing MRF iteration using weighted maximum posterior marginals estimation using the labeling in step (c) as a the starting point to produce a final labeling; ande) consolidating glands labeled as malignant into regions. 2. The method of claim 1 wherein the biologically relevant structure is selected from the group consisting of the prostate, breast, ovary, bladder, kidney, or brain. 3. The method of claim 1 wherein the classifying and labeling morphological features in step (c) is performed using probabilistic pairwise Markov models. 4. The method of claim 1 wherein the performing a MRF iteration in step (d) is performed using weighted ICM estimation. 5. The method of claim 1 wherein the step of performing gland segmentation on the luminance channel to produce gland boundaries in step (a) is performed using CIE Lab color space. 6. The method of claim 1 wherein the step of performing gland segmentation on the luminance channel to produce gland boundaries in step (a) comprises: a) convolving a luminance image with a Gaussian kernel at multiple scales σg∈{0.2, 0.1, 0.05, 0.025}mm to account for varying gland size;b) identifying seed pixel peaks (maxima) in the smoothed images as candidate gland centers;c) performing a growing procedure on the pixel peaks of step (b) comprising the following steps: (i) initializing a current region (CR) to the specified seed pixel and establishing a 12σg×12σg bounding box centered about it and initializing a current boundary (CB) to the 8-connected pixels neighboring CR;(ii) identity the pixel in CB with the highest intensity and removing the highest intensity pixel from CB and adding it to CR and revising CB to include all 8 connected neighbors of the aggregated pixel which are not in CR;(iii) defining the internal boundary (IB) as all pixels in CR that are 8-connected with the pixels in CB and computing the current boundary strength which is defined as the mean intensity of the pixels in IB minus the mean intensity of the pixels in CB;(iv) repeating steps (ii) and (iii) until the algorithm attempts to add a pixel outside the bounding box;(v) identifying a iteration step at which the maximum boundary strength was attained and defining the optimal region as CR at this step;(vi) resolving any overlapping of the final segmented region by discarding the region with the lower boundary strength. 7. An automated system for detecting CaP glands in WMHSs using the method of claim 1. 8. A method for detecting biologically relevant structures in a hierarchical fashion comprising: a) identifying and segmenting gland lumens to produce segmented boun... | Trustees of the University of Pennsylvania Rutgers, The State University of New Jersey | G06K009/00 A61B005/00
US08725231 | B2 | 2014-05-13 | Fracture risk assessment | 2010-02-19 | The present disclosure relates to a bone fracture risk assessment method and system. The method may include generating a volumetric model corresponding to a three-dimensional image of a bone structure for each bone structure in a set of bone structures. The method may further include defining a vector of variables for each bone structure. Each variable in the vector of variables may include a three-dimensional position of one of a number of volumetric vertices and at least one parameter associated with the one volumetric vertex. The method may include generating a set of individual vectors and performing variable reduction on the set of individual vectors. The method may further include determining a discriminator based at least in part on a result of the variable reduction. | 1. A method of fracture risk assessment comprising: generating a volumetric model corresponding to a three-dimensional image of a bone structure for each bone structure in a training set of bone structures wherein the volumetric model comprises a number of volumetric vertices;defining a vector of variables, wherein each variable in the vector of variables comprises a three-dimensional position of one of the number of volumetric vertices and at least one parameter associated with at least one volumetric vertex;generating a set of individual vectors, the generating comprising, for each individual vector, determining values for each variable in the vector of variables wherein each individual vector corresponds to one bone structure in the training set of bone structures and the values for each variable in the vector of variables are based, at least in part, on the volumetric model corresponding to the one bone structure;generating a covariance matrix comprising calculated covariance between elements of the set of individual vectors;performing variable reduction on the set of individual vectors providing a plurality of reduced variables, the variable reduction based on eigenvalues calculated from the covariance matrix;determining a discriminator based at least in part on a result of the variable reduction wherein the discriminator comprises one or more of the plurality of reduced variables; andapplying the discriminator to a selected bone structure to assess the fracture risk of the selected bone structure, wherein the selected bone structure is not in the training set of bone structures;wherein the generated volumetric model is a specific volumetric model corresponding to a selected bone structure based on a two-dimensional image of the selected bone structure, the generating the specific volumetric model further comprising:selecting an initial value for at least one specific reduced variable of the plurality of reduced variables;generating a current volumetric model based, at least in part, on the at least one specific reduced variable;determining a current value of an objective function wherein the objective function comprises at least one of a plurality of geometric measures and at least one bone mass density based on the two-dimensional image of the selected bone structure and a corresponding at least one of the plurality of geometric measures and at least one bone mass density determined based on the current volumetric model; andupdating a value of the at least one specific reduced variable and repeating generating the current volumetric model based, at least in part, on the updated value of the at least one specific reduced variable and determining the current value of the objective function until the objective function converges wherein the current volumetric model when the objective function converges corresponds to the specific volumetric model. 2. The method of claim 1 wherein the discriminator comprises a combination of two or more signi... | Southwest Research Institute | A61B005/05
US09031646 | B2 | 2015-05-12 | Automated assessment of atrioventricular and ventriculoatrial conduction | 2012-11-27 | A method discriminates between ventricular arrhythmia and supraventricular arrhythmia by determining the direction of an electrical signal conducted through the atrioventricular node. An implantable cardiac defibrillator provides atrioventricular and ventriculoatrial pacing bursts to determine if an arrhythmia with a 1:1 atrial to ventricular relationship is due to ventricular tachycardia or supraventricular tachycardia. This discrimination capability reduces the incidence of inappropriate shocks from dual-chamber implantable cardiac defibrillators to near zero and provides a method to differentially diagnose supraventricular tachycardia from ventricular tachycardia. | 1. A method, comprising: a) providing, under conditions so as to generate atrial P-wave signals: i) a first set of ventricular pacing bursts having a first cycle length;and,ii) a second set of ventricular pacing bursts, wherein said second ventricular pacing bursts have a second cycle length;b) detecting said atrial P-wave signals generated in response to said second set of ventricular pacing bursts, wherein said second ventricular pacing burst cycle length is shorter than said first ventricular pacing burst cycle length;c) repeating step b) until said atrial P-wave signals are not detected, wherein the penultimate second ventricular pacing burst establishes a ventriculoatrial Wenckebach cycle length value. 2. The method of claim 1, further comprising step d) storing a basal ventriculoatrial cycle length value in a microprocessor. 3. The method of claim 1, further comprising replacing said basal ventriculoatrial cycle length value with said ventriculoatrial Wenckebach cycle length value. 4. The method of claim 1 wherein said microprocessor is integrated within a pacemaker/defibrillator device. | University of Pittsburgh—of the Commonwealth System of Higher Education | A61N001/39 A61B005/0452 A61B005/0464 A61N001/365
US09724032 | B2 | 2017-08-08 | Permanent magnet lancing device | 2014-01-24 | A lancing device and a method for using the lancing device includes a plunger mechanism having a permanent magnet housed therein. The lancing device includes a movable element having at least one attracting object and at least one repelling object. The attracting object attracts the permanent magnet to move the plunger into a retracted position. The repelling object repels the permanent magnet to move the plunger into a lancing position to pierce the skin of a test subject. The use of the permanent magnet in the plunger mechanism reduces or eliminates multiple punctures due to plunger bounce or oscillation that can occur while a body fluid sample is being drawn. | 1. A lancing device comprising: a plunger having a first end and a second end, the first end of the plunger having a permanent magnet;a lancet removably connected to the second end of the plunger and adapted to pierce skin of a test subject; anda linear slide adjacent to the first end of the plunger, the linear slide including a first attracting object, a repelling object, and a second attracting object, the first attracting object coming in close proximity to the permanent magnet so as to attract the permanent magnet and move the plunger into a retracted position, the repelling object coming in close proximity to the permanent magnet to repel the permanent magnet and move the plunger into a lancing position,wherein the linear slide includes no more than three attracting objects and repelling objects in total that assist in moving the plunger between the retracted position and the lancing position, and wherein the first attracting object, the repelling object, and the second attracting object are separate and distinct objects. 2. The lancing device of claim 1, wherein the first attracting object is a magnet having a different polarity than the permanent magnet. 3. The lancing device of claim 1, wherein the first attracting object is a metal insert having a different polarity than the permanent magnet. 4. The lancing device of claim 1, wherein the repelling object is a magnet having a similar polarity as the permanent magnet. 5. The lancing device of claim 1, wherein the second attracting object is a magnet having a different polarity than the permanent magnet or a metal insert having a different polarity than the permanent magnet. 6. The lancing device of claim 1, wherein the second attracting object is configured to come in close proximity to the permanent magnet so as to attract the permanent magnet and move the plunger into the retracted position. 7. A method for using a lancing device, the method comprising: providing a lancing device including, (i) a plunger having a first end and a second end, the first end of the plunger having a permanent magnet,(ii) a lancet removably connected to the second end of the plunger and adapted to pierce skin of a test subject, and(iii) a linear slide adjacent to the first end of the plunger, the linear slide including a first attracting object, a repelling object, and a second attracting object;retracting the plunger to a retracted position by positioning the linear slide such that the first attracting object generally aligns with and attracts the permanent magnet;advancing the plunger and the lancet to a lancing position by positioning the linear slide such that the repelling object generally aligns with and repels the permanent magnet; andresponsive to the advancing, withdrawing the plunger and the lancet to the retracted position by positioning the linear slide such that the second attracting object generally aligns with and attracts the permanent magnet,wherein the linear slide includes no more than... | Ascensia Diabetes Care Holdings AG | A61B017/14 A61B005/151 A61B005/15
US10682180 | B2 | 2020-06-16 | Method and system for patient-specific modeling of blood flow | 2013-11-15 | Embodiments include a system for determining cardiovascular information for a patient. The system may include at least one computer system configured to receive patient-specific data regarding a geometry of the patients heart, and create a three-dimensional model representing at least a portion of the patient's heart based on the patient-specific data. The at least one computer system may be further configured to create a physics-based model relating to a blood flow characteristic of the patient's heart and determine a fractional flow reserve within the patient's heart based on the three-dimensional model and the physics-based model. | 1. A computer-implemented method for assessing cardiac hemodynamic information, comprising: accessing or acquiring volumetric coronary vascular images depicting a geometry of a location of a patient's blood vessel;generating, using a computer, an anatomical model of the geometry of the location of the patient's blood vessel from the accessed or acquired volumetric coronary vascular images;obtaining a solid model by trimming the anatomical model at the geometry of the location of the patient's blood vessel and identifying a location of the solid model corresponding to the location of the patient's blood vessel;determining a patient-specific boundary condition at the location of the solid model;acquiring, based on the patient-specific boundary condition, local blood flow information of blood flow through the patient's blood vessel at the location;estimating, using a computer, a myocardial fractional flow reserve for a selected segment of the coronary vasculature, wherein the estimation is based at least in part on the anatomical model and the acquired local blood flow information; anddetermining a visual indicator of the myocardial fractional flow reserve for display, or determining a presence of a blood vessel narrowing or stenosis based on the myocardial fractional flow reserve. 2. The method of claim 1, comprising: receiving a set of CT image data;determining a cardiac phase of interest using the set of CT image data;segmenting the coronary arteries from one or more CT images at the cardiac phase of interest; andderiving the anatomical model based at least in part on the segmented coronary arteries. 3. The method of claim 1, comprising: determining a cardiac phase of interest using a set of reconstructed image data;segmenting the coronary arteries from one or more reconstructed images at the cardiac phase of interest; andderiving the anatomical model based at least in part on the segmented coronary arteries. 4. The method of claim 1, wherein the anatomical model further comprises a location or a topology of a vessel tree. 5. The method of claim 1, wherein the location of the blood vessel comprises a stenotic lesion. 6. The method of claim 1, wherein estimating the myocardial fractional flow reserve comprises providing at least the anatomical model and the local blood flow information to a computational fluid dynamics model. 7. The method of claim 6, wherein the local blood flow information comprises a flow boundary condition used in the computational fluid dynamics model. 8. One or more non-transitory computer-readable media encoding one or more processor-executable routines, wherein the one or more routines cause acts to be performed comprising: accessing or acquiring volumetric coronary vasculature images depicting a geometry of a location of a patient's blood vessel;generating an anatomical model of the geometry of the location of the patient's blood vessel from the accessed or acquired volumetric coronary vascular images;obtaining a s... | HeartFlow, Inc. | A61B034/10 G06T007/12 G06F017/10 A61B034/00 G16B005/00 G16B045/00 G06T007/70 G06T007/73 G06T007/11 G06T007/13 G06T007/149 G06T007/62 A61B005/02 A61B006/00 G16H010/60 G16H050/30 G16H050/50 G06F030/20 G06F030/23 A61B005/026 G06G007/60 A61B005/00 A61B005/029 A61B006/03 A61B008/06 A61B008/08 G01R033/563 A61B005/107 G06T007/00 G06T017/00 G06K009/00 G06K009/62 A61B005/021 A61B005/024 A61B005/22 G06K009/46 G06T007/20 G06T011/00 G06T011/20 A61M005/00 G06K009/52 A61B005/055 A61B005/11 G06T017/20 G06T015/10 G06T011/60 G06T007/60 A61B008/02 A61B008/04 G01R033/56 G16H030/20 G16H030/40 G16H010/40 G16H050/70 A61B090/00
US09301707 | B2 | 2016-04-05 | MR imaging in separate rooms using a magnet having a diagnostic table | 2012-11-07 | In MR imaging in a suite of rooms including a diagnostic room and a second surgical room, the magnet includes a diagnostic table separable from a docking station of the magnet and the second room includes a second surgical table. An imaging control computer controls operation of the imaging system and a movement control computer controls operation of the magnet moving system and the patient support table. During imaging in the surgical room, the diagnostic table is separated and docked at a secondary docking station while an emulating computer system cooperate with the imaging control computer system by emulating outputs from the disconnected diagnostic table for controlling operation of the imaging system. | 1. A method for imaging a part of each of a plurality of patients comprising: providing a plurality of rooms each arranged for use in imaging a patient from said plurality of patients independently, the plurality of the rooms including at least a first room for a diagnostic procedure and a second room for an interventional procedure;providing a magnetic resonance imaging system for obtaining images of a part of a patient of the plurality of patients, the magnetic resonance imaging system comprising: a magnet having a cylindrical bore with a horizontal axis of the bore longitudinal of the magnet;a field control arrangement for controlling and varying magnetic fields of the magnet,a radio frequency transmission and detection system for eliciting and detecting NMR signals from the part in response to the magnetic fields,an RF probe arranged to be located adjacent to the part at an imaging location in the bore,a display monitor for displaying the detected signals;a diagnostic table arranged to be mounted at a first end of the bore for movement relative to the magnet longitudinally of the bore toward a second end of the bore for carrying the part of the patient into an imaging location in the bore, the diagnostic table being separable from the magnet so as to disconnected therefrom;and an imaging control computer system for controlling operation of the magnetic resonance imaging system including the field control arrangement, the detection system, the RF probe, the display monitor and the diagnostic table;in the first room using the imaging control computer system to effect imaging of a first patient of the plurality of patients using the magnetic resonance imaging system with the first patient located on the diagnostic table, the imaging control computer system being connected during the imaging with the diagnostic table by a coupling on the diagnostic table which connects to a docking station on the magnet for communicating of imaging control signals to and from the diagnostic table;providing a magnet moving system for moving the magnet from the first room to the second room;providing a patient support table mounted in the second room arranged for the interventional procedure on a second patient from said plurality of patients;the patient support table being operable for movement of a patient support portion to different positions of the patient relative to the magnet;the patient support table being arranged for cooperation with associated elements arranged for use in the interventional procedure;providing a movement control computer system for controlling operation of the magnet moving system and the patient support table;moving the magnet from the first room to the second room by; disconnecting the coupling on the diagnostic table from the docking station of the magnet so that the diagnostic table remains with the first room; andoperating the movement control computer system to control operation of the magnet moving system and the patient support ... | Imris Inc | A61B005/05 A61B005/055 A61B005/00 G01R033/38 A61G013/02 A61G013/00 A61G012/00
US09687163 | B2 | 2017-06-27 | Seizure detection and epileptogenic lesion localization | 2013-10-30 | Epileptogenic source localization methods and systems based on ECoG signals are provided for obtaining spatial and temporal relationships among epileptogenic zones. Seizure detection is based on an Independent Component Analysis (ICA) and temporal and spatial relationships among the detected epileptogenic zones are based on a steepest descent-based source localization method. Embodiments of the invention facilitate the epileptiform activity investigation and seizure dynamics study and further benefit the neurophysiology community in the surgical decision making of neurosurgeons. | 1. A method of epileptogenic source localization for obtaining spatial and temporal relationships among epileptogenic zones, comprising: (a) performing an Independent Component Analysis (ICA) for seizure detection, wherein said ICA comprises the steps of: (i) preprocessing ECoG data obtained using a plurality of channels from a subject's brain, wherein said preprocessing removes the mean of said ECoG data for whitening of said ECoG data;(ii) using said preprocessing to uncover Independent Components (ICs) within said ECoG data and to estimate a mixing matrix as a function of said ICs;(iii) performing seizure detection on each of said uncovered ICs to identify a seizure, wherein performing seizure detection comprises the steps of: (j) applying a fast Fourier transform (FFT) function to each of said ICs to obtain a frequency spectrum of each of said ICs;(jj) calculating a power spectrum for each of said ICs in a frequency band; and(jjj) based on one or more criteria, detecting said seizure for each of said ICs, and if said seizure is detected, calculating: (k) a reduced mixing matrix from said mixing matrix; and(kk) a seizure IC matrix; and(iv) performing back projection comprising the steps of: (p) calculating the product of said reduced mixing matrix and said seizure IC matrix; and(pp) calculating power strength data for each of said plurality of channels;(b) performing steepest descent-based source localization for determining temporal relationships among said detected seizures; and(c) outputting source locations of said detected seizures;(d) wherein said method of epileptogenic source localization is coded in a computer language and said coded computer language is stored on a computer-readable medium which is executable by a computing device. 2. The method as set forth in claim 1, wherein said one or more criteria for detecting said seizure for each of said ICs comprises one or more of: (r) a power spectrum being higher than a predefined threshold determined by a sampling frequency, a frequency bandwidth of interest, a number of points in FFT, and a power scaling factor; and(rr) a frequency with the largest amplitude or a frequency with the second largest amplitude located within said bandwidth of intereste. 3. The method as set forth in claim 1, wherein performing steepest descent-based source localization comprises the steps of: (s) selecting p principal paths for each of said seizure ICs by choosing p largest absolute elements from a corresponding column of said reduced mixing matrix, wherein the principal paths relate to said plurality of channels;(ss) calculating a principal distance matrix between said plurality of channels and said sources of said detected seizures;(sss) applying a steepest-descent algorithm to position each of said sources of said detected seizures according to said principal distance matrix; and(is) applying a directed transfer function (DTF) to analyze a casual temporal relationship among said sources of said detect... | THE REGENTS OF THE UNIVERSITY OF CALIFORNIA | A61B005/04 A61B005/0476 A61B005/048 A61B005/00
US09895056 | B2 | 2018-02-20 | Ophthalmic multiple wavelength laser illuminator with a graphical user interface | 2013-11-06 | An ophthalmic laser illuminator 10 includes multiple laser devices 12-16. There are at least three different wavelengths of light emitted by the multiple laser devices 12-16 and each wavelength of light emitted by each laser device is outside of wavelengths blocked by a safety filter used for surgical treatment lasers 52. A controller 18 controls the multiple laser devices 12-16. A graphical user interface 32 is operably attached to the controller 18 for allowing a user to select a plurality of light parameters for a light beam exiting the illuminator 10. | 1. An ophthalmic laser illuminator comprising: multiple laser devices, wherein there are at least three different wavelengths of light emitted by the multiple laser devices and each wavelength of light emitted by each laser device is outside of wavelengths blocked by a safety filter used for surgical treatment lasers;a controller for controlling the multiple laser devices;a graphical user interface operably attached to the controller for allowing a user to select a plurality of light parameters for a light beam exiting the illuminator;wherein the graphical user interface allows a color of the light beam exiting the illuminator to be set via multiple color-entry mechanisms including at least a use of a chromaticity graph, a slider bar for each different wavelength of light emitted by the laser devices, a plurality of color preset buttons, a numeric entry of a color coordinate of the color desired, and a numeric entry of a proportion of each wavelength comprising the light beam exiting the illuminator;wherein the graphical user interface allows a luminous flux level of the light beam exiting the illuminator to be set via multiple flux-entry mechanisms including at least a master slider bar and a numeric entry of a luminous flux value; andwherein, after the graphical user interface is used to set the color and luminous flux level of the light beam exiting the illuminator via one of the multiple color-entry mechanisms and one of the multiple flux-entry mechanisms, the graphical user interface automatically updates all of the multiple color-entry mechanisms and the multiple flux-entry mechanisms to reflect the set color and luminous flux level. 2. The illuminator of claim 1 wherein the at least three wavelengths of light emitted by the laser devices include a red light with a dominant wavelength of at least 620 nm, a blue light with a dominant wavelength of less than 480 nm, and a green light with a dominant wavelength between 552 and 557 nm. 3. The illuminator of claim 1 wherein the at least three wavelengths of light emitted by the laser devices include a red light with a dominant wavelength of at least 620 nm, a blue light with a dominant wavelength of less than 480 nm, and a cyan light with a dominant wavelength between 500 and 512 nm. 4. The illuminator of claim 1 wherein there are at least four different wavelengths of light emitted by the multiple laser devices and include a red light with a dominant wavelength of at least 620 nm, a blue light with a dominant wavelength of less than 480 nm, a cyan light with a dominant wavelength between 500 and 512 nm, and a green light with a dominant wavelength between 552 and 557 nm. 5. The illuminator of claim 1 wherein there are at least four different wavelengths of light emitted by the multiple laser devices and include a red light with a dominant wavelength of at least 620 nm, a blue light with a dominant wavelength of less than 480 nm, a cyan light with a dominant wavelength between 500 and 512 nm... | Bausch & Lomb Incorporated | A61B001/06 A61B003/00 A61B005/00
US09265449 | B2 | 2016-02-23 | Wearable device structure with enhanced motion detection by motion sensor | 2013-03-14 | Techniques associated with a wearable device structure with enhanced motion detection by a motion sensor are described, including a band configured to be worn, a nodule coupled to the band, the nodule including a structure configured to enhance detection of movement of an adjacent skin surface, the structure having an articulator configured to rotate in a plurality of planes, and a sensor coupled to the structure and configured to detect rotational motion. | 1. A method, comprising: coupling a first nodule to a skin surface at a location, the first nodule formed in a wearable device comprising a structure configured to enhance detection of movement of the skin surface adjacent a first blood vessel, the structure comprising an articulator configured to rotate in a plurality of planes and the first nodule comprising a sensor configured to detect a bioimpedance measurement derived from an electrical current measured at the skin surface;detecting rotation motion caused by the articulator using an accelerometer coupled to the articulator;deriving data associated with the movement of the skin surface from the rotation motion caused by the articulator; andcoupling a second nodule formed in the wearable device to the skin surface at another location, the second nodule comprising another accelerometer configured to detect other movement on the skin surface adjacent a second blood vessel, the other movement unrelated to the movement being enhanced by the structure,wherein the wearable device is configured to maintain the first nodule adjacent to the first blood vessel and the second nodule adjacent to the second blood vessel during movement of the wearable device. 2. The method of claim 1, wherein deriving data associated with the movement of the skin surface comprises deriving an attribute associated with a blood vessel residing beneath the skin surface. 3. The method of claim 1, wherein the first nodule is configured to rest against an adjacent skin surface next to a tendon. 4. The method of claim 1, wherein the second nodule is configured to rest against an adjacent skin surface to another side of a tendon. 5. The method of claim 1, wherein the first nodule is configured to exert a force on an adjacent skin surface, the force being transferred through tissue to occlude a blood vessel against a bone. 6. The method of claim 1, wherein the first nodule and the second nodule are configured to rest on an adjacent skin surface to opposite sides of one or more tendons on a wrist. 7. The method of claim 1, wherein the structure is configured to translate movement from a pulse traveling through a blood vessel into a rotation in one or more of the plurality of planes. 8. The method of claim 1, further comprising deriving from data associated with movement of the articulator a direction of movement on an adjacent skin surface. 9. The method of claim 1, further comprising deriving from data associated with movement of the articulator a magnitude of a force exerted by a pulse in a blood vessel underneath the adjacent skin surface. 10. The method of claim 1, further comprising deriving from data associated with movement of the articulator a time period between two pulses in a blood vessel. 11. The method of claim 1, further comprising deriving from data associated with movement of the articulator a heart rate. 12. The method of claim 1, further comprising deriving from data associated with movement of the arti... | AliphCom | A61B005/02 A61B005/11 A61B005/00
US09332930 | B2 | 2016-05-10 | Use of a support device | 2014-01-16 | A method and system for determining a pose of a subject. The subject is placed onto a surface of a platform having a first radio-frequency transceiver and a second radio-frequency transceiver. A first radio-frequency transponder is placed onto an upper extremity of the subject. A second radio-frequency transponder is placed onto a lower extremity of the subject. A first signal is transmitted from the first transceiver to the first transponder, resulting in the first transponder sending a second signal. A third signal is transmitted from the second transceiver to the second transponder, resulting in the second transponder sending a fourth signal. The second signal is received by the first transceiver. The fourth signal is received by the second transceiver. A pose of the subject is determined based on receiving the second signal and the fourth signal. | 1. A method for determining a pose of a subject, said method comprising: placing transponders on the subject disposed on a surface of a platform, wherein a totality of the transponders consist of a first radio-frequency transponder and a second radio-frequency transponder placed onto an upper extremity and a lower extremity, respectively, of the subject, and wherein a first radio-frequency transceiver is located at a first location on the surface and a second radio-frequency transceiver is located at a second location on the surface;transmitting a first radio-frequency signal from the first radio-frequency transceiver to the first radio-frequency transponder on the upper extremity of the subject, resulting in the first radio-frequency transponder sending a second radio-frequency signal to the first radio-frequency transceiver;receiving, by the first radio-frequency transceiver, the second radio-frequency signal;receiving, by the second radio-frequency transceiver, a fourth radio-frequency signal transmitted by the second radio-frequency transponder in response to the second radio-frequency transponder having previously received a third radio-frequency signal from the second radio-frequency transceiver; anddetermining the pose of the subject based on said receiving the second radio-frequency signal and said receiving the fourth radio-frequency signal. 2. The method of claim 1, wherein the method further comprises storing data in the first radio-frequency transponder, and wherein the second radio-frequency signal sent by the first radio-frequency transponder to the first radio-frequency transceiver comprises the stored data. 3. The method of claim 2, wherein the stored data comprises information about the first radio-frequency transponder and a location of the first radio-frequency transponder. 4. The method of claim 2, wherein the stored data comprises patient information pertaining to the subject. 5. The method of claim 4, wherein the patient information comprises a name of the subject, an address of the subject, a government issued identification number of the subject, and a medical condition of the subject. 6. The method of claim 5, wherein the patient information further comprises a blood type of the subject. 7. The method of claim 2, wherein the subject is a patient, and wherein the stored data comprises a series of numbers corresponding to the patient, the first radio-frequency transponder, and a body extremity of the patient. 8. The method of claim 7, wherein the stored data comprises a series of numbers corresponding to the patient, the first radio-frequency transponder, and a body extremity of the patient. 9. The method of claim 1, wherein the subject is a human being. 10. The method of claim 9, wherein the upper extremity and lower extremity respectively comprise a head and a leg of the subject, and wherein the first radio-frequency transponder and the second radio-frequency transponder are respectively placed onto the head and ... | International Business Machines Corporation | A61B005/00 A61B005/11
US09770197 | B2 | 2017-09-26 | Device and method for extracting physiological information | 2013-11-14 | The present invention relates to a device and a method for extracting physiological information from detected electromagnetic radiation emitted or reflected by a subject. A data stream derived from detected electromagnetic radiation is received. The data stream comprises a continuous or discrete characteristic signal including physiological information indicative of at least one vital parameter, the characteristic signal comprising at least one indicative signal component representative of a detected spectral portion indicative of the at least one vital parameter. The data stream at least sectionally comprises at least one auxiliary signal component detected along with the at least one indicative signal component, the at least one auxiliary signal component being representative of a distinct spectral portion. A characteristic signal discrepancy between at least one of the at least one indicative signal component and the at least one auxiliary signal component is detected, the signal discrepancy being related to a physiological state of the subject. A signal calibration parameter is determined under consideration of the detected signal discrepancy. Consequently, the at least one vital parameter can be detected under consideration of the calibration parameter. | 1. A device for extracting physiological information from detected electromagnetic radiation emitted or reflected by a subject, comprising: a photoplethysmography (PPG) camera configured to capture electromagnetic radiation emitted or reflected by a subject at a distance away from the subject;a computer configured to receive a data stream derived from the captured electromagnetic radiation, the data stream comprising a continuous or discrete characteristic signal including physiological information indicative of at least one vital parameter, the characteristic signal comprising at least one indicative signal component representative of a detected spectral portion indicative of the at least one vital parameter, the data stream at least sectionally comprising at least one auxiliary signal component detected along with the at least one indicative signal component, the at least one auxiliary signal component being representative of a distinct spectral portion,wherein the computer includes at least one computer processor including:a signal comparator programmed to detect a characteristic signal discrepancy between the at least one indicative signal component and the at least one auxiliary signal component, the signal discrepancy being related to a posture of the subject;a calibration processor programmed to determine a signal calibration parameter based on the detected signal discrepancy; andan analyzing processor programmed to determine the at least one vital parameter based on the at least one indicative signal component and the calibration parameter. 2. The device as claimed in claim 1, wherein the signal discrepancy is a temporal signal discrepancy representative of the posture of the subject. 3. The device as claimed in claim 1, wherein the signal discrepancy is a temporal signal discrepancy representing a time delay between the at least one of the at least one indicative signal component and the at least one auxiliary signal component. 4. The device as claimed in claim 1, wherein the signal discrepancy is a signal form discrepancy representing differences in waveform between the at least one of the at least one indicative signal component and the at least one auxiliary signal component. 5. The device as claimed in claim 1, wherein the at least one vital parameter is a parameter representing cardiovascular activity. 6. The device as claimed in claim 1, wherein the at least one vital parameter is selected from the group consisting of oxygen saturation, heart beat, heart rate, heart rate variability, Traube-Hering-Mayer waves, and respiration rate. 7. The device as claimed in claim 1, wherein the calibration parameter is an adaptive calibration parameter, and wherein the at least one processor is programmed to compute the calibration parameter based on statistical adjustment computation measures applying the detected signal discrepancy. 8. The device as claimed in claim 1, wherein the at least one processor is further programmed to detect th... | KONINKLIJKE PHILIPS N.V. | A61B005/1455 A61B005/145 A61B005/00 A61B005/024 A61B005/11
US10888232 | B2 | 2021-01-12 | Devices, systems, and methods for assessing a vessel | 2014-01-16 | Embodiments of the present disclosure are configured to assess the severity of a blockage in a vessel and, in particular, a stenosis in a blood vessel. In some particular embodiments, the devices, systems, and methods of the present disclosure are configured to assess the severity of a stenosis in the coronary arteries without the administration of a hyperemic agent. Further, in some implementations devices, systems, and methods of the present disclosure are configured to normalize and/or temporally align pressure measurements from two different pressure sensing instruments. Further still, in some instances devices, systems, and methods of the present disclosure are configured to exclude outlier cardiac cycles from calculations utilized to evaluate a vessel, including providing visual indication to a user that the cardiac cycles have been excluded. | 1. A system comprising: a pressure-sensing guide wire sized and shaped for introduction into a vessel of a patient, wherein the pressure-sensing guide wire comprises a proximal portion, a distal portion, and a pressure monitoring element coupled to the distal portion; anda processing unit in communication with the pressure-sensing guide wire and a pressure sensing instrument, the processing unit configured to: obtain intravascular pressure measurements from the pressure-sensing guide wire and the pressure sensing instrument while the pressure-sensing guide wire is moved within the vessel of the patient and while the pressure-sensing guide wire and the pressure sensing instrument are stationary and positioned adjacent to one another;temporally align the intravascular pressure measurements of the pressure-sensing guide wire and the pressure sensing instrument by calculating a time shift between the intravascular pressure measurements of the pressure-sensing guide wire and the intravascular pressure measurements of the pressure sensing instrument; andnormalize, while the pressure-sensing guide wire and the pressure sensing instrument are stationary and positioned adjacent to one another, the pressure-sensing guide wire with the pressure sensing instrument such that an amplitude of the intravascular pressure measurements obtained from the pressure-sensing guide wire matches an amplitude of the intravascular pressure measurements obtained from the pressure sensing instrument, wherein the pressure-sensing guide wire is normalized with the pressure sensing instrument utilizing samples of the obtained intravascular pressure measurements for an initial number of cardiac cycles occurring after activation of a normalization button by a user such that normalization of the amplitude of the intravascular pressure measurements obtained from the pressure-sensing guide wire with the amplitude of the intravascular pressure measurements obtained from the pressure sensing instrument is delayed by the initial number of cardiac cycles. 2. The system of claim 1, wherein the initial number of cardiac cycles includes at least three cardiac cycles. 3. The system of claim 2, wherein the initial number of cardiac cycles includes five cardiac cycles. 4. The system of claim 1, wherein the processing unit is configured to normalize the amplitudes of the intravascular pressure measurements by calculating a normalization adjustment using an average of the intravascular pressure measurements obtained from the pressure-sensing guide wire and an average of the pressure measurements obtained from the pressure sensing instrument. 5. The system of claim 4, wherein the averages of the intravascular pressure measurements are calculated for more than 500 samples of the intravascular pressure measurements obtained from each of the pressure-sensing guide wire and the pressure sensing instrument. 6. The system of claim 4, wherein the normalization adjustment utilizes a median of a diff... | PHILIPS IMAGE GUIDED THERAPY CORPORATION | A61B005/02 A61B005/0215 A61B005/00 A61B005/026 A61B005/021
US20140128747 | A1 | 2014-05-08 | ASSESSING ENDOTHELIAL FUNCTION USING A BLOOD PRESSURE CUFF | 2012-04-26 | Methods and apparatus are provided for assessing endothelial function in a mammal. The methods involve applying to the artery a substantially constant external pressure, where the pressure is provided via a cuff adjacent to and/or around a region of the mammal's body; determining, over the course of one or more cardiac cycles, changes in pressure in the cuff resulting from cardiac activity of the mammal to establish a baseline value for a parameter related to endothelial function in the mammal; applying a stimulus to the mammal; determining, over the course of one or more cardiac cycles, changes in pressure in the cuff resulting from cardiac activity of the mammal to establish a stimulus-effected value for a parameter related to endothelial function in the mammal; wherein differences in the baseline value and the stimulus-effected value provide a measure of endothelial function in the mammal. | 1. A method of assessing endothelial function in a mammal, said method comprising: applying to the artery a substantially constant external pressure that causes the tension in the artery wall to decrease, where said pressure is provided via a cuff adjacent to and/or around a region of the mammal's body;determining, over the course of one or more cardiac cycles, changes in pressure in said cuff resulting from cardiac activity of said mammal, or an artificially induced arterial pulse to establish a baseline value for a parameter related to endothelial function in said mammal;applying a stimulus to said mammal; anddetermining, over the course of one or more cardiac cycles, changes in pressure in said cuff resulting from cardiac activity of said mammal, or an artificially induced arterial pulse, to determine a stimulus-effected value for a parameter related to endothelial function in said mammal;wherein said baseline value is determined from measurements made when said mammal is not substantially effected by said stimulus; andwherein differences in said baseline value and said stimulus-effected value provide a measure of endothelial function in said mammal. 2. The method of claim 1, wherein said establishing a baseline value comprises establishing a baseline value for an artificially induced arterial pulse. 3. The method of claim 1, wherein said determining a stimulus-effected value comprises determining a stimulus-effected value for an artificially induced arterial pulse. 4. The method of claim 1, wherein said establishing a baseline value comprises establishing a baseline value for changes in pressure resulting from cardiac activity of said mammal. 5. The method of claim 1, wherein said determining a stimulus-effected value comprises establishing a stimulus-effected value for changes in pressure resulting from cardiac activity of said mammal. 6. The method of claim 1, wherein said substantially constant pressure is applied by a pressurized cuff disposed around an arm or leg of said mammal. 7-8. (canceled) 9. The method of claim 1, wherein said substantially constant external pressure is maintained by a system that monitors and adjusts the pressure in said cuff and whose response time is sufficiently slow so that the changes in pressure resulting from said cardiac activity are not substantially attenuated by said system. 10. (canceled) 11. The method of claim 1, wherein said substantially constant external pressure is maintained by setting the pressure in said cuff to a value and not altering external pressure applied to said cuff during the measurements of pressure variations due to said cardiac activity. 12. The method of claim 1, wherein applying the pressure to the artery comprises applying a local pressure that does not substantially affect other blood vessels in a same limb as the artery. 13. The method of claim 1, wherein applying the external pressure to the artery comprises applying a pressure that affects an entire cross-section... | THE REGENTS OF THE UNIVERSITY OF CALIFORNIA | A61B005/02 A61B017/135 A61B005/00
US20140123980 | A1 | 2014-05-08 | Automated Hypoxia Recovery System | 2013-11-06 | Disclosed are methods and systems for detecting and remedying a potential hypoxic state. A wearable hypoxic state detector includes an SpO2 sensor configured to measure a user's oxygen saturation, an oxygen reservoir, an oxygen conduit positioned to deliver oxygen from the oxygen storage reservoir to the user's inhalation flow path, and a controller. The controller is operably connected between the SpO2 sensor and the oxygen delivery component, and is configured to automatically induce a flow of oxygen from the oxygen reservoir through the oxygen conduit when a predetermined oxygen saturation level is detected by the SpO2 sensor. | 1. A wearable hypoxic state detection device, the device comprising: an SpO2 sensor configured to measure a user's oxygen saturation;an oxygen reservoir;an oxygen conduit positioned to deliver oxygen from said oxygen storage reservoir to the user's inhalation flow path; anda controller operably connected between said SpO2 sensor and said oxygen delivery component, wherein said controller is configured to automatically induce or modify a flow of oxygen from said oxygen reservoir through said oxygen conduit when a predetermined oxygen saturation level is detected by said SpO2 sensor. 2. The wearable hypoxic state detection device of claim 1, wherein the modification is an adjustment of the flow rate of the oxygen, an adjustment of a ratio of oxygen to total gas delivered to the user, or an adjustment of the pressure of the oxygen. 3. The wearable hypoxic state detection device of claim 1, wherein said SpO2 sensor is a reflectance sensor. 4. The wearable hypoxic state detection device of claim 1, wherein said SpO2 sensor is a transmittance sensor. 5. The wearable hypoxic state detection device of claim 1, wherein said controller is configured to automatically stop the flow of oxygen from said oxygen reservoir through said oxygen conduit when a predetermined oxygen saturation level is detected by said SpO2 sensor. 6. The wearable hypoxic state detection device of claim 1, further comprising a microphone. 7. The wearable hypoxic state detection device of claim 1, further comprising a speaker. 8. The wearable hypoxic state detection device of claim 1, wherein the device is at least substantially worn on the user's head. 9. The wearable hypoxic state detection device of claim 1, wherein said oxygen conduit is situated within a mask. 10. The wearable hypoxic state detection device of claim 1, wherein said controller is operably connected to an oxygen flow valve. 11. The wearable hypoxic state detection device of claim 1, further comprising a communications module. 12. The wearable hypoxic state detection device of claim 1, further comprising an altimeter operably connected to said controller. 13. A hypoxic state detection system, the system comprising: an oxygen reservoir; anda wearable hypoxic state detection device comprising: (i) an SpO2 sensor configured to measure a user's oxygen saturation; (ii) an oxygen conduit positioned to deliver oxygen from said oxygen storage reservoir to the user's inhalation flow path; and (iii) a controller operably connected between said SpO2 sensor and said oxygen delivery component, wherein said controller is configured to automatically induce or modify a flow of oxygen from said oxygen reservoir through said oxygen conduit when a predetermined oxygen saturation level is detected by said SpO2 sensor. 14. The system of claim 13, wherein said SpO2 sensor is a reflectance sensor. 15. The system of claim 13, wherein said SpO2 sensor is a transmittance sensor. 16. The system of claim 13, wherein said controll... | CLARKSON UNIVERSITY | A61M016/00 A61M016/20 A61M016/06 A61B005/1455 A61B005/00
US08738121 | B2 | 2014-05-27 | Method and apparatus for distinguishing epileptic seizure and neurocardiogenic syncope | 2010-08-23 | A system and method for distinguishing an epileptic event from a syncope event that includes sensing a signal, generating sensed intervals in response to the sensed signal, generating an indication signal in response to an occurrence of an event, determining a marginality in response to the generated indication signal and the sensed intervals, and determining the event as being one of the epileptic event and the syncope event in response to the determined marginality. | 1. A medical device system to distinguish an epileptic event from a syncope event, the medical device system comprising: a monitoring device to sense a signal and generate sensed intervals in response to the signal;an event indicator device to generate an indication signal corresponding to an occurrence of an event; anda control unit coupled to the monitoring device and the event indicator device to determine a marginality in response to the indication signal and the sensed intervals, and determine the event as being one of the epileptic event and the syncope event in response to the determined marginality. 2. The medical device system of claim 1, wherein the control unit determines a first marginality corresponding to intervals sensed during a first time period including the generated indication signal and a second marginality corresponding to intervals sensed during a second time period preceding the generated indication signal, and compares the first marginality and the second marginality to determine the event. 3. The medical device system of claim 2, wherein the control unit determines a maximum marginality corresponding to the first time period and compares the second marginality to the maximum marginality. 4. The medical device system of claim 3, wherein the control unit determines the event as being the epileptic event in response to the second marginality being greater than the maximum marginality. 5. The medical device system of claim 3, wherein the control unit determines the event as being the syncope event in response to the second marginality not being greater than the maximum marginality. 6. The medical device system of claim 3, wherein the control unit determines the event as being the epileptic event in response to the second marginality being greater than the maximum marginality, and determines the event as being the syncope event in response to the second marginality not being greater than the maximum marginality. 7. The medical device system of claim 3, wherein the control unit determines the event as being the epileptic event in response to a sum of the second marginality and a predetermined threshold being greater than the maximum marginality, and determines the event as being the syncope event in response to the sum of the second marginality and the predetermined threshold not being greater than the maximum marginality. 8. The medical device system of claim 1, wherein the control unit determines marginalities corresponding to intervals sensed during a time period including the generated indication signal, determines a maximum marginality of the determined marginalities, compares the maximum marginality to a threshold, and determines the event as being one of the epileptic event and the syncope event in response to the comparing. 9. The medical device system of claim 8, wherein the monitoring device determines the event as being the epileptic event in response to the maximum marginality being greater than the thresho... | Medtronic, Inc. | A61B005/0456 A61B005/0205
US08715179 | B2 | 2014-05-06 | Call center quality management tool | 2010-02-18 | Systems and methods for call center quality management are provided. A sensor may monitor a response of a dialogue participant. A reference index may correlate the response to a known condition. A processor device may detect the known condition or a threshold number of known conditions. The processor may relate the known condition to feedback. A feedback mechanism may provide the feedback to the participant. The feedback may be provided based on the known condition. The feedback may be configured to improve call center quality. The feedback may be transmitted during a call. The feedback may be based on the threshold number. | 1. A system for inducing a change in a performance characteristic of a first individual conducting a dialogue with a second individual, the system comprising: a sensor configured to sense said performance characteristic;a machine readable memory configured to store a performance characteristic reference index;a processor device configured to provide a comparison of said sensed performance characteristic to said reference index; anda visual display configured to transmit information to the first individual, said information being based on said comparison and formulated to: induce said change while the first individual is conducting the dialogue; andaffect the conducting of the dialogue. 2. The system of claim 1 wherein said sensor includes a transmitter configured to transmit a wireless signal based on said performance characteristic. 3. The system of claim 1 wherein said sensor is configured to sense temperature. 4. The system of claim 3 wherein said reference index of a performance characteristic includes a logical link between a sensor output and an emotional state. 5. The system of claim 1 wherein the first individual is a customer service associate and said visual display comprises an electronic window that is configured to be displayed to the first individual along with a customer service associate customer interaction tool. 6. The system of claim 5 wherein said information comprises an instruction formulated to regulate an emotional state. 7. The system of claim 6 wherein the second individual is a customer and said emotional state is an emotional state of the second individual. 8. A method for inducing a change in a performance characteristic of a first individual, said first individual participating in a dialogue with a second individual, the method comprising: using a receiver of a computer system, receiving from a sensor a signal corresponding to the performance characteristic;using a processor of the computer system: correlating the signal with a metric of the performance characteristic; andlinking the metric to an emotional state; andusing an output module of the computer system, providing to said first individual visual information formulated to change the emotional state, wherein the information comprises at least one instruction formulated to affect said first individual's participating in the dialogue. 9. The method of claim 8 wherein the providing comprises providing textual information. 10. The method of claim 9 wherein the providing textual information includes instructing said first individual to focus thoughts on a mental image. 11. The method of claim 9 wherein the providing textual information includes instructing said first individual to focus thoughts on an electronically displayed image. 12. The method of claim 8 wherein the providing further comprises providing audible information. 13. The method of claim 11 wherein said instructing includes providing an image that is formulated to change said emotional stat... | Bank of America Corporation | A61B005/00 G06F019/00 G06F017/27
US08734365 | B2 | 2014-05-27 | Test element magazine having covered test fields | 2011-08-18 | An analytic magazine is proposed, which comprises at least one chamber with at least one analytic aid. The analytic aid comprises at least one test element for detecting at least one analyte in a sample of a bodily fluid. The test element has at least one test field with at least one test chemical. The test field is at least partly arranged within the chamber, wherein at least one wall of the chamber at least partly covers the test field and at least partly delimits a test-field surface that is accessible from the chamber. | 1. An analytic magazine, comprising at least one chamber with at least one analytic aid, wherein the analytic aid has at least one lancet, wherein the analytic aid furthermore comprises at least one test element for detecting at least one analyte in a sample of a bodily fluid, wherein the test element comprises at least one test field with at least one test chemical, wherein the test field is partly arranged within the chamber and is accessible for the sample of at least one of the bodily fluid and components of the sample from the chamber, wherein at least one wall of the chamber partly covers the test field and thereby delimits a test-field surface of the at least one test field having the at least one test chemical for placing the sample, which test-field surface is accessible from the chamber, wherein the test-field surface is delimited by virtue of the fact that the wall of the chamber lies directly on the test-field surface along one or more delimitation lines or lies in the vicinity of the test-field surface such that a region of the test-field surface that is not covered by the wall is accessible to the sample, but, by contrast, a region covered by the wall is not. 2. The analytic magazine according to claim 1, wherein the test field has at least one cutting edge, wherein the wall of the chamber at least partly covers the cutting edge. 3. The analytic magazine according to claim 1, wherein the wall of the chamber has at least one opening which provides limited access to the test field from the interior of the chamber. 4. The analytic magazine according to claim 1, wherein the lancet is at least partly held in the chamber, wherein the lancet is operable to hold a sample of a bodily fluid, wherein the analytic magazine is designed such that the lancet can transfer the held sample to the test field in at least one position. 5. The analytic magazine according to claim 4, wherein the lancet is movably mounted in the chamber, wherein the lancet describes an arced path during movement in the chamber, is subjected to a change in shape, or both. 6. The analytic magazine according to claim 4, wherein the lancet is mounted in a storage position within the chamber in a rest state, which storage position differs from the at least one position in which the held sample can be transferred to the test field. 7. An analytic magazine, comprising at least one chamber with at least one analytic aid, wherein the analytic aid comprises at least one test element for detecting at least one analyte in a sample of a bodily fluid, wherein the test element comprises at least one test field with at least one test chemical, wherein at least one membrane is arranged between the test field and an interior space of the chamber, wherein the membrane is at least partly permeable to the sample, wherein the membrane furthermore is at least partly impermeable to the test chemical such that an ingress of components of the test chemical into the chamber is substantially pr... | Roche Diagnostics Operations, Inc. | A61B005/00 B65D081/00
US08718748 | B2 | 2014-05-06 | System and methods for monitoring and assessing mobility | 2012-03-28 | A system and methods are provided relating generally to physical activity and more specifically to tools for monitoring and assessing physical activity by capturing images of a subject's movement including range of motion, gait, balance and activities of daily living at different time periods and comparing those images to stored data. | 1. A three-dimensional imaging apparatus for analyzing motion of a subject, comprising: one or more structured infrared light projectors for projecting near-infrared structured light onto a subject;a plurality of near-infrared cameras for detecting reflected structured light and capturing motion of the subject, the cameras and the one or more structured infrared light projectors physically coupled to the subject; anda processor, operatively coupled to the structured light projector and the cameras, the processor programmed to convert the reflected structured light into 3D motion data of the subject. 2. The apparatus of claim 1, wherein each of the structured light projector includes: an integrating sphere having a pinhole;two or more infrared light emitting diodes projecting inside the integrating sphere, the light emitting diodes operating in a simultaneously flashing pulsed mode in synchronization with exposure times of the plurality of cameras; anda film pattern located between the pinhole and the subject to produce the structured light as a structured light pattern projected onto the subject. 3. The apparatus of claim 2, wherein the film size is increased up to 54 mm. 4. The apparatus of claim 2, wherein the processor is further configured to adjust the distance from the pin hole to the film to give an angle such that it projects a grid of spots at the subject's centroid. 5. The apparatus of claim 1, further comprising a display device, coupled to the processor, for visually presenting the motion data. 6. The apparatus of claim 1, further comprising a camera bar, wherein the plurality of cameras and the structured light projector are mounted on the camera bar. 7. The apparatus of claim 1, further comprising a color camera operatively coupled to the plurality of near infrared cameras and the subject. 8. The apparatus of claim 1, wherein: the structured light pattern produces illuminated spots onto the subject; the spots being aligned in a two-dimensional plane with the centroids of the spots being equally spaced along both axes of the two-dimensional plane. 9. The apparatus of claim 8, wherein the spots are individually identifiable by two near-infrared cameras, to generate a three-dimensional point cloud, and map the point cloud onto a mesh model. 10. The apparatus of claim 1, wherein the processor is further configured to compare the motion data of the subject to stored prior motion data of the subject and representative normal motion data to determine a level of mobility of the subject, and is further programmed to include stored data of rehabilitation and strengthening exercises. 11. The apparatus of claim 10, wherein the processor is programmed to generate a conclusion proposing rehabilitating or strengthening the subject from the stored data of rehabilitation and strengthening exercises to compensate for an observed deficiency between the motion data of the subject and the stored prior motion data of the subject and the represe... | Kaliber Imaging Inc. | A61B005/11
US20140121493 | A1 | 2014-05-01 | System and Apparatus for Multimodality-compatible High-quality Intravital Radionuclide Imaging | 2012-11-01 | The present invention discloses an imaging system and apparatus to obtain high-resolution low-noise intravital radionuclide imaging based on transparent window chamber. This imaging system is dedicated to preclinical research. It comprises a transparent window chamber, in particular a dorsal skin window chamber or a cranial chamber or an ear chamber or a spine cord chamber on a living animal, and a high-quality radionuclide imaging camera for the imaging of positron or electron. The apparatus is compatible with multimodality imaging, in particular magnetic resonance imaging (MRI), microscopy imaging including fluorescence microscopy, phosphorescence microscopy and two-photon microscopy. | 1. A transparent window chamber apparatus for multimodal intravital imaging is compatible with a direct high-quality in vivo radionuclide imaging camera, magnetic resonance imaging (MRI) and optical microscopy including fluorescence, phosphorescence, confocal or multi-photon microscopy. 2. The transparent window chamber according to claim 1 refers to an in vivo tissue observation window on animals. In particular, it refers to a dorsal skin window chamber, or a cranial chamber, or a hamster-cheek-pouch-window or a spine cord chamber. 3. The geometry of the transparent window chamber according to claim 1 and 2 is shaped to allow the insertion of the imaging detector of the radionuclide imaging camera, the placement of MRI surface coils and the positioning on a microscope. The chamber is fabricated with both biocompatible and MRI-compatible material. 4. The attachment of the transparent window chamber according to claim 1 to the tissue has minimal invasiveness. In particular, the screws for the fixation of the plates of the transparent window chamber do not penetrate the tissues. 5. The transparent window chamber according to claim 1-3 fix the imaging parts of different imaging modalities mechanically to allow direct precise co-registration of the obtained images from different sources at different times. In particular, it has fixation pins to fix the radionuclide imaging camera, MRI surface coils and microscopes. 6. The radionuclide imaging camera according to claim 1, which detects the signal of positron or electron, images the tissue object exclusively with the camera itself. It does not need any functional material between the camera and the imaging object to support the imaging procedure. The radionuclide imaging camera comprises an integrated imaging detector and a reading out circuit. In particular, the camera consists of a silicon-pixel detector and a single pixel readout circuit. 7. The geometry of the radionuclide imaging camera according to claims 1 and 6 is shaped to fit with the geometry of the transparent window chamber according to claim 1 and the imaging object. In particular, the detector of the camera is shaped to protrude from the surrounding surfaces with at least more than 1 mm distance to fit with the observation window. | Kuangyu Shi | A61B006/00 A61M016/01 A61B006/03 A61B006/04 A61B005/055 A61B005/00
US08731348 | B2 | 2014-05-20 | Capacitive rotary joint for optical signals | 2011-02-16 | A non-contacting rotary joint for transmitting an input signal guided within an input optical waveguide has an electrical transmission line and a probe. The transmission line has an even number N≧4 of equal length transmission line segments. The optical waveguide is connected to an optical distribution network which has an optical power splitter for splitting the input signal into N or N/2 individual signals of equal optical power. These signals are forwarded to opto-electrical converters to generate electrical signals for driving the electrical transmission line. The lengths of the optical transmission lines are adjusted so that the propagation time of the optical signal from the end of the input optical waveguide to the end of each individual optical transmission line is approximately the same. | 1. A non-contacting rotary joint for transmitting an input signal guided within an input optical waveguide, said rotary joint comprising: an electrical transmission line and a probe; the electrical transmission line further having an even number N≧4 of equal length electrical transmission line segments;each electrical transmission line segment having a feeding point and a termination;wherein the optical waveguide is connected to an optical distribution network comprising at least one optical power splitter, splitting said input signal into individual signals of equal optical power and optical transmission lines for forwarding said individual signals to opto-electrical converters;each opto-electrical converter forwarding an electrical signal to drivers;each driver feeding one or two electrical transmission line segments; andthe lengths of the optical transmission lines are adjusted so that the propagation. time of the optical signal from the end of the input optical waveguide to the end of each individual optical transmission line is approximately the same. 2. The non-contacting rotary joint according to claim 1, wherein the optical distribution network has one optical power splitter for splitting the input signal guided within an input optical waveguide into N or N/2 individual signals of equal optical power. 3. The non-contacting rotary joint according to claim 1, wherein the optical distribution network has at least 3 cascaded optical power splitters for splitting the input signal guided within an input optical waveguide into N or N/2 signals of equal optical power. 4. A CT scanner having a non-contacting rotary joint according to claim 1. 5. A non-contacting rotary joint for transmitting data between a rotor and a stator, said rotary joint comprising a first portion disposed at the rotor and a second portion disposed at the stator, the first and second portions being in wireless electrical communication with one another, wherein the first portion includes an optical waveguide;an optical distribution network in optical communication with the optical waveguide and comprising at least one optical power splitter configured to split light received from the optical waveguide into an even number N≧4 or N/2 of light portions having equal optical powers,opto-electrical converters, andoptical transmission lines adapted to transmit said light portions between said at least one optical power splitter and said opto-electrical converters,an electrical transmission line having electrical transmission line segments with equal lengths,and electrical drivers, each of which electrically connects a respectively corresponding opto-electrical converter and one or two of said electrical transmission line segments such as to electrically drive said one or two of said electrical transmission line segments to transmit electrical field in response to a light portion received by said opto-electrical converter from the at least one optical power splitter;and wherein t... | Schleifring und Apparatebau GmbH | G02B006/26 G02B006/42 G02B006/36 A61B005/00
US20140147807 | A1 | 2014-05-29 | COMPUTER-AIDED POSITIONING AND NAVIGATION SYSTEM FOR DENTAL IMPLANT | 2013-02-26 | A computer-aided positioning and navigation system for dental implant includes a computer system having built therein a dental implant planning software and providing a 3D digital human tissues model to create an implant navigation information, a positioning assistive device including a body providing a positioning portion and a guide portion and a connection member carrying an optical positioning device, one or multiple optical capture devices, and a display device electrically connected to the computer system. The computer system controls the optical capture device to capture images and drives the display device to display a part of the content of the 3D digital human tissues model and the implant navigation information. | 1. A computer-aided positioning and navigation system for dental implant, comprising: a computer system having installed therein a dental implant planning software, said computer system being adapted to load in a two-dimensional digital oral cavity image data being obtained from the patient, to convert said two-dimensional digital oral cavity image data into a 3D digital human tissues model, and to create an implant navigation information by finding an optimal navigation method using said 3D digital human tissues model;a positioning assistive device made by using said 3D digital human tissues model to design a digital structure and then actually creating an entity structure subject to said digital structure for use as the positioning assistive device, so that, the spatial relationship between said digital structure and said 3D digital human tissues model resembles the spatial relationship between said positioning assistive device and the patient, said positioning assistive device comprising a body and a connection member extending outwardly from said body, said body comprising a positioning portion and at least one guide portion, said positioning portion being adapted to position said body in the patient's oral cavity for enabling said at least one guide portion to be held inside the patient's oral cavity, said at least one guide portion being adapted to guide the implant direction, said connection member being suspended outside the patient's oral cavity and carrying thereon an optical positioning device, said body and said optical positioning device creating a first spatial relationship therebetween;at least one optical capture device electrically connected to said computer system; anda display device electrically connected to said computer system;wherein said computer system drives said optical capture device to capture images containing at least the images of the patient's mouth and said optical positioning device; after capturing image, said computer system computes a second spatial relationship between said optical positioning device and said optical capture device, and then displays at least a part of the content of said 3D digital human tissues model on said display device subject to said second spatial relationship and said first spatial relationship, and also displays said implant navigation information on said display device. 2. The computer-aided positioning and navigation system as claimed in claim 1, wherein said optical positioning device is affixed to said connection member by means of at least one fastening member. 3. The computer-aided positioning and navigation system as claimed in claim 1, wherein said first spatial relationship and said second spatial relationship both contain distance and angle, and both are different. 4. The computer-aided positioning and navigation system as claimed in claim 1, wherein said implant navigation information contains at least one drilling location mark, at least one drill pilot line or the h... | NATIONAL CHUNG CHENG UNIVERSITY | A61C001/08 A61B005/00 A61B005/06 A61C008/00
US08738112 | B2 | 2014-05-27 | Electrocardiograph monitoring device and connector | 2008-05-07 | The present invention relates to electrocardiography and to electrode arrangements used in electrocardiographic monitoring devices, and is more particularly related to a pad or patch containing said electrodes which may be used to passively and non-invasively monitor electrical activity generated by a patient's heart from the surface of that patient's chest, and to a connector which allows for fast and simple connection between the pad containing said electrodes and the devices and equipment typically used to monitor and view electrocardiographic information. | 1. An EKG patch, comprising: a base layer; andfour electrodes held in a fixed configuration with respect to said base layer, said four electrodes being capable of receiving an electrical signal generated by the myocardium of a human heart,wherein said base layer is configured to contact the skin of a human patient and attach thereto,wherein said four electrodes are also configured to contact the skin of a human patient concurrently with said base layer, andwherein said four electrodes are arranged in a square configuration and are equidistantly spaced about 5.5 cm apart from one another along the periphery of the square configuration. 2. An EKG patch according to claim 1, further comprising a cable attachment configured to electrically connect said four electrodes to a single cable. 3. An EKG patch according to claim 1, wherein dimensions of said EKG patch are within a range of about 5.5 cm×5.5 cm square to 16 cm×16 cm square. 4. An EKG patch according to claim 1, wherein said base layer comprises an adhesive material on a surface thereof for attaching said EKG patch to a patient. 5. An EKG patch according to claim 1, wherein said plurality of electrodes comprise a layer of electrode gel thereon. 6. An EKG patch according to claim 1, wherein said base layer has a shape suitable to facilitate at least one of positioning, attaching and removing said EKG patch from a patient. 7. The EKG patch of claim 1, wherein said EKG patch is constructed from nonmagnetic materials such that said EKG patch is suitable for use in conjunction with magnetic fields in a MRI system. 8. The EKG patch of claim 1, wherein said EKG patch comprises perforations to allow at least one of said plurality of electrodes to be ripped apart from a remaining portion of said EKG patch. 9. An EKG patch according to claim 1, further comprising a second layer coupled to said base layer. 10. An EKG patch according to claim 9, wherein said second layer comprises an adhesive layer. 11. The EKG patch of claim 1, wherein the base layer comprises a flexible cloth material capable of conforming to the contours of a human patient. 12. The EKG patch of claim 1, wherein the base layer is configured to be placed along the midline of the sternum of the human patient approximately 2 to 4 cm below the suprasternal notch. 13. An EKG patch, consisting essentially of: a base layer comprising a flexible cloth material capable of conforming to the contours of a human patient;an adhesive layer coupled to said base layer, wherein said adhesive layer is configured to contact the skin of a human patient and attach thereto; andfour electrodes held in a fixed configuration with respect to said base layer, said four electrodes being capable of receiving an electrical signal generated by the myocardium of a human heart,wherein said four electrodes are also configured to contact the skin of a human patient concurrently with said adhesive layer, andwherein said four electrodes are arranged in a square ... | Cardiac Lead Technologies, LLC | A61B005/0408 A61B005/0416
US08721559 | B2 | 2014-05-13 | Non-invasive method and device for measuring cardiac output | 2009-01-05 | A system comprising a housing containing a signal generator coupled to an antenna and a dielectric material disposed about the antenna. The device is adapted to generate and direct a plurality of signals towards the heart of the person and measure a magnitude of a signal returned from the heart. The device further comprises a processor to compare differences between a magnitude of a signal propagated and the magnitude of the signal returned off the heart and determine a signal frequency having a maximum return loss value based on those differences. The processor also estimates a change in the amplitude of motion of a portion of a wall of the heart based on the differences between the magnitude of the signal propagated by the device and the magnitude of the signal returned off of the portion of the heart. | 1. A system for measuring cardiac parameters of the heart of a person, comprising: a device comprising a housing containing a signal generator coupled to an antenna and a dielectric material disposed about the antenna, wherein said device is adapted to repeatedly generate a sweep of radio frequency signals at a plurality of frequencies and direct said signals towards the heart of the person and measure magnitudes of signals returned off the heart of the person; anda processor contained within said housing, said processor being adapted to compare magnitudes of the radio frequency signals propagated into the heart of the person and magnitudes of the signals returned from the heart to determine return loss values for each of the radio frequency signals,said processor being adapted to determine a maximum return loss value for each sweep of radio frequency signals and estimate a change in the amplitude of motion of a portion of a wall of the heart based on changes in the maximum return loss values. 2. The system of claim 1, wherein said processor is further adapted to calculate the cardiac output of the person; and further comprising a display disposed about the device adapted to display the measured signals and that can be calibrated to display the estimated stroke volume of the person. 3. The system of claim 2, wherein said processor is further adapted to calculate the cardiac parameters of the person based on an estimated stroke volume of the person. 4. The system of claim 1, wherein said device is adapted to generate a signal at a frequency and magnitude having a determined maximum return loss value into the portion of the heart and receive a portion of the signal propagated into the portion of the heart. 5. The system of claim 1, wherein the dielectric material is selected from the group consisting of ceramics, glass, liquids, gels and polymeric materials. 6. The system of claim 3, wherein said processor is further adapted to estimate the stroke volume of the heart based on a change of the amplitude of motion of the portion of the wall of the heart. 7. The system of claim 6, wherein said processor is adapted to estimate the timing of a QRS complex of the heart based on the change of the amplitude of motion of the portion of the wall of the heart. 8. The system of claim 6, wherein said processor is further adapted to estimate the timing a QRS complex of the heart based on a change of a frequency of a signal having the maximum return loss value. 9. The system of claim 1, wherein the dielectric material has a predetermined thickness and a predetermined dielectric constant such that a substantial portion of a near field component of the radio frequency signals propagated towards the heart of the person is contained within said dielectric material. 10. The system of claim 1, wherein the dielectric material has a predetermined thickness and a predetermined dielectric constant such that substantially an entire near field component of the radio ... | Raytheon Company | A61B005/02 A61B005/05
US08718751 | B2 | 2014-05-06 | Monitoring system for sleep disordered breathing | 2007-05-09 | A heart monitoring system comprises a ventricular sensing stage sensing excitation or contraction of ventricular myocardium, an activity sensor unit determining a signal reflecting a patient's physical activity, a ventricular impedance or conductance measuring module, said modules comprising a current source unit adapted to provide a sub-threshold excitation current to the myocardium and comprising an impedance or conductance measurement unit for measuring the resulting voltage on said electrode at the myocardium, a signal generator module, a filter module, a memory, a control unit adapted to derive single measures ¦ΣZ¦ of magnitude of impedance or conductance change over a preset sample time interval, determine the variability TARVI in the impedance or conductance change, compare this variability and the activity sensor output signal with a threshold and recent history, determine if sleep disturbed breathing (SDB) is present, and log the SDB episode in the memory device. | 1. A heart monitoring system for monitoring at least a ventricle of a heart, the heart monitoring system comprising: a. a ventricular sensing stage connected or being connectable to an electrode for picking up electric potentials inside at least a ventricle of a heart, the sensing stage sensing an expansion or a contraction of a ventricular myocardium,b. an activity sensor unit determining an activity signal reflecting a patient's physical activity,c. a ventricular impedance or conductance measuring module connected or being connectable to an electrode, the impedance or conductance measuring module including: (1) a current source unit providing a sub-threshold excitation current to the myocardium, and(2) a voltage measurement unit measuring a resulting voltage on the electrode at the myocardium,d. a signal generator module connected to the current source unit and the voltage measurement unit, the signal generator module being configured to construct an intra-cardiac impedance or conductance signal representing impedance and/or conductance: (1) of the myocardium of the heart, and(2) excluding thoracic impedance and/or conductance arising from breathing,e. a filter module filtering the intra-cardiac impedance or conductance signal,f. a memory storing a history of intra-cardiac impedance or conductance signal values,g. a control unit connected to the memory, the ventricular sensing stage, the activity sensor unit and to the ventricular impedance or conductance measuring module, the control unit being configured to: (1) derive an intra-cardiac impedance or conductance change over a preset sample time interval,(2) determine a variability in the intra-cardiac impedance or conductance change over a number of cardiac cycles,(3) compare: (a) the variability in the intra-cardiac impedance or conductance change, and(b) the activity signal,with threshold values and recent values,(4) use the comparison to determine if an episode of sleep disturbed breathing is present, and(5) if sleep disturbed breathing is present, log the sleep disturbed breathing episode in the memory. 2. The heart monitoring system of claim 1 wherein the control unit is configured to automatically: a. select a baseline impedance signal, andb. determine the intra-cardiac impedance or conductance change from the baseline impedance signal,when generating the comparison. 3. The heart monitoring system of claim 1 wherein the heart monitoring system is adapted to identify sequences of sleep disturbed breathing episodes and measure the sequence duration for each identified sequence. 4. The heart monitoring system of claim 3 wherein the control unit accumulates a sleep disturbed breathing burden, the sleep disturbed breathing burden being the sum of sequence durations of sleep disturbed breathing episodes over an interval of time. 5. The heart monitoring system of claim 4 wherein the control unit is adapted to initiate wireless transmission of a message containing data characterizing the slee... | BIOTRONIK CRM Patent AG | A61B005/08 A61B005/04 A61B005/053 A61B005/085
US09155450 | B2 | 2015-10-13 | Guiding apparatus and capsule medical device guiding system | 2013-11-26 | A guiding apparatus includes a magnetic field generation unit, a translation mechanism that translates the magnetic field generation unit relative to a subject, a rotation mechanism that rotates the magnetic field generation unit relative to the subject, an input unit that receives first and second information about operations for changing a position a posture of a capsule medical device, respectively and a control unit that controls the translation mechanism and the rotation mechanism on the basis of the first information and the second information such that the magnetic field generation unit is translated and rotated relative to the subject, wherein, when the input unit receives the second information, the control unit corrects a change in the position of the capsule medical device caused by the rotation of the magnetic field generation unit relative to the subject by translating the magnetic field generation unit relative to the subject. | 1. A guiding apparatus for guiding, in a subject, a capsule medical device introduced into the subject and including a permanent magnet by applying a magnetic field to the capsule medical device, the guiding apparatus comprising: a magnetic field generation unit;a translation mechanism that translates the magnetic field generation unit relative to the subject;a rotation mechanism that rotates the magnetic field generation unit relative to the subject;an input unit that receives first information about an operation for changing a position of the capsule medical device and second information about an operation for changing a posture of the capsule medical device; anda control unit that controls the translation mechanism and the rotation mechanism in accordance with the first information and the second information such that the magnetic field generation unit is translated and rotated relative to the subject,wherein, when the input unit receives the second information, the control unit corrects a change in the position of the capsule medical device caused by the rotation of the magnetic field generation unit relative to the subject by translating the magnetic field generation unit relative to the subject. 2. The guiding apparatus according to claim 1, wherein the rotation mechanism includes a mechanism that rotates the magnetic field generation unit relative to the subject in a vertical plane including a magnetization direction of the magnetic field generation unit, andwhen the mechanism rotates the magnetic field generation unit in accordance with the second information, the control unit corrects the change in the position of the capsule medical device caused by the rotation of the magnetic field generation unit by translating the magnetic field generation unit relative to the subject in a direction which is parallel to an intersection line between the vertical plane and a horizontal plane. 3. The guiding apparatus according to claim 1, wherein the rotation mechanism includes a second mechanism that rotates the magnetic field generation unit about a vertical axis relative to the subject, with the magnetization direction of the magnetic field generation unit being inclined with respect to the vertical axis, andwhen the second mechanism rotates the magnetic field generation unit in accordance with the second information, the control unit corrects the change in the position of the capsule medical device caused by the rotation of the magnetic field generation unit by translating the magnetic field generation unit in the horizontal plane relative to the subject. 4. The guiding apparatus according to claim 1, further comprising: a table on which the subject into which the capsule medical device is introduced is placed,wherein the translation mechanism includes a first translation mechanism that translates the magnetic field generation unit and a second translation mechanism that translates the table, andthe control unit translates the magnetic field ge... | OLYMPUS CORPORATION | A61B001/00 A61B001/04 A61B005/00 A61B005/06
US09060744 | B2 | 2015-06-23 | Endobronchial tube apparatus | 2012-11-29 | Concepts presented herein include an apparatus for monitoring EMG signals of a patient's laryngeal muscles. The apparatus includes an endobronchial tube having an exterior surface and two lumens for providing ventilation. Conductive ink electrodes are formed on the exterior surface of the endobronchial tube. The conductive ink electrodes are configured to receive the EMG signals from the laryngeal muscles when the endotracheal tube is placed in a trachea of the patient. At least one conductor is coupled to the conductive ink electrodes and is configured to carry the EMG signals received by the conductive ink electrodes to a processing apparatus. | 1. An apparatus for monitoring electromyographic signals of a patient's laryngeal muscles, comprising: an endobronchial tube defining first and second lumens;a first cuff coupled to the endobronchial tube and positioned proximate a first opening fluidly coupled with the first lumen, the first cuff sized to be positioned within a bronchus of the patient;a second cuff coupled to the endobronchial tube and positioned proximate a second opening fluidly coupled with the second lumen, the second cuff configured to be positioned within a trachea of the patient;an electrode cuff coupled to the endobronchial tube and positioned proximate the second cuff and proximal to the first cuff and the second cuff; andconductive ink electrodes positioned on an exterior surface of the electrode cuff and proximate the second cuff, wherein the conductive ink electrodes are positioned such that, when the first cuff is positioned within the bronchus and the second cuff is positioned within the trachea, the conductive ink electrodes are in contact with vocal folds of the patient. 2. The apparatus of claim 1, wherein the electrodes include four electrodes positioned around a circumference of the exterior surface. 3. The apparatus of claim 1, further comprising a Y-connector coupled to the endobronchial tube, the Y-connector fluidly coupling first and second fittings to the first and second lumens, respectively. 4. The apparatus of claim 1, further comprising an interconnection coupled to the tube and conductive traces electrically connecting electrodes with the interconnection. 5. The apparatus of claim 1, further comprising first and second inflating conduits fluidly coupled to the first and second cuffs, respectively. 6. The apparatus of claim 5, wherein the electrode cuff is fluidly coupled to the second inflating conduit. 7. The apparatus of claim 1, wherein the second cuff is formed of a first material exhibiting a first compliance and wherein the electrode cuff is formed of a second material exhibiting a second compliance, greater than the first compliance. 8. A method for monitoring electromyographic signals of a patient's laryngeal muscles, comprising: providing an endobronchial tube defining first and second lumens, the endobronchial tube including conductive ink electrodes positioned on an exterior surface of an electrode cuff of the endobronchial tube;positioning a bronchial cuff within a bronchus of the patient, the bronchial cuff being coupled to the endobronchial tube;positioning a tracheal cuff within a trachea of the patient, the tracheal cuff coupled to the endobronchial tube, wherein the electrode cuff is positioned proximal to the bronchial cuff and the tracheal cuff;positioning the conductive ink electrodes in contact with vocal folds of the patient; andmeasuring signals of the patient using the conductive ink electrodes. 9. The method of claim 8, wherein the electrodes include four electrodes positioned around a circumference of the exterior su... | Medtronic Xomed, Inc. | A61B005/0492 A61B005/00 A61M016/04 A61B005/0488
US09131873 | B2 | 2015-09-15 | Foot pad device and method of obtaining weight data | 2014-01-23 | A foot pad device includes a foot pad, force sensors that provide force data, sensor electronics coupled to the force sensors, and a processor. The foot pad includes a ball region configured to be located under a ball of the foot of the user or a heel region configured to be located under a heel of the foot of the user. At least a portion of the force sensors is located in the ball region or the heel region of the foot pad. The sensor electronics include a flexible circuit with force sensor connection paths adapted to transmit force data from the force sensors and are configured to condition the force data to be within a conditioned force data range. The processor is configured to calculate a weight value based on the conditioned force data, a gain value, and an offset value. | 1. A foot pad device worn on the foot of a user for obtaining weight data comprising: a foot pad including a ball region configured to be located under a ball of the foot of the user or a heel region configured to be located under a heel of the foot of the user;a plurality of force sensors that provide force data, wherein at least a portion of the plurality of force sensors is located in the ball region or the heel region of the foot pad;sensor electronics coupled to the plurality of force sensors, wherein the sensor electronics include a flexible circuit with a plurality of force sensor connection paths adapted to transmit force data from the plurality of force sensors, wherein the sensor electronics are configured to condition the force data to be within a conditioned force data range; anda processor configured to calculate a weight value based on the conditioned force data, a gain value, and an offset value, wherein the processor is configured to compare the calculated weight value with an entered patient weight in a first comparison, and compare the calculated weight value to zero in a second comparison, and adjust the gain based on the first comparison and adjust the offset based on the second comparison. 2. The foot pad device of claim 1, wherein the processor is further configured to calculate the weight value based on a scaling parameter that includes the gain value. 3. The foot pad device of claim 1, wherein the foot pad is wearable. 4. The foot pad device of claim 1, wherein the food pad is adapted to be integrated into a wearable foot article. 5. The foot pad device of claim 1, wherein the foot pad is invertible. 6. The foot pad device of claim 1, wherein the plurality of force sensors are pressure sensors. 7. The foot pad device of claim 1, wherein the plurality of force sensors are piezoelectric sensors. 8. The foot pad device of claim 1, wherein the plurality of force sensors are capacitive sensors. 9. The foot pad device of claim 1, wherein the plurality of force sensors are force sensitive resistors. 10. A foot pad device worn on the foot of a user for obtaining weight data comprising: a foot pad including a ball region configured to be located under a ball of the foot of the user or a heel region configured to be located under a heel of the foot of the user;a plurality of force sensors that provide force data, wherein at least a portion of the plurality of force sensors is located in the ball region or the heel region of the foot pad;sensor electronics coupled to the plurality of force sensors, wherein the sensor electronics include a flexible circuit with a plurality of force sensor connection paths adapted to transmit force data from the plurality of force sensors, wherein the sensor electronics are configured to condition the force data to be within a conditioned force data range; anda processor configured to calculate a weight value based on the conditioned force data, a gain value, and an offset value, wherein the p... | AlterG, Inc. | A61B005/03 G01G019/44 A61B005/103 G01G023/37
US08874198 | B2 | 2014-10-28 | Methods and systems for analyzing T-wave alternans | 2014-01-27 | Embodiments of the present invention relate to implantable systems, and methods for use therein, that can detect T-wave alternans and analyze the detected alternans to provide information regarding cardiac instabilities and predict impending arrhythmias. | 1. A non-transitory computer readable storage medium for a computing device having a memory and a microcontroller, the non-transitory computer readable storage medium comprising instructions to: record IEGM signal information prior to intrinsic, induced or simulated premature contractions of the ventricles (PVC);detect heart rate over a period of time prior to the PVC;average heart rate over a period of time prior to the PVC;determine a premature coupling interval of the PVC;determine an average T wave duration over a period of time prior to the PVC, wherein the period of time is an R-R interval and wherein the heart rate is between about 50 bpm to about 160 bpm;calculate a T-wave start time using the formula:Tstart=160(Heart⁢⁢Rate60)0.5;calculate a T-wave end time using the formula:Tend=480(Heart⁢⁢Rate70)0.7,where Tstart and Tend are the start and end time from the peak of a QRS; determine the T-wave duration as the time between Tstart and Tend;determine a morphology of the PVC;compare the premature coupling interval of the PVC, average T wave duration over a period of time prior to the PVC, premature coupling interval of the PVC, average T wave duration over a period of time prior to the PVC, and morphology of the PVC to a template; anddetermine the likelihood of arrhythmia initiation based on the comparing step. 2. The non-transitory computer readable storage medium of claim 1, wherein the instructions direct the microcontroller to trigger one or more responses based on a likelihood of arrhythmia initiation. 3. The non-transitory computer readable storage medium of claim 2, wherein the response is preparing antiarrhythmia therapy before the occurrence of an arrhythmia. 4. The non-transitory computer readable storage medium of claim 2, wherein the response is charging a high voltage capacitor. 5. The non-transitory computer readable storage medium of claim 1, wherein the instructions direct the microcontroller to: record ventricular EGM signal information following intrinsic, induced or simulate premature contractions of the ventricles (PVC);extract features from the ventricular EGM recording;track beat to beat alterations in the extracted features of the EGM signal; andpredict a risk of spontaneous VT/VF based on the beat to beat alterations in IEGM signal information. 6. The non-transitory computer readable storage medium of claim 5, wherein the EGM features comprise at least one of the following:a heart rate, calculated based on beat to beat RR interval; an R peak to peak, calculated based on a QRS peak to peak amplitude;Rtime1=QRStime1, calculated based on timing between maximum slope to negative QRS peak;Rtime2=QRStime2, calculated based on timing between maximum slope to minimum slope in QRS;Rtime3=QRStime3, calculated based on timing between 2 Zero Crossing in QRS;Tpeak2peak, calculated based on T wave peak to peak Amplitude;Tpeaktime, calculated based on timing between QRS and Tpeak;Tpeaktime_Bazett calculated based on Tpeaktime co... | Pacesetter, Inc. | A61B005/0452 A61B005/0456 A61N001/37 A61B005/0472
US09131882 | B2 | 2015-09-15 | Noninvasive multi-parameter patient monitor | 2013-10-11 | Embodiments of the present disclosure include a handheld multi-parameter patient monitor capable of determining multiple physiological parameters from the output of a light sensitive detector capable of detecting light attenuated by body tissue. For example, in an embodiment, the monitor is capable of advantageously and accurately displaying one or more of pulse rate, plethysmograph data, perfusion quality, signal confidence, and values of blood constituents in body tissue, including for example, arterial carbon monoxide saturation (“HbCO”), methemoglobin saturation (“HbMet”), total hemoglobin (“Hbt”), arterial oxygen saturation (“SpO2”), fractional arterial oxygen saturation (“SpaO2”), or the like. The monitor can determine which a plurality of light emitting sources and which of a plurality of parameters to measure based on the signal quality and resources available. | 1. A method of determining which of a plurality of physiological measurements to measure based on the signal quality of the signal, the method comprising: using a sensor configured to measure at least two different physiological measurements to obtain a signal from a light sensitive detector, the sensor including at least three different light emitters emitting at least three different wavelengths of light through tissue of a living patient and detecting the light after attenuation of the tissue;determining a signal quality of the signal;driving less than said at least 3 different light emitters to emit light, said driving responsive to the signal quality determination; anddetermining an output value for one of the at least two different measurements responsive to said emitted light. 2. The method of claim 1, wherein if the signal quality is low, only two of the at least three different emitters are activated. 3. The method of claim 1, wherein if the signal quality is low, fewer different physiological measurements are measured. 4. A method of informing a user of a patient monitor about one of a type of sensor communicating with the patient monitor and a type of physiological parameter determinable using the sensor communicating with the patient monitor, the method comprising: receiving information from an information element associated with one of an optical sensor and a communication cable between a patient monitor and an optical sensor;determining a number of wavelengths capable of being emitted by the optical sensor from the information;determining a signal quality of a signal received by the optical sensor; andactivating an indicator of the type of physiological parameters determinable;driving less than the number of wavelengths capable of being emitted by the optical sensor based on the number wavelengths emitted by the optical sensor and the signal quality of the signal. 5. The method of claim 4, wherein the indicator comprises a display of data determined using signals from the optical sensor. 6. The method of claim 4, wherein the indicator comprises a visual indicator. 7. The method of claim 6, wherein the visual indicator comprises a color. 8. The method of claim 6, wherein the visual indicator comprises an LED. 9. The method of claim 8, wherein the LED changes color based on which of the first and second sensors is attached. 10. The method of claim 8, wherein the LED color comprises red when the first sensor is attached and another color when another sensor is attached. 11. The method of claim 4, wherein the indicator comprises an audible indicator. 12. The method of claim 11, wherein the audible indictor comprises one or more tones. 13. The method of claim 11, wherein the audible indictor emits a first tone when the first sensor is attached and a different second tone when the second sensor is attached. 14. A physiological parameter monitor capable of improving performance by activating less light emission sources of an o... | Cercacor Laboratories, Inc. | A61B005/1455 G06F019/00 A61B005/0205 A61B005/145 A61B005/00 A61B005/026 A61B005/0295 A61B005/024
US20140135603 | A1 | 2014-05-15 | SYSTEMS AND METHODS FOR PATIENT MONITORING | 2012-11-12 | Systems and methods for patient monitoring that include receiving a set first of SpO2 readings from a first sensor over a time period, receiving a set of second SpO2 readings from a second sensor over the time period, calculating an average first SpO2 value based on some or all of the first SpO2 readings, calculating an average second SpO2 value based on some or all of the second SpO2 readings, calculating a differential value based some or all of the first SpO2 readings and some or all of the second SpO2 readings, and determining a screen result based upon the average first SpO2 value, the average second SpO2 value, and the differential value. The differential value may be, for example, an average differential value or an accumulation differential value. | 1. A method of screening a patient, comprising the steps of: receiving a plurality of first SpO2 readings from a first sensor over a time period;receiving a plurality of second SpO2 readings from a second sensor over the time period;calculating an average first SpO2 value based on at least some of the plurality of first SpO2 readings;calculating an average second SpO2 value based on at least some of the plurality of second SpO2 readings;calculating a differential value based on at least some of the plurality of first SpO2 readings and at least some of the plurality of second SpO2 readings; anddetermining a screen result based upon the average first SpO2 value, the average second SpO2 value, and the differential value. 2. The method according to claim 1, wherein the differential value is an average differential value, and wherein the method further includes the step of calculating a plurality of differential values, each differential value calculated as an absolute value difference between one of the plurality of first SpO2 readings and a corresponding one of the plurality of second SpO2 readings, wherein the average differential value is calculated as an average of at least some of the plurality of differential values. 3. The method according to claim 1, wherein the differential value is an accumulation differential value, and wherein the method further includes the step of calculating a plurality of differential values, each differential value calculated as an absolute value difference between one of the plurality of first SpO2 readings and a corresponding one of the plurality of second SpO2 readings, wherein the accumulation differential value is calculated as a sum of at least some of the plurality of differential values. 4. The method according to claim 1, wherein the screen result is determined to be negative if the differential value is less than a third threshold and either the average first SpO2 value is greater than a first threshold or the average second SpO2 value is greater than a second threshold. 5. The method according to claim 1, wherein the screen result is determined to be unknown if the time period is less than a minimum time threshold. 6. The method according to claim 1, wherein all of the first SpO2 readings within a selected portion of the time period and all of the second SpO2 reading within the selected portion of the time period are excluded from use in calculating the average first SpO2 value, the average second SpO2 value, and the differential value. 7. The method according to claim 1, further comprising the step of determining a percentage of the time period when at least one of the first SpO2 values are greater than a first threshold, the second SpO2 values are greater than a second threshold, and the differential values between the first SpO2 readings and the second SpO2 readings are less than a third threshold. 8. A system for screening a patient, comprising: a first sensor disposed at a first location, the f... | COVIDIEN LP | A61B005/00 A61B005/0205 A61B005/1455
US20140144440 | A1 | 2014-05-29 | DOSIMETRIC THERAPEUTIC GAS DELIVERY METHOD WITH FEED BACK CONTROL FOR RAPID DOSIMETRY ADJUSTMENT AND OPTIMIZATION | 2013-11-25 | The disclosure describes a technique for monitoring patient utilization of inhaled Nitric Oxide as well as waste exhaust of Nitric Oxide in gases exhaled from patient lungs. By monitoring the real dose provided to a patient, actual compliance with therapeutic target doses may be monitored to improve patient safety and therapeutic benefit from inhaled Nitric Oxide. Simultaneously, unnecessary waste of inhaled Nitric Oxide may be avoided thereby increasing the cost effectiveness of Nitric Oxide therapy. The minimization of Nitric Oxide waste has the further benefit of reducing environmental Nitrogen Dioxide levels in e.g. a NICU environment thereby mitigating medical personnel's Nitrogen Dioxide exposure. | 1. A method for delivering precise dosing of a Nitric Oxide containing gas to a patient for inhalation, the method comprising: a) delivering an oxygen containing gas to a patient interface for inhalation,b) injecting a Nitric Oxide containing gas into the oxygen containing gas prior to the patient interface,c) providing an exhaust line configured to receive an exhaled gas from a patient and to transport the exhaled gas to an exhaust vent,d) taking a sample of an exhaust line gas comprising any exhaled gas through an exhaust sampling line in fluid communication with the exhaust line prior to the exhaust vent,e) directing the sample of the exhaust line gas comprising any exhaled gas to a chemiluminescent NO detection sensor in fluid communication with the exhaust sampling line,f) measuring an amount of NOx in the sample of the exhaust line gas comprising any exhaled gas,g) calculating a Nitric Oxide dose provided to a patient,h) calculating an amount of NOx in the sample of the exhaust line gas comprising any exhaled gas,i) based on the values calculated in step g) and step h), calculating an amount of Nitric Oxide absorbed by a patient,j) comparing the amount of Nitric Oxide absorbed by the patient with a pre-defined amount, or amount range, corresponding to one or more of: A) a therapeutically effective dose of Nitric Oxide,B) a therapeutically ineffective dose of Nitric Oxide, andC) an overdose of Nitric Oxide,k) providing in a visually perceptible format one or both of: A) the amount of Nitric Oxide absorbed by a patient andB) an indication of whether or not said amount is within or outside the pre-defined amount(s) of step j). 2. The method of claim 1, further comprising the step of providing a result of step j) to a Nitric Oxide delivery apparatus configured to perform step b) and adjusting the an amount of Nitric Oxide injected by the Nitric Oxide delivery apparatus in a subsequent step b) based on the result of step j). 3. The method for delivering precise dosing of a Nitric Oxide containing gas to a patient for inhalation claim 1, further comprising the step of forming a bypass flow of oxygen containing gas into the exhaust line during a patient exhalation. 4. The method for delivering precise dosing of a Nitric Oxide containing gas to a patient for inhalation claim 1, further comprising a step of directing the sample to a NO2 converter and converting NO2 molecules in the sample to Nitric Oxide molecules on a one-to-one basis prior to directing the sample to the chemiluminescent NOx detection sensor. 5. The method for delivering precise dosing of a Nitric Oxide containing gas to a patient for inhalation claim 1, further comprising a step of directing the sample to an electrochemical cell in fluid communication with the exhaust sampling line and measuring an amount of a NO2 in the sample. 6. The method for delivering precise dosing of a Nitric Oxide containing gas to a patient for inhalation claim 1, wherein steps h) and i) based on th... | Air Liquide Santé (International) American Air Liquide, Inc. | A61M016/00 A61B005/00 A61M016/10 A61B005/08 A61M016/12 A61M016/20
US20140128734 | A1 | 2014-05-08 | CATHETER SYSTEMS AND METHODS | 2013-11-04 | An ultrasound catheter system can be configured to provide therapeutic ultrasound and imaging. An ultrasound catheter system can comprise a catheter having a distal portion. In several embodiments, a first ultrasonic element can be disposed in the distal portion of the catheter and can be configured to emit a first ultrasonic energy to enhance delivery of a therapeutic compound. In some embodiments, a second ultrasonic element can be disposed in the distal portion of the catheter and can be configured to convert a second ultrasonic energy that is reflected from an imaging site into an electrical signal. | 1. An ultrasound catheter system configured to provide therapeutic ultrasound and imaging ultrasound, the ultrasound catheter system comprising: a catheter having a treatment portion;a first ultrasonic element disposed in the treatment portion of the catheter and configured to emit a first ultrasonic energy to enhance delivery of a therapeutic compound; anda second ultrasonic element disposed in the treatment portion of the catheter and configured to convert a second ultrasonic energy that is reflected from an imaging site into an imaging signal. 2. The ultrasound catheter system of claim 1, further comprising a control system electrically coupled to the first ultrasonic element, wherein the control system is configured to drive the first ultrasonic element to generate the first ultrasonic energy to enhance the delivery of the therapeutic compound. 3. The ultrasound catheter system of claim 2, wherein the second ultrasonic element comprises a transducer, and the ultrasound catheter system further comprises a characterization device capable of receiving information from the transducer, wherein the characterization device is configured to analyze the imaging site. 4. The ultrasound catheter system of claim 1, further comprising a therapy area and an imaging area, wherein the first ultrasonic element is configured to enhance the delivery of the therapeutic compound in the therapy area and the second ultrasonic element is configured to enable imaging the imaging area, and wherein at least a portion of the imaging area is located in the therapy area. 5. The ultrasound catheter system of claim 1, wherein the first ultrasonic element comprises a first piezoelectric element and the second ultrasonic element comprises a second piezoelectric element. 6. The ultrasound catheter system of claim 5, further comprising a third ultrasonic element disposed in the distal portion of the catheter, electrically coupled to a control system, and configured to emit the second ultrasonic energy. 7. The ultrasound catheter system of claim 1, wherein the second ultrasound element is configured to emit the second ultrasonic energy. 8. The ultrasound catheter system of claim 7, wherein the second ultrasound element is coupled to a control system that is configured to drive the second ultrasound element to emit the second ultrasonic energy. 9. The ultrasound catheter system of claim 8, wherein the ultrasound catheter system further comprises a characterization device capable of receiving information from the second ultrasound element, wherein the characterization device is configured to analyze the imaging site 10. An ultrasound catheter system configured to provide therapeutic ultrasound, the ultrasound catheter system comprising: a catheter having a treatment portion;a therapeutic assembly comprising a first ultrasonic element disposed in the treatment portion of the catheter and configured to emit a first ultrasonic energy to enhance delivery of a therapeutic comp... | EKOS CORPORATION | A61B005/00 A61M037/00 A61B008/00 A61B008/12
US20140135638 | A1 | 2014-05-15 | Monitoring Physiological Signals During External Electrical Stimulation | 2014-01-16 | Electrodes and circuitry for monitoring and stimulating the exterior of the human body, comprising delivering stimulation pulses to stimulation electrodes applied to the exterior of the body, detecting an electrical potential at monitoring electrodes applied to the exterior of the body, positioning at least a first and second monitoring electrode at locations at which an electrical artifact caused by the electrical stimulation pulses is substantially cancelled in a signal formed from the electrical potentials detected at the first and second monitoring electrodes. | 1. A multi-electrode assembly for cardiac stimulation and monitoring, the assembly comprising: a monitoring electrode configured to monitor electrical potential on the chest of a patient;a stimulation electrode configured to deliver one or more stimulating pulses to the chest of a patient;an electrode cable having first and second cable ends, the first cable end configured for connection to an external cardiac device and the second cable end configured for connection to the monitoring electrode and to the stimulation electrode; anda non-linear circuit element electrically interposed between the second cable end and the stimulation electrode, the non-linear circuit element being configured to conduct during delivery of the stimulating pulses and to block conduction in the presence of a residual potential on the stimulating electrode following delivery of a stimulation pulse. 2. The electrode assembly of claim 1 wherein the non-linear circuit element comprises one or more diodes or gas discharge tubes. 3. The electrode assembly of claim 1 wherein the non-linear circuit element comprises at least two non-linear circuit elements forming parallel paths between the cable and the stimulation electrode, and with the polarity of the elements being opposite along the two paths, so that a biphasic stimulation waveform can be delivered to the stimulation electrode, with current flowing through one of the paths in one polarity of the waveform and through the other of the paths in the other polarity of the waveform. 4. The electrode assembly of claim 3 wherein conductance in the presence of a residual potential on the stimulation electrode is blocked along one of the parallel paths by setting the net offset potential of the one or more elements in that path to greater than the expected residual potential. 5. The electrode assembly of claim 1 wherein the non-linear circuit element comprises one or more transistors. 6. The electrode assembly of claim 1 wherein the non-linear circuit element generally blocks current flow in one direction and permits current flow in the opposite direction. 7. The electrode assembly of claim 1 wherein the electrode cable comprises a single conductor, and the first and second cable ends are first and second ends of the single conductor. 8. The electrode assembly of claim 1 further comprising a high-impedance element that is positioned in the electrical path between the electrode cable and the monitoring electrode and configured to reduce the level of current flowing to the monitoring electrode during delivery of a stimulation pulse to the stimulating electrode. | ZOLL Medical Corporation | A61B005/0452
US08721545 | B2 | 2014-05-13 | Transcutaneous analyte sensor | 2010-03-22 | The present invention relates generally to systems and methods for measuring an analyte in a host. More particularly, the present invention relates to systems and methods for transcutaneous measurement of glucose in a host. | 1. A transcutaneous system for measuring an analyte concentration in a host, the system comprising: a sensor adapted for transcutaneous insertion through a skin of a host;a mounting unit adapted for placement adjacent to the skin of the host;an electronics unit configured to be releasably attachable to the mounting unit, the electronics unit electrically coupled to the sensor when releasably attached to the mounting unit, wherein the mounting unit is configured such that the electronics unit is located over an exit site of the sensor when the sensor is inserted through the skin of the host; andan applicator comprising a needle comprising a lumen, wherein the needle is configured to receive the sensor, a plunger subassembly configured to push the needle and the sensor through the mounting unit and subsequently retract the needle into the applicator, and a component configured to maintain the sensor at a predetermined depth in the host upon retraction of the needle into the applicator, wherein the applicator must be removed prior to releasably attaching the electronics unit to the mounting unit. 2. The system of claim 1, wherein the needle surrounds the sensor. 3. The system of claim 1, wherein the plunger irreversibly retracts the needle into the applicator. 4. The system of claim 1, wherein the system is configured to insert the sensor through the skin with a depth to about 2 cm. 5. The system of claim 1, wherein the system is configured to insert the sensor through the skin with a depth of from about 0.1 mm to about 2 cm. 6. The system of claim 1, wherein the component is configured to maintain the sensor at the predetermined depth in the host upon irreversible retraction of the needle into the applicator. 7. The system of claim 1, wherein the applicator is configured to insert the sensor in response to an activation of an automated mechanism. 8. The system of claim 1, wherein the applicator is configured to insert the sensor in response to a manual force applied to the applicator by a user. 9. The system of claim 1, wherein the needle is designed without a slot. 10. The system of claim 1, wherein the needle is designed without multiple components. 11. The system of claim 1, wherein the needle comprises a slot cut in the needle. 12. A transcutaneous system for measuring an analyte concentration in a host, the system comprising: a sensor adapted for transcutaneous placement through a skin of a host;a housing adapted for placement adjacent to the skin of the host, wherein the housing comprises at least one electrical contact therein for providing an electrical connection between the sensor and sensor electronics; andan applicator configured for inserting the sensor through the housing and into the skin of the host, wherein the insertion of the sensor disposes the sensor adjacent to the electrical contact or within the electrical contact,wherein the system is configured so that the sensor exits the housing at a location substantially clo... | DexCom, Inc. | A61B005/00
US08715195 | B2 | 2014-05-06 | System and method for accurate placement of a catheter tip in a patient | 2008-04-09 | A system for accurate placement of a catheter tip in a patient, the system including a catheter adapted for placement within a patient, the catheter having a tip at a distal end thereof and having a proximal end which is normally located outside of the patient, a pressure sensor adapted to sense pressure at the tip of the catheter and catheter tip placement location indicating circuitry operative in response to at least an output of the pressure sensor for indicating the location of the catheter tip in the patient. | 1. A system for accurate placement of a catheter tip in a patient, the system comprising: a catheter adapted for placement within a vein of a patient, the catheter having a tip at a distal end thereof and having a proximal end which is normally located outside of the patient;a pressure sensor adapted to sense pressure within the vein of said patient at said tip of said catheter, said pressure sensor being adapted to sense a venous pressure waveform including at least one of a V pressure wave, generated by filling of the right atrium, and an A pressure wave, generated by contraction of the right atrium; andcatheter tip placement location indicating circuitry operative in response to at least an output of said pressure sensor and an ECG signal to provide an indication that said catheter tip is located in said patient at the junction of the superior vena cava (SVC) and the right atrium (RA),an R wave of said ECG signal being employed by said catheter tip placement location indicating circuitry as a fiducial point with respect to which a propagation delay of said venous pressure waveform is measured, said catheter tip placement location indicating circuitry employing said propagation delay to provide said indication that said catheter tip is located at the junction of the superior vena cava (SVC) and the right atrium (RA). 2. A system for accurate placement of a catheter tip in a patient according to claim 1 and wherein said pressure sensor is adapted to sense a heart valve opening/closing signal which propagates at approximately 1540 m/sec. and to sense a pressure wave that is generating by the emptying, filling and contraction of the right atrium which propagates at approximately 2 m/sec. 3. A system for accurate placement of a catheter tip in a patient according to claim 2 and wherein the catheter tip placement location indicating circuitry is operative to distinguish between the heart valve opening/closing signal and the pressure wave that is generating by the emptying, filling and contraction of the right atrium. 4. A system for accurate placement of a catheter tip in a patient according to claim 2 and wherein the catheter tip placement location indicating circuitry is operative for indicating the location of said catheter tip in said patient on the basis of the time relationship of the heart valve opening/closing signal and the pressure wave that is generating by the emptying, filling and contraction of the right atrium sensed by said pressure sensor. 5. A system for accurate placement of a catheter tip in a patient according to claim 1 and wherein said pressure sensor is located at said catheter tip. 6. A system for accurate placement of a catheter tip in a patient according to claim 1 and wherein said pressure sensor is located at said proximal end of said catheter. 7. A system for accurate placement of a catheter tip in a patient according to claim 1 and wherein said indication is based on the change in successive measurements of a pro... | Elcam Medical Agricultural Cooperative | A61B005/0215
US08728562 | B2 | 2014-05-20 | Implantable leads with a unitary silicone component | 2010-11-18 | A method of manufacturing a medical electrical lead includes molding a lead body pre-form, stringing an electrode onto the pre-form and overmolding the pre-form with a polymer to form a lead body portion. The pre-form has a proximal end, a distal end and at least one lumen extending between the proximal and distal ends. At least one asymmetric region of the pre-form has a transverse cross-section that has a non-circular outer dimension. The overmolding causes the asymmetric region to become substantially circular. | 1. A method of stringing an electrode onto a multi-lumen lead, the method comprising: providing a polymeric pre-form, an outer profile of the pre-form varying along a longitudinal section of the pre-form such that a cross-sectional area of the pre-form decreases from a proximal end to a distal end of the pre-form, the cross-sectional area transverse of a longitudinal axis of the longitudinal section;positioning a plurality of electrodes along the longitudinal section such that the plurality of electrodes are respectively positioned at a plurality of different locations along the longitudinal section, the cross-sectional area of the pre-form different at each of the plurality of different locations; anddepositing a layer of silicone over the pre-form, the layer of silicone deposited by being overmolded around the pre-form, the layer of silicone defining an outer surface of a lead body. 2. The method of claim 1, wherein the pre-form comprises at least one trough within the pre-form. 3. The method of claim 2, wherein the pre-form comprises three troughs of different sizes. 4. The method of claim 1, wherein the pre-form comprises a plurality of protrusions along a length of the pre-form. 5. The method of claim 4, wherein at least some of the protrusions extend radially outward to a length equal to an outer diameter of the lead body. 6. The method of claim 4, wherein at least some of the protrusions extend radially outward beyond an outermost diameter of the lead body. 7. The method of claim 1, wherein the pre-form comprises a transition from polyurethane to silicone. 8. The method of claim 1, wherein the pre-form comprises at least one asymmetric region having a transverse cross-section that has a non-circular outer profile. 9. The method of claim 8, wherein depositing the layer of silicone comprises depositing the layer of silicone over the at least one asymmetric region such that the lead body is formed to be circular along the at least one asymmetric region of the pre-form. 10. The method of claim 1, wherein the pre-form comprises an eccentric lumen within the pre-form. 11. A method of forming a lead body, the method comprising: providing a polymeric pre-molded base, an outer profile of the pre-molded base varying along a longitudinal section of the pre-molded base such that a cross-sectional area of the pre-molded base decreases from a proximal end to a distal end of the pre-molded base, the cross-sectional area transverse of a longitudinal axis of the longitudinal section;positioning a plurality of electrodes along the longitudinal section such that the plurality of electrodes are respectively positioned at a plurality of different locations along the longitudinal section, the cross-sectional area of the pre-form different at each of the plurality of different locations; and depositing a layer of polymer on the pre-molded base to form an outer surface of the lead body, the polymer deposited by being overmolded around the pre-molded bas... | Cardiac Pacemakers, Inc. | A61B005/00 A61N001/00 B05D003/00 B29C045/14
US08728013 | B2 | 2014-05-20 | Device and method for fitting a pessary | 2010-03-18 | There is provided a device for measuring an inside shape of a vagina, including a device body, operationally connected to one or more movable cheeks, the cheeks movable in a direction substantially transaxially relative to the device body longitudinal axis, and a width indicator, for indicating a distance between opposite faces of the cheeks. There is provided a method for fitting a pessary including inserting a Pessary Caliber (PC) into a vagina, extending cheeks of the PC to press against sides of the vagina, measuring a distance between the cheeks, measuring how deep the PC is inserted into the vagina, and selecting a pessary size based, at least in part, on the measuring. Related apparatus and methods are also described. | 1. A device for measuring an inside shape of a vagina, comprising: a device body, operationally connected to one or more movable cheeks in a single axial plane, the one or more cheeks movable to a plurality of positions in the single axial plane in a direction transaxially relative to the device body longitudinal axis and in the single axial plane, wherein a distal portion of the device body has a symmetrical exterior shape in the single axial lane; anda width indicator, for indicating a distance between opposite faces of the cheeks,the device for measuring an inside shape of a vagina included in a kit along with an feminine incontinence treating pessary and wherein a cross sectional area of the cheeks which abuts walls of the vagina is equal to a cross sectional area of the pessary which abuts the walls of the vagina. 2. The device of claim 1 and further comprising a depth indicator, for indicating a depth of insertion of the device into the vagina. 3. The device of claim 1 and further comprising a force gage, for measuring a force by which the cheeks are pressing against the inside of the vagina. 4. The device of claim 1 in which the cheeks are shaped so as to prevent damage to vagina walls when pressing against the inside of the vagina. 5. The device of claim 1 in which the one or more movable cheeks comprise at least two cheeks, each movable in an opposite direction transaxially to the device body longitudinal axis. 6. The device of claim 1 in which the one or more movable cheeks are operationally connected to the device body by linkage of a mechanical arm for each cheek. 7. The device of claim 6 in which a rod is operationally connected to the mechanical arms, and pushing the rod causes the mechanical arms to push the movable cheeks substantially outward. 8. The device of claim 1 in which the width is indicated in terms of a pessary size. 9. The device of claim 2 in which the depth is indicated in terms of a pessary size. 10. The kit of claim 1, in which a shape of a portion of the cheeks which abuts the vaginal walls is similar to a shape of a portion of the pessary which abuts the vaginal walls. 11. The device of claim 1, in which the cheeks are expandable from an overall width of 15 mm to 95 mm. | ConTIPI Medical Ltd. | A61B005/107 A61B005/22 A61F002/00 A61F006/08
US08734339 | B2 | 2014-05-27 | Electronic skin patch for real time monitoring of cardiac activity and personal health management | 2004-11-30 | A novel wearable electronic skin patch sensor device configured for the real time acquisition, processing and communicating of cardiac activity and other types of biological information within a wired or wireless network is disclosed. A system level scheme for networking the sensor device with client devices that include intelligent personal health management appliances, cellular telephones, PDAs, portable computers, personal computers, RFID Tags and servers is disclosed. The sensor device and the system enable distributed processing, archival and correlation of the biological information with biometrics, gastronomic information, user profiles and health factors that include height, weight, blood pressure and physical activity facilitating real time personal health management at any time and any place. | 1. A system having a sensor device, comprising: a substrate with conductive adhesive material for communicating electrical signals and attaching to a body of a user;circuitry coupled to the substrate and acquiring electrical signals representing one or more biological parameters of the body;a processor coupled to the circuitry and the substrate, wherein the processor is programmed to generate processed information by processing the electrical signals representing the biological parameters including electrical signals received from a heart of the user;an identification device coupled to the processor, the identification device providing device identification data for uniquely identifying the sensor device and user identification data for uniquely identifying the user;a database coupled to the processor and configured for carriage on the body, the database storing one or more of the electrical signals, the processed information and health information of the user, the health information selected from the group consisting of gastronomic information, dietary information, physical activity information, exercise information, allergy information, information of ingested food, information of ingested medication, user profile, and emergency response information;a transmitter coupled to the processor and transmitting the electrical signals and the processed information representing the biological parameters;a power source coupled to the substrate and controlled by the processor to deliver calibrated energy to the body in response to the processed information representing one or more biological parameters such that the energy has a level and intensity sufficient for application through a surface of the body and which is selected by the processor in response to the information sufficient to stimulate a selected heart activity; and,a cellular telephone in wireless communication with the transmitter, the cellular telephone having a local processor programmed to initiate a selected query or action with the processor coupled to the circuitry such that the cellular telephone enables control of the circuitry and further having a display programmed to display a response to the query or action from the processor coupled to the circuitry,wherein the processor is further programmed to correlate the biological parameters including the electrical signals from the heart and the health information and, in response, render an electrocardiogram representative of the electrical signals and further generate and output a warning when the processed information includes data of an emergency health condition in the user. 2. The sensor device of claim 1, comprising a receiver coupled to the processor, the receiver configured to receive the health information and control and command signals, the receiver configured for wired and/or wireless communication. 3. The sensor device of claim 2, comprising a power source comprising one or more of battery and line power coupled to one or m... | IP Holdings, Inc. | A61B005/00 A61B005/024 A61B005/0205 G06F019/00
US08734363 | B2 | 2014-05-27 | Coaxial needle assembly | 2012-11-06 | An adjustable coaxial needle assembly for placement into a tissue mass prior to a biopsy procedure comprises a guide cannula assembly, a stylet, and a throw calibrator. The stylet is selectively coaxially received by the guide cannula, which is in turn coaxially received by the throw calibrator. The effective length of the guide cannula can be selectively adjusted by moving the throw calibrator relative to the guide cannula to adjust the distance between an open distal end of the guide cannula and a the throw calibrator. | 1. A coaxial needle assembly for use with a variable throw biopsy device having a needle assembly comprising a biopsy cannula and a biopsy stylet which is received by the biopsy cannula in coaxially telescoping relationship and a throw distance comprising the distance the biopsy stylet travel relative to the biopsy cannula when the biopsy device is fired, the coaxial needle assembly comprising: a cannula defining a lumen adapted to receive the needle assembly of the biopsy device and having a proximal end and a distal end;a stylet removably received within the lumen and having a proximal end and a distal end; anda throw calibrator adjustably carried by the cannula and having a proximal end and a distal end, the proximal end and defining a biopsy insertion stop adapted to arrest the insertion of the needle assembly into a tissue mass by abutting a portion of the biopsy device against the insertion stop;wherein the throw calibrator may be used to adjust the position of the insertion stop relative to the cannula to calibrate the coaxial needle assembly with the throw distance of the biopsy device. 2. The coaxial needle assembly according to claim 1 wherein the throw calibrator comprises an elongated slot and the cannula has a detent that is received in the slot to permit relative longitudinal movement between the throw calibrator and the cannula, whereby the length of the elongated slot determines the range of movement of the throw calibrator relative to the cannula. 3. The coaxial needle assembly according to claim 2 wherein the length of the elongated slot is selected such that the range of movement of the throw calibrator relative to the cannula corresponds to the range of possible throw distances of the biopsy device. 4. The coaxial needle assembly according to claim 1 wherein the throw calibrator further comprises a releasable lock to releasbly fix the position of the insertion stop along the cannula. 5. The coaxial needle assembly according to claim 4 wherein the releasable lock comprises a torsion spring carried by the throw calibrator and encircling the cannula. 6. The coaxial needle assembly according to claim 1 wherein the throw calibrator comprises a cylindrical body that encircles the cannula and slidably moves relative to the cannula, the cylindrical body comprising the proximal and distal ends of the throw calibrator. 7. The coaxial needle assembly according to claim 6 wherein the slidable adjustment of the cylindrical body adjusts the effective length between the proximal end defining the insertion stop and the distal end of the cannula. 8. The coaxial needle assembly according to claim 7 wherein the cylindrical body comprises indicia that correspond to the throw distance of the biopsy device such that the indicia can be used to calibrate the coaxial needle assembly with the throw distance of the biopsy device. 9. The coaxial needle assembly according to claim 1 wherein the cannula further comprises a cannula hub attached to t... | Inrad, Inc. | A61B005/00
US09005105 | B2 | 2015-04-14 | Hard-wired implanted controller system | 2014-01-09 | A circulatory assist system is disclosed, the system including an implantable electrical device having an electric motor, an implantable controller connected to the implantable electrical device, and an implantable power source connected to the controller for supplying power to the controller. The controller is attachable to a first side of a percutaneous connector. A second side of the percutaneous connector, opposite to the first side, allows external connectivity to said controller. | 1. A circulatory assist system comprising: an implantable electrical device having an electric motor;an implantable controller electrically connected to said implantable electrical device;an implantable power source electrically connected to said implantable controller for supplying power to the implantable controller or to the implantable electrical device; anda skin button having a first side and a second side opposite to said first side;wherein said implantable controller is attachable to said first side of the skin button,the second side of said skin button allows connectivity to said implantable controller,wherein the implantable controller includes a drive MOSFET circuit for disabling drive signals from the implantable controller or disabling routing of power from the implantable power source through the implantable controller to the implantable electrical device, andwherein the skin button is configured to selectively ground an input MOSFET disable signal. 2. The system of claim 1, further comprising: a monitoring circuit operable to monitor a condition of power supplied by said implantable power source to said implantable controller or to said implantable electrical device, or operation of the implantable controller, and a telemetry transmitter, electrically connected to said monitoring circuit, for transmitting a transcutaneous telemetry signal representing the monitored condition. 3. The system of claim 2, further comprising: a backup controller electrically connected to said second side of the skin button;a telemetry transceiver, for wirelessly receiving said transcutaneous telemetry signal and retransmitting the signal to a receiver associated with the backup controller;wherein said backup controller is capable of transmitting through the skin button to said implantable controller a signal to disable said implantable controller or to override drive signals from said implantable controller to said implantable device when said retransmitted transcutaneous telemetry signal received by said backup controller from said telemetry transceiver is indicative of a faulty condition of said implantable controller or said implantable electrical device. 4. The system of claim 2, further comprising: a power source module electrically connected to said second side of the skin button;wherein said power source module is operable to supply power to the implantable controller or to the implantable electrical device through the skin button. 5. The system of claim 1, further comprising: a monitoring circuit operable to monitor a condition of:power supplied by said implantable power source to said implantable controller or to said implantable electrical device, or operation of the implantable controller, anda telemetry transmitter, electrically connected to said monitoring circuit, for transmitting a telemetry signal representing through the skin button the monitored condition to a backup controller electrically connected to said second side of the skin... | HeartWare, Inc. | A61N001/362 A61M001/12 A61B005/00
US20140128714 | A1 | 2014-05-08 | SYSTEM FOR ELECTROPHYSIOLOGY THAT INCLUDES SOFTWARE MODULE AND BODY-WORN MONITOR | 2013-11-06 | The invention also provides an integrated system that combines an ablation system used in the electrophysiology (EP) lab with a novel, body-worn monitor and data-management software system. The body-worn monitor differs from conventional monitors in that it measures stroke volume (SV) and cardiac output (CO) in addition to heart rate (HR) and ECG waveforms. The combined system collects numerical and waveform data from patients before, during, and after an EP procedure, thereby providing a robust data set that can be used for a variety of analytics and reporting purposes. The body-worn monitor can be applied to the patient immediately after the EP procedure, e.g. while they are recovering in a hospital. Once applied, the body-worn monitor measures data in real-time, and transmits them to both an EMR and a software application running on a mobile device, such as a smartphone, tablet, or personal digital assistant. | 1. A system for characterizing a patient, comprising: a data-processing software system that interfaces to a treatment software system and a body-worn monitor, the data-processing software system configured to analyze data collected during and after an invasive cardiac treatment program, the treatment software system configured to collect data during the invasive cardiac treatment program, and the body-worn monitor configured to measure an ECG waveform, heart rate (HR), and stroke volume (SV) from the patient after the cardiac treatment program and transmit this to the data-processing software system, which then collectively processes during and after the invasive cardiac procedure to characterize the patient. 2. The system of claim 1, wherein the data-processing software system generates a report describing the patient's cardiac performance using data collected during and after the invasive cardiac procedure. 3. The system of claim 2, wherein the report evaluates an electrical performance of the patient's heart using the ECG waveform and HR value, and the mechanical performance of the patient's heart using the SV value. 4. The system of claim 4, wherein the report shows the time-dependent evolution of the electrical performance of the patient's heart and the time-dependent evolution of the mechanical performance of the patient's heart. 5. The system of claim 1, wherein the data-processing software system is configured to transmit the report to an electronic medical record. 6. The system of claim 1, wherein the body-worn monitor is configured to be worn on the patient's chest. 7. The system of claim 6, wherein the body-worn monitor is configured to attach to the patient's chest with a collection of electrode patches. 8. The system of claim 7, wherein the collection of electrode patches consists of two separate electrode patches. 9. The system of claim 8, wherein each electrode patch comprises two electrodes. 10. The system of claim 9, wherein each electrode patch comprises two electrodes connected to a common adhesive backing. 11. The system of claim 6, wherein the body-worn monitor comprises two separate modules, each comprising an electronics circuit and configured to be worn in the patient's chest. 12. The system of claim 11, wherein the body-worn monitor comprises a first module that houses an ECG circuit for measuring analog ECG waveforms used to calculate HR from the patient, and a second module that houses a TBI circuit for measuring analog TBI waveforms used to calculate CO and SV from the patient. 13. The system of claim 12, wherein the first and second modules are connected to each other with a cable. 14. The system of claim 12, wherein the body-worn monitor comprises a single analog-to-digital converter that converts the analog ECG waveforms into digital ECG waveforms, and the analog TBI waveforms into digital TBI waveforms. 15. The system of claim 14, wherein the body-worn monitor comprises a microprocessor that processe... | Perminova Inc. | A61B005/02 A61B005/0408
US20140128706 | A1 | 2014-05-08 | GLUCOSE SENSOR SIGNAL PURITY ANALYSIS | 2014-01-14 | Disclosed are methods, apparatuses, etc. for glucose sensor signal purity analysis. In certain example embodiments, a series of samples of at least one sensor signal that is responsive to a blood glucose level of a patient may be obtained. Based at least partly on the series of samples, at least one metric may be determined to characterize one or more non-physiological anomalies of a representation of the blood glucose level of the patient by the at least one sensor signal. A reliability of the at least one sensor signal to represent the blood glucose level of the patient may be assessed based at least partly on the at least one metric. Other example embodiments are disclosed herein. | 1. A method comprising: obtaining a series of samples of at least one sensor signal that is responsive to a blood glucose level of a patient;determining, via a controller and based at least partly on the series of samples, at least one metric to characterize one or more non-physiological anomalies of a representation of the blood glucose level of the patient by the at least one sensor signal, wherein the one or more non-physiological anomalies comprise artificial dynamics of the at least one sensor signal that do not correlate with blood glucose levels of the patient; andassessing a reliability of the at least one sensor signal to represent the blood glucose level of the patient based at least partly on the at least one metric. 2. The method of claim 1, further comprising: generating an alert signal responsive to a comparison of the at least one metric with at least one predetermined threshold. 3. The method of claim 2, wherein said generating an alert comprises: initiating a signal to indicate to a blood glucose controller that a sensor that generated the at least one sensor signal was not functioning reliably for at least part of a time while the series of samples was being obtained. 4. The method of claim 2, wherein said generating an alert comprises: presenting at least one human-perceptible indication that a sensor that generated the at least one sensor signal was not functioning reliably for at least part of a time while the series of samples was being obtained. 5. The method of claim 1, further comprising: acquiring the at least one sensor signal from one or more subcutaneous glucose sensors, wherein the at least one metric reflects an apparent reliability of the at least one sensor signal that is acquired from the one or more subcutaneous glucose sensors. 6. The method of claim 1, wherein the at least one metric quantitatively represents a deviation between the blood glucose level of the patient and the at least one sensor signal. 7. The method of claim 6, wherein the at least one metric reflects a noise level of the at least one sensor signal and/or an artifact level of the at least one sensor signal. 8. The method of claim 1, further comprising: altering an insulin infusion treatment for the patient responsive at least partly to the assessed reliability of the at least one sensor signal. 9. The method of claim 1, wherein said determining at least one metric comprises: ascertaining a residual portion of the at least one sensor signal based at least in part on the series of samples of the at least one sensor signal, said at least one sensor signal comprising one or more principle components and said residual portion; anddetermining at least one value associated with the residual portion of the at least one sensor signal. 10. The method of claim 9, further comprising: ascertaining said one or more principal components of the at least one sensor signal based at least in part on the series of samples of the at least one sensor signa... | Medtronic Minimed, Inc. | A61B005/00 A61B005/145 G01N033/48 A61M005/172
US08731643 | B2 | 2014-05-20 | Imaging system and methods for medical needle procedures | 2007-11-13 | A method for planning a needle path is provided. The method includes displaying a restricted region on a display, the restricted region being defined by spatial limitations of an imaging system and a location of a selected target point; and selecting a skin entry point outside the restricted region. | 1. A method for planning a needle path, the method comprising: displaying an image on a display, the image being of a region of a patient to be examined;superimposing a representation of a restricted region on the displayed image, the restricted region being defined, using a processor, by spatial limitations of an imaging device, a type of progression image to be generated, and a location of a selected target point, the displayed image being different than the progression image, wherein the spatial limitations of the imaging device prevent the imaging device from moving into one or more positions relative to the patient for generating the progression image to monitor progress along the needle path; andselecting the needle path outside the restricted region,wherein selecting the needle path includes selecting a skin entry point outside the restricted region, the processor preventing selection of the skin entry point within the restricted region. 2. The method for planning a needle path as defined in claim 1, wherein the imaging device includes a C-arm computed tomography device. 3. The method for planning a needle path as defined in claim 2, wherein spatial limitations of the C-arm computed tomography device include C-arm angulations. 4. The method for planning a needle path as defined in claim 1, comprising: inputting user data, wherein the selected target point is defined by the user data. 5. The method for planning a needle path as defined in claim 4, comprising: generating the user data by viewing one or more images of an examination area. 6. An imaging system for planning a needle path, the imaging system comprising: a display;a processor electrically connected to the display; andan imaging device electrically connected to the display and the processor,wherein the processor is configured to determine a restricted region defined by spatial limitations of the imaging device, a type of progression image to be generated, and a location of a target point of the needle path, the one or more spatial limitations of the imaging device preventing the imaging device from moving into one or more positions relative to a patient for generating the progression image to monitor progress along the needle path,wherein the display is operable to display an image and a representation of the restricted region superimposed on the image, the image being of a region of a patient to be examined, the displayed image being different than the progression image, andwherein the processor is configured to prevent selection of a skin entry point of the needle path within the restricted region. 7. The imaging system for planning a needle path as defined by claim 6, wherein the processor is operable to superimpose the representation of the restricted region on the image. 8. The imaging system for planning a needle path as defined by claim 6, wherein the imaging device includes a C-arm computed tomography device. 9. The imaging system for planning a needle path as defi... | Siemens Aktiengesellschaft | A61B005/05
US08731642 | B2 | 2014-05-20 | Apparatus and method for locating a device tip within a volume | 2010-11-08 | A method for determining by an x-ray projection a position of a target radiopaque marker disposed on a catheter in a subject's body, comprising assigning a landmark in the body as a reference point compensated for periodic movements of the body, determining an auxiliary location relative to the reference point using at least one additional radiopaque marker disposed on the catheter and based on the auxiliary location determining the position of the target radiopaque marker with respect to the reference point. | 1. A method for determining by an x-ray projection a position of a target radiopaque marker disposed on a catheter in a subject's body, comprising: assigning a virtual landmark in the body as a reference point;obtaining a multiplicity of images comprising a detectable marker disposed on the catheter;determining an auxiliary location relative to the reference point using at least one additional radiopaque marker disposed on the catheter; andcompensating for periodic movements of the body on the multiplicity of images using the virtual landmark;obtaining two optional locations of the catheter tip based on the auxiliary location;selecting a target radiopaque marker location from the two optional locations in which the catheter has the same projection on the multiplicity of images;determining the position of the target radiopaque marker with respect to the reference point;wherein the method is performed by a general purpose computer. 2. The method for determining by an x-ray projection a position of a target radiopaque marker disposed on a catheter in a subject's body according to claim 1, wherein the determining an auxiliary location comprises determining on the catheter a location nearest to the reference point. 3. The method for determining by an x-ray projection a position of a target radiopaque marker disposed on a catheter in a subject's body according to claim 1, wherein the determining an auxiliary location comprises determining on the catheter a location with restricted motion with respect to a projection direction. 4. The method for determining by an x-ray projection a position of a target radiopaque marker disposed on a catheter in a subject's body according to claim 1, wherein the determining an auxiliary location comprises determining a location on the catheter disposed in a blood vessel. 5. The method for determining by an x-ray projection a position of a target radiopaque marker disposed on a catheter in a subject's body according to claim 1, wherein the determining the position of the target radiopaque marker with respect to the reference point comprises determining a spatial position of the target radiopaque marker with respect to the reference point. 6. The method for determining by an x-ray projection a position of a target radiopaque marker disposed on a catheter in a subject's body according to claim 5, wherein the determining a spatial position of the target radiopaque marker with respect to the reference point comprises determining the direction of the catheter in a vicinity of the target radiopaque marker with respect to the x-ray projection. 7. The method for determining by an x-ray projection a position of a target radiopaque marker disposed on a catheter in a subject's body according to claim 6, wherein the determining the direction of the catheter in a vicinity of the target radiopaque marker with respect to the x-ray projection comprises determining at least one of an asymmetry property of a plurality of radiopaque ... | Paieon Inc. | A61B005/05
US20140128720 | A1 | 2014-05-08 | IN VIVO QUANTIFICATION OF A VARIATION OF OXYGENATION IN A TISSUE BY USING A MAGNETIC RESONANCE IMAGING TECHNIQUE | 2012-04-20 | The invention relates to a device and a method for quantifying a variation of oxygenation in a tissue by using a magnetic resonance imaging technique. The variation of oxygenation in a tissue can be quantified from a measured variation of a proton longitudinal relaxation rate ΔR1 and from calibration data. The method of the invention is characterized in that the variation of proton longitudinal relaxation rate ΔR1 that is used is a variation of proton longitudinal relaxation rate of lipids rather than a variation of proton longitudinal relaxation rate of water molecules. | 1. In vivo method for quantifying a variation of oxygenation in a tissue (10) by using a magnetic resonance imaging technique comprising a generation of a static magnetic induction B0 and a generation of a sequence of radio-frequency pulses, said in vivo method comprising the steps of: a. performing a first measurement of a proton longitudinal relaxation rate R1 with said magnetic resonance imaging technique;b. performing a second measurement of a proton longitudinal relaxation rate R1 with said magnetic resonance imaging technique;c. determining a value of variation of said proton longitudinal relaxation rate, ΔR1, from the measurements carried out in steps a and b;d. providing calibration data relating values of variation of said proton longitudinal relaxation rate, ΔR1, to values of variation of oxygenation;e. determining a value of variation of oxygenation in said tissue (10) by using the value of variation of said proton longitudinal relaxation rate determined in step c, ΔR1, and the calibration data provided in step d;and wherein said proton longitudinal relaxation rate R1 is a proton longitudinal relaxation rate R1 of lipids. 2. Method according to claim 1 further comprising between step a and step b a step of modifying an oxygen exposure of said tissue (10). 3. Method according to claim 2 wherein the step of modifying an oxygen exposure of said tissue (10) comprises an inhalation of an oxygen-enriched gas by a mammal body comprising said tissue (10). 4. Method according to claim 2 wherein the step of modifying an oxygen exposure of said tissue (10) comprises a placement of a tourniquet that allows a stricture of a part of a mammal body comprising said tissue (10). 5. Method according to claim wherein said sequence of radio-frequency pulses is able to remove a contribution of protons of water molecules to said proton longitudinal relaxation rate R1 of lipids. 6. Method according to claim 5 wherein said sequence of radio-frequency pulses comprises at least one saturation pulse (30) able to predominantly excite protons of water molecules. 7. Method according to claim 6 wherein said sequence of radio-frequency pulses further comprises at least one initial inversion pulse (20), and at least one excitation pulse (40) of flip angle α. 8. Method according to claim 7 wherein said flip angle α has a value equal to or smaller than 30°. 9. Method according to claim 7 wherein said at least one excitation pulse (40) has a mean frequency and said mean frequency is shifted by a frequency shift below a resonance frequency of water molecules. 10. Method according to claim 9 wherein said frequency shift is comprised between 0.8 ppm and 1 ppm of said resonance frequency of water molecules. 11. Method according to claim 9 wherein said frequency shift is comprised between 3.3 ppm and 3.7 ppm of said resonance frequency of water molecules. 12. Method according to claim 1 wherein said calibration data are obtained from an in vitro experimental calibra... | - | G01R033/48 A61B005/00 G01R033/58 A61B017/132 G01R033/465 A61B005/055 A61M016/00
US20140135591 | A1 | 2014-05-15 | FOOTWEAR CAPABLE OF BEING WIRELESSLY CHARGED AND TRANSMITTING BIOLOGICAL INFORMATION, METHOD FOR MANAGING HEALTH IN WIRELESS COMMUNICATION SYSTEM INCLUDING THE FOOTWEAR, AND WIRELESS COMMUNICATION SYSTEM TO WHICH THE METHOD IS APPLIED | 2013-11-07 | Disclosed herein are a method for managing health in a wireless communication system including a footwear using a wireless charging technology, the method including obtaining a biological information of a user from a biological information detecting sensor of the footwear using a power obtained through a wireless power receiving device installed therein, and transmitting the biological information to an external electronic device via a communication module; a footwear able to be wirelessly charged and to transmit a biological information; and a wireless communication system which performs the method. | 1. A method for managing health using a wireless communication system including a footwear, the method comprising: obtaining a biological information of a user from a biological information detecting sensor of the footwear; andtransmitting the biological information to an external terminal via a communication module. 2. The method of claim 1, further comprising storing an ID information in a memory installed in the footwear, wherein the transmitting of the biological information to the external terminal via the communication module comprises:transmitting the ID information to the external terminal via the communication module; andtransmitting the biological information to the external terminal via the communication module when an ID confirmation signal is received from the external terminal. 3. The method of claim 2, wherein the external terminal is a mobile communication terminal having a terminal ID information stored therein, and the method further comprises transmitting the terminal ID information and the biological information to a health management server via a mobile communication module of the mobile communication terminal. 4. The method of claim 1, wherein the biological information comprises one or more of a pulse information, a blood pressure information, a body temperature information, an exercising amount information, and a time information. 5. The method of claim 1, further comprising: receiving an alarm information generated based on the biological information via the communication module of the footwear; andoutputting an alarm sound to a sound output module installed in the footwear, based on the alarm information. 6. A method for managing health in a wireless communication system including a footwear, the method comprising: receiving a biological information and an ID information of a user from a biological information detecting sensor of the footwear;analyzing the biological information to generate an alarm information; andtransmitting the alarm information to an external terminal. 7. The method of claim 6, wherein the analyzing of the biological information to generate the alarm information comprises: storing a personal database in a memory;obtaining a health record information of the user in the personal database by using the ID information of the user; andgenerating the alarm information by using the health record information and the biological information. 8. A footwear comprising: an insole;an outer cover installed on the insole and having a wear space formed therein;a heel attached to a lower surface of the insole;a secondary coil installed in any one of the insole, the outer cover, and the heel, and receiving a wireless power signal from an external wireless charging device;a battery installed in any one of the insole, the outer cover, and the heel, and charged with an induced electromotive force generated in the secondary coil;a biological information detecting sensor installed in the wear space;a communication mo... | Hanrim Postech Co., Ltd. | A61B005/00
US20140148722 | A1 | 2014-05-29 | NEBULIZER THAT IS ACTIVATED BY NEGATIVE INSPIRATORY PRESSURE | 2014-01-31 | A nebulizer includes a body, an air channel section and medication reservoir. An air line extends through the air channel section. A venturi nozzle is configured to form at its end a low pressure mixing chamber. A primary suction line extends from the medication reservoir to the low pressure mixing chamber through which medication is drawn upward into the low pressure mixing chamber and mixed with air from the venturi nozzle and nebulized for discharge through a nebulizer outlet. The venturi nozzle, low pressure mixing chamber and air channel section are configured such that at standard temperature and pressure (STP) a differential pressure results in no medication that is drawn upward through the primary suction line for nebulization and discharged the through the nebulizer outlet until a negative inspiratory pressure is created from inhalation by a user. | 1. A nebulizer, comprising: a body comprising an air channel section and a nebulizer outlet configured to be received within an oral cavity of a patient;a medication reservoir carried by the body;an air line having an inlet at one end and extending through the air channel section and having an outlet and a venturi nozzle at the outlet and having a venturi outlet wherein the air line provides continuous pressure between the input end and outlet end of the air line and the venturi nozzle is located within a patient's oral cavity when the nebulizer is in use;a primary suction line extending from the medication reservoir to the venturi outlet through which medication is drawn upward and mixed with air passing through the venturi nozzle and nebulized for discharge through the nebulizer outlet;wherein no medication is drawn upward through the primary suction line for nebulization and discharge through the nebulizer outlet until a predetermined negative inspiratory pressure is created from inhalation by a user to begin air flow through the venturi nozzle and medication is drawn upward through the primary suction line and nebulized by air flowing through the venturi nozzle to be discharged through the nebulizer outlet. 2. The nebulizer according to claim 1, wherein the air line, venturi nozzle and discharge outlet are horizontally oriented when in use. 3. The nebulizer according to claim 1, wherein nebulization begins at a negative inspiratory pressure of from about −3 cmH2O to about −52 cmH2O. 4. The nebulizer according to claim 1, wherein the medication reservoir is located within a patient's oral cavity when the nebulizer is in use. 5. The nebulizer according to claim 1, and further comprising a diffuser upon which the nebulized medication and air exiting the venturi nozzle impacts to aid nebulization. 6. The nebulizer according to claim 1, and further comprising a secondary suction line that draws nebulized medication that drops down before discharge through the nebulizer outlet. 7. The nebulizer according to claim 1, and further comprising an air flow sensor positioned within the air channel section and configured to generate signals indicative of air flow generated by a patient's involuntary cough event occurring at nebulization. 8. The nebulizer according to claim 7, and further comprising a processor interfaced with the air flow sensor and configured to evaluate the involuntary cough event. 9. The nebulizer according to claim 1, wherein said nebulizer outlet is configured as an infant pacifier. 10. The nebulizer according to claim 9, wherein the nebulizer outlet is configured as an infant lollipop pacifier. 11. The nebulizer according to claim 1, and further comprising a nebulizer suction member enclosing the body and configured as an infant pacifier. 12. A nebulizer, comprising: a body comprising an air channel section and a nebulizer outlet configured to be received within an oral cavity of a patient;a medication reservoir carried by... | PNEUMOFLEX SYSTEMS, LLC | A61M016/00 A61M011/06 A61B005/08 A61B005/087 A61B005/00 A61J017/00 A61M011/02 A61M016/14
US20140121474 | A1 | 2014-05-01 | APPARATUS, METHOD, AND COMPUTER-ACCESSIBLE MEDIUM FOR TRANSFORM ANALYSIS OF BIOMEDICAL DATA | 2012-04-26 | Exemplary method, computer-readable medium and system can be provided for generating at least one information associated with at least one signal and/or data received from at least one structure. For example, it is possible to determine at least one basis based on a combination of a plurality of portions of the signal(s) and/or the data. It is also possible to generate the information(s) as a function of the basis. | 1. A method for generating at least one information associated with at least one signal or data received from at least one structure, comprising: determining at least one basis based on a combination of a plurality of portions of the at least one signal or the data; andwith a computer arrangement, generating the at least one information as a function of the at least one basis. 2-11. (canceled) 12. A non-transitory computer readable medium including instructions thereon that are accessible by a hardware processing arrangement, wherein, when the processing arrangement executes the instructions, the processing arrangement is configured to: determine at least one basis based on a combination of a plurality of portions of at least one signal or the data; andgenerate the at least one information as a function of the at least one basis. 13. The computer readable medium of claim 12, wherein the combination includes at least one of a summation, an average, a weighted average, or a statistical representation. 14. The computer readable medium of claim 12, wherein the summation includes a summation of a plurality of segments of the at least one signal or the data. 15. The computer readable medium of claim 12, wherein the generation of the at least one information comprises applying a transform relating the summation to at least one frequency of the at least one signal so as to generate a power spectrum. 16. The computer readable medium of claim 12, wherein the at least one signal or the data includes at least one of a video-capsule image associated with one of a celiac disease or a cardiac signal as obtained during atrial fibrillation. 17. The computer readable medium of claim 12, wherein the at least one information includes at least one of a dominant frequency, a dominant period, a mean, a standard deviation in a power spectral profile, or a further statistical representation. 18. The computer readable medium of claim 15, further comprising quantifying at least one characteristic associated with the at least one signal or the data based on the transform. 19. The computer readable medium of claim 15, further comprising reducing at least one of a noise, an interference, and an artifact in generating a reconstruction of the at least one signal or the data based on the transform. 20. The computer readable medium of claim 15, further comprising increasing a frequency resolution for a given time period of the at least one signal or the data. 21. The computer readable medium of claim 15, further comprising causing a recognition of a source pattern of the at least one signal or the data based on the transform 22. The computer readable medium of claim 12, wherein the signal or the data is an image. 23. A system for generating at least one information associated with at least one signal or data received from at least one structure, comprising: a processor which is configured toi. determine at least one basis based on a combination of a plurality of port... | The Trustees of Columbia University in the City of New York | A61B001/00 A61B001/04 A61B005/044 A61B005/0205 A61B005/04 A61B005/00 A61B005/046
US08734359 | B2 | 2014-05-27 | Method and system for determining an individual's state of attention | 2010-08-03 | The present invention relates to a method and a system designed to determine an individual's state of attention from an individual's respiratory signal. The method of the invention comprises a first learning step, wherein the characteristics of an individual's normal state are determined by selecting a respiratory signal fragment that is considered to be normal according to a pre-established criterion, and a second analysis phase, wherein the individual's state of attention is determined from parameters extracted from the respiratory signal on the basis of some pre-defined rules and the individual's normal state previously characterised. The method of the invention is implemented in two embodiments. A first embodiment is based on the identification of pre-defined patterns in the respiratory signal and, in the second embodiment, an index indicative of the variability of the respiratory signal is defined. | 1. A method for determining an individual's state of attention, which comprises the following operational steps: a) providing a respiratory signal capture apparatus,b) obtaining an individual's respiratory signal with the respiratory signal capture apparatus,c) segmenting said respiratory signal into a plurality of segments,d) extracting at least one parameter from each segment of the respiratory signal,e) characterising a normal state of attention for the individual by selecting a respiratory signal fragment that is considered to be normal according to a pre-established criterion and, in the event that no respiratory signal fragment is found that meets said pre-established criterion, characterising the normal state of attention for the individual on the basis of certain data stored in a memory device, andf) determining the individual's state of attention from the at least one parameter extracted from each segment on the basis of pre-defined rules and the normal state of attention for the individual, wherein step d) comprises obtaining at least one fuzzy parameter from the at least one parameter extracted from each segment, and step f) comprises: evaluating a degree of similarity of each segment with respect to each one of a plurality of pre-determined phases, by comparing the at least one fuzzy parameter of each segment to characteristic parameters for said pre-determined phases, and determining the individual's state of attention from the degree of similarity of the segments of the signal with respect to said pre-determined phases on the basis of certain pre-defined rules. 2. The method for determining an individual's state of attention, according to claim 1, characterised in that said certain data stored in the memory device are data pertaining to the subject him/herself and/or data for a set of subjects that statistically represent a population. 3. The method for determining an individual's state of attention, according to claim 1, characterised in that step e) comprises: determining the variability of the respiratory signal in the signal fragment considered, or evaluating the degree of similarity of the respiratory signal fragment considered with respect to a model respiratory signal pattern, or evaluating the homogeneity of certain given variables in the respiratory cycles within the respiratory signal fragment in question. 4. The method for determining an individual's state of attention, according to claim 1, characterised in that the at least one parameter is selected from the group constituted by amplitude, frequency, minimum value, maximum value, amplitude symmetry and frequency symmetry. 5. The method for determining an individual's state of attention, according to claim 1, characterised in that step c), wherein the respiratory signal is segmented, comprises using a watershed relevant peak algorithm in order to reduce the amount of information to be processed. 6. The method for determining an individual's state of attention, accor... | Fico Mirros, S.A. | A61B005/08
US08715194 | B2 | 2014-05-06 | Screening for early detection of cardiovascular disease in asymptomatic individuals | 2006-10-10 | Screening apparently healthy individuals using sensitive techniques for identifying early vascular and cardiac disease provides the opportunity for effective intervention to prevent or delay the occurrence of cardiovascular events which represent the most common cause of morbidity and mortality in our society. Preliminary studies have revealed an incidence of over 50% of early disease in need of therapy. The apparent ineffectiveness of the health care system to uncover this early disease emphasizes the need for a more aggressive community approach to screen for early disease and to initiate therapy that should reduce health care costs and improve quality and duration of life. | 1. A method of assessing cardiovascular ailments in a human subject from a population of subjects seeking assessment of their cardiovascular health, and treating the subject to reverse or slow progression of the ailments, comprising: a) assessing early markers for arterial and left ventricular disease by performing a first set of tests on the subject, the first set of tests consisting of: 1) measuring arterial elasticity using pulse contour analysis to provide separate assessment of the elasticity of the large conduit arteries and the small arteries that serve as sites of reflected waves in the circulation;2) measuring blood pressure at rest and during exercise;3) imaging the optic fundus of the subject and analyzing the image or images for the A:V ratio and the presence of A:V crossing changes;4) analyzing a urine sample from the subject for the albumin excretion creatinine;5) determining the wall thickness of at least one large artery;b) assessing early cardiac disease wherein a second set of tests are performed on at least some of the subjects from the population, the second set of tests consisting of: 1) an electrocardiogram;2) a cardiac ultrasound to screen the left ventricle for transverse diameter and wall thickness;3) a test to determine plasma brain natriuretic peptide concentration levels as a marker for left ventricular dysfunction; and4) a pulmonary function test using forced expiratory volume measurements;c) individually scoring the early markers and cardiac disease assessments using a three point scoring system indicating normal, borderline, and abnormal results and using the individual scores to produce at least one overall score wherein the resultant overall score provides a risk assessment on a scale wherein one end of the scale indicates no treatment is needed and the other end represents the greatest evidence of disease in need of treatment and wherein a low score of the three point scoring system is classified as normal, an intermediate score of the three point scoring system is classified as borderline, and a high score of the three point scoring system is classified as abnormal; andd) intervening in the progression of cardiovascular illness in the subject by providing one or more treatments for the subject in order to reverse or slow the progression of actual or suspected cardiovascular ailments identified in the assessment. 2. A method according to claim 1 further including determining a global assessment of risk contributor interventional potential by performing one or more of the following tests: a) blood pressure taken seated at rests;b) fasting lipid levels;c) fasting blood sugar;d) C-reactive protein;e) PAI-1;f) homocysteine. 3. A method of assessing cardiovascular ailments in a human subject from a population of subjects seeking assessment of their cardiovascular health: a) assessing cardiovascular health by evaluating each of (i) the large arteries, (ii) the small arteries, and (iii) the heart of the human subject;... | Regents of the University of Minnesota | A61B005/02
US08738123 | B2 | 2014-05-27 | System and methods for performing surgical procedures and assessments | 2013-02-11 | The present invention involves systems and related methods for performing surgical procedures and assessments, including the use of neurophysiology-based monitoring to: (a) determine nerve proximity and nerve direction to surgical instruments employed in accessing a surgical target site; (b) assess the pathology (health or status) of a nerve or nerve root before, during, or after a surgical procedure; and/or (c) assess pedicle integrity before, during or after pedicle screw placement, all in an automated, easy to use, and easy to interpret fashion so as to provide a surgeon-driven system. | 1. A system for inserting a spinal implant through a trans-psoas operative corridor to an intervertebral disc, comprising: an elongate inner instrument to advance in a trans-psoas path through bodily tissue toward a lateral aspect of the targeted intervertebral disc of the lumbar spine, the elongate inner instrument being configured to engage an annulus of the targeted intervertebral disc;a plurality of trans-psoas dilators of increasing diameters to dilate the trans-psoas path through the bodily tissue toward the lateral aspect of the targeted intervertebral disc of the lumbar spine, the plurality of dilators comprising: a first dilator to slidably engage with an exterior of the elongate inner instrument and having a first length,a second dilator to slidably engage with an exterior of the initial dilator and having a second length less than the first length of the initial dilator, anda third dilator to slidably engage with an exterior of the second dilator and having a third length less than the second length of the second dilator;wherein at least one instrument of the group consisting of the elongate inner instrument, the first dilator, the second dilator, and the third dilator comprises a stimulation electrode exposed along a distal tip portion of said at least one instrument to emit an electrical stimulation signal to the bodily tissue for nerve monitoring when said at least one instrument is positioned in the trans-psoas path through the bodily tissue; anda working corridor instrument slidable over an outermost dilator of the plurality of trans-psoas dilators along the trans-psoas path through the bodily tissue to the lateral aspect of the targeted intervertebral disc of the lumbar spine, the working corridor instrument being configured to enlarge the trans-psoas path through the bodily tissue and maintain a trans-psoas operative corridor that is dimensioned so as to pass a spinal implant through the trans-psoas operative corridor to the lumbar spine. 2. The system of claim 1, wherein the working corridor instrument has an insertion length configured to extend through the bodily tissue to the lateral aspect of the targeted intervertebral disc, the insertion length of the working corridor instrument being less than the third length of the third dilator. 3. The system of claim 2, wherein the working corridor instrument is configured to maintain the trans-psoas operative corridor that is dimensioned to have a corridor width extending generally perpendicular to the trans-psoas path, and wherein the working corridor instrument comprises an external proximal portion that has a maximum width that is generally perpendicular to the trans-psoas path and greater than the corridor width. 4. The system of claim 1, further comprising a nerve monitoring system that delivers the electrical stimulation signal to the stimulation electrode of said at least one instrument, monitors electromyographic activity detected by a set of sensor electrodes in leg musc... | NuVasive, Inc. | A61B005/04
US08731648 | B2 | 2014-05-20 | System and method for prioritizing medical conditions | 2013-02-04 | The technology disclosed herein generally relates to a method for providing an index disorder in automated patient care. A set of device measures is stored in a database. Quantitative health care data indicators in the database are provided, where the indicators were regularly recorded by a medical device for a patient under automated patient care. Collected device measures are retrieved with a processor. An index disorder is identified through derived measure determination and statistical calculation with a processor. | 1. A method for providing an index disorder for use in automated patient care, comprising: storing a set of device measures in a database;providing quantitative health care data indicators in the database, wherein the indicators were regularly recorded by a medical device for a patient under automated patient care;retrieving the device measures with a server systemderiving measures from the device measures with the server system;performing statistical calculations for at least a portion of the indicators;quantifying a plurality of physiological changes based on one or more of the derived measures, the indicators, and the device measures;ordering the plurality of physiological changes in temporal sequence with a diagnostic module; andidentifying the index disorder through the derived measure determination, the ordering of the one or more physiological changes, and the statistical calculation with the server system. 2. A method according to claim 1, further comprising: identifying, with a categorizing component, the index disorder from a plurality of index disorder candidates as having a pathophysiology substantially matching the change in physiology that occurred substantially least recently. 3. A method according to claim 1, wherein quantifying a plurality of physiological changes further comprises: quantifying a first physiological change in a first time window and quantifying the first physiological change within a different time window. 4. A method according to claim 1, further comprising: sorting, with an evaluation component, the plurality of physiological changes into a symptomatic event ordering set for at least one index disorder candidate; andevaluating, with the evaluation component, each physiological change in the symptomatic event ordering set for matched pathophysiology. 5. A method according to claim 1, further comprising: prioritizing, with a comparison component, the physiological changes using a predefined ordering, wherein physiological changes that occurred least recently are given higher priority than physiological changes that occurred most recently; andcomparing, with the comparison component, the physiological changes to pathophysiological indicators for one or more index disorder candidates, wherein physiological changes having higher priorities are compared before the physiological changes having lower priorities. 6. A method according to claim 1, further comprising: tracking, with a hysteresis component, temporal changes in physiology;applying, with the hysteresis component, a stickiness threshold to the temporal changes; anddetermining whether interventive changes are appropriate based on applying the stickiness threshold to the temporal changes. 7. A method according to claim 1, further comprising: testing, with a testing component, the physiological changes against one or more indicator thresholds to determine a patient status indicating at least one of a change and a status quo of the index disorder;wherein th... | Cardiac Pacemakers, Inc. | A61B005/04
US08730047 | B2 | 2014-05-20 | System for noninvasive determination of analytes in tissue | 2012-04-12 | An apparatus and method for noninvasive determination of analyte properties of human tissue by quantitative infrared spectroscopy to clinically relevant levels of precision and accuracy. The system includes subsystems optimized to contend with the complexities of the tissue spectrum, high signal-to-noise ratio and photometric accuracy requirements, tissue sampling errors, calibration maintenance problems, and calibration transfer problems. The subsystems can include an illumination/modulation subsystem, a tissue sampling subsystem, a data acquisition subsystem, a computing subsystem, and a calibration subsystem. The invention can provide analyte property determination and identity determination or verification from the same spectroscopic information, making unauthorized use or misleading results less likely than in systems that use separate analyte and identity determinations. The invention can be used to control and monitor individuals accessing controlled environments. | 1. An apparatus for determining the presence of one or more analytes in the tissue of one or more individuals, comprising one or more spectroscopic instruments, wherein each spectroscopic instrument comprises: (a) a spectroscopic system configured to determine a spectroscopic signal from the response of at least a portion of the individual's tissue to incident electromagnetic radiation;(b) an analysis system configured to determine from the spectroscopic signal one or more analyte properties characteristic of the individual; wherein the analysis system is further configured to determine an identity characteristic of the individual from the spectroscopic signal; and(c) an the action initiation system configured to initiate an action responsive to both the identity characteristic and the one or more analyte properties. 2. An apparatus for monitoring access to a controlled environment responsive to the presence of one or more analytes in the tissue of one or more individuals, comprising (a) one or more spectroscopic instruments, wherein each spectroscopic instrument comprises:(a1) a spectroscopic system configured to determine a spectroscopic signal from the response of at least a portion of the individual's tissue to incident electromagnetic radiation; and(a2) an analysis system configured to determine from the spectroscopic signal one or more analyte properties characteristic of the individual; and(b) an action initiation system configured to perform at least one of the following: communicate the one or more analyte properties to an agent associated with the controlled environment; record the one or more analyte properties; allow or disallow access to the controlled environment based on the one or more analyte properties; or communicate to an agent associated with the controlled environment the result of a comparison of the one or more analyte properties with predetermined values. 3. An apparatus as in claim 1, further comprising an identity input system comprising at least one of: an alphanumeric password entry device, a key input device, a magnetic swipe card reader, a GPS location device, a finger print reader, a voice recognition system, a retina scanner, bar code scanner, or an implanted sensor or material. 4. An apparatus as in claim 1, wherein each instrument is configured to communicate to a remote facility, another instrument, or both, at least one of: the spectroscopic information, information relevant to the identity characteristic, the one or more analyte properties, the initiated action. 5. An apparatus as in claim 1, wherein each instrument is configured to receive from a remote facility, another instrument, or both, at least one of: information relevant to the determination of the one or more analyte properties, information relevant to the determination of the identity characteristic, information relevant to the determination of an action to initiate. 6. An apparatus as in claim 2, wherein the spectroscopic system is configured... | TruTouch Technologies, Inc. | G08B013/14 A61B005/1455
US20140135657 | A1 | 2014-05-15 | Management system and method for damage risk of tissue pressure | 2013-08-13 | According to one embodiment of a management system for damage risk of tissue pressure, at least one pressure sensor is deployed on at least one pressure-withstanding location on a body surface of a user, and detects a plurality of extremity pressure signals from the at least a pressure-withstanding location. An information processing device uses the plurality of extremity pressure signals to compute and store at least one risk assessment index, uses a plurality of features of the plurality of extremity pressure signals to compute at least one risk adjustment factor, and then uses the at least one risk adjustment factor to calibrate the at least one risk assessment index. | 1. A management system for damage risk of tissue pressure, comprising: at least one pressure sensor deployed on at least one pressure-withstanding location on a body surface of a user, and the at least one pressure sensor detects a plurality of extremity pressure signals from the at least one pressure-withstanding location; andan information processing device that computes and temporarily stores at least one risk assessment index according to the plurality of extremity pressure signals, computes at least one risk adjustment factor according to a plurality of features of the plurality of extremity pressure signals, and then calibrates the at least one risk assessment index according to the at least one risk adjustment factor. 2. The system as claimed in claim 1, wherein said information processing device connects to the at least one pressure sensor. 3. The system as claimed in claim 1, wherein said at least one risk assessment index is at least one extremity maximum pressure value of said user, and said at least one extremity maximum pressure value is obtained from a plurality of pressure peak values of a plurality of extremity pressure areas of said user. 4. The system as claimed in claim 1, wherein said plurality of features of said plurality of extremity pressure signals are derived by a machine learning system. 5. The system as claimed in claim 1, wherein said at least one pressure sensor is at least one flexible electronic device. 6. The system as claimed in claim 1, wherein said plurality of features are derived by at least one of features including at least one extremity pressure center moving curve, at least one extremity pressure time change, at least one limb local pressure performance, and at least two extremities pressure performance difference. 7. The system as claimed in claim 1, wherein said user is an animal having hard and soft tissues, and said at least one pressure-withstand location is at least one extremity location of said animal. 8. The system as claimed in claim 1, wherein said system outputs said at least one risk assessment index and said at least one risk adjustment factor when the time that said system continues collecting said plurality of extremity pressure signals reaches a predetermined recording time interval. 9. The system as claimed in claim 1, wherein said at least one risk adjustment factor is at least one of factors including a calculating pressure center location of an extremity of the user, a local pressure concentrated factor, and an extremity structural abnormal risk factor. 10. The system as claimed in claim 9, wherein said local pressure concentrated factor describes said user's circulative state abnormality and soft tissue hyperplasia, and said extremity structural abnormal risk factor describes said user's extremity structure abnormality and extremity joint abnormality. 11. A management method for damage risk of tissue pressure, comprising: deploying at least one pressure sensor on at least o... | INDUSTRIAL TECHNOLOGY RESEARCH INSTITUTE | A61B005/103
US08727997 | B2 | 2014-05-20 | Volume status monitor: peripheral venous pressure, hypervolemia and coherence analysis | 2009-10-16 | Systems and methods are provided for monitoring changes in blood volume using waveforms in the peripheral vasculature. In particular, the systems and methods relate to detecting ventilation-induced variation (VIV) of waveforms in the peripheral vasculature. Advantageously, the systems and methods may relate to analyzing VIV in peripheral venous pressure (PVP). Thus, the VIV of PVP may be measured, wherein decreased VIV is indicative of decreased blood volume In exemplary embodiments, such as involving spontaneous breathing, it may be necessary to account for changes in respiratory signal strength. Thus systems and methods are also provided for assessing coherence between ventilation and VIV for a flow or pressure waveform. Specifically, coherence is evaluated by comparing the waveform to a detected respiratory signal. Finally, systems and method are provided for distinguishing the impact of respiration on the PG signal during hypervolemia as compared to hypovolemia. Such systems and methods may advantageously be utilized to monitor fluid status during fluid replacement. | 1. A method for compensating a cardiovascular waveform having ventilation-induced variation for pulmonary effort using a processor, the method comprising: generating a cardiovascular waveform representing physiological characteristics of a subject;generating a respiratory signal for the subject; andusing a processor to calculate the total power spectral intensity due to respiration, wherein the calculating the total power spectral intensity due to respiration includes: compensating the cardiovascular waveform for pulmonary effort by multiplying the power spectrum of the cardiovascular waveform by the power spectrum of the respiratory signal; anddetecting a change in amplitude of ventilation-induced variation (VIV) in the compensated cardiovascular waveform by integrating the resulting compensated waveform over a range of respiratory frequencies, wherein the change in amplitude is reflective of a physiological change in the subject. 2. The method of claim 1, wherein the generated cardiovascular waveform is a peripheral venous pressure (PVP) waveform. 3. The method of claim 2, wherein the PVP waveform is generated from an intravenous site. 4. The method of claim 2, further comprising calculating an index comparing the amplitude of the VIV in the PVP waveform to one of: (i) an amplitude of the VIV in arterial blood pressure, and (ii) an amplitude of the VIV in a plethysmographic (PG) signal. 5. The method of claim 4, further comprising detecting hypovolemia based on the index, wherein an index value less than one (1) is indicative of hypovolemia. 6. The method of claim 4, further comprising detecting arterial vasoconstriction based on the index. 7. The method of claim 1, wherein the detecting the change in amplitude of VIV in the PVP waveform further comprises determining a relative amplitude of the VIV of the PVP compared to mean PVP. 8. The method of claim 1, further comprising monitoring fluid responsiveness based on the change in amplitude of the VIV in the compensated cardiovascular waveform. 9. The method of claim 1, further comprising detecting hypovolemia based on the change in amplitude of the VIV in the compensated cardiovascular waveform. 10. The method of claim 1, wherein the physiological change in the subject is a change in blood volume of the subject. 11. The method of claim 2, wherein a decrease in the amplitude of the VIV in the compensated cardiovascular waveform is indicative of a decrease in blood volume. 12. The method of claim 1, wherein the respiratory power spectrum is normalized prior to multiplication. 13. The method of claim 12 wherein the normalized respiratory power spectrum Rn(ω) is equal to one of:Rn⁡(w)=R⁡(w)∫.1.5⁢R⁡(w′)⁢ⅆw′⁢⁢and(i)Rn⁡(w)=R⁡(w)∫.1.5⁢(R⁡(w′))2⁢ⅆw′.(ii) 14. The method of claim 1, wherein the cardiovascular waveform power spectrum is normalized prior to multiplication. 15. A system for compensating a cardiovascular waveform having ventilation-induced variation for pulmonary effort, the syst... | Yale University | A61B005/021 A61B005/0295
US08721554 | B2 | 2014-05-13 | Random body movement cancellation for non-contact vital sign detection | 2008-07-11 | A method and system for cancelling body movement effect for non-contact vital sign detection is described. The method begins with sending on a first electromagnetic wave transceiver a first electromagnetic signal with a first frequency to a first side of a body, such as a person or animal. Simultaneously using a second electromagnetic wave transceiver a second electromagnetic signal is sent with a second frequency to a second side of a body, wherein the first frequency and the second frequency are different frequencies. A first reflected electromagnetic signal reflected back in response to the first electromagnetic wave on the first transceiver is received and a first baseband complex signal is extracted. Likewise a second reflected electromagnetic signal reflected back in response to the second electromagnetic wave on the second transceiver is received and a second baseband complex signal is extracted. The first baseband complex signal is mathematically combined with the second baseband complex signal to cancel out a Doppler frequency drift therebetween to yield a periodic Doppler phase effect. | 1. A method for cancelling body movement effect for non-contact vital sign detection, the method comprising: providing a first transceiver and a second transceiver;simultaneously sending a first electromagnetic signal with a first frequency to a first side of a body from the first transceiver and a second electromagnetic signal with a second frequency to a second side of a body from the second transceiver, wherein the second side of the body is an opposite side of the body from the first side of the body;receiving at least a first reflected signal reflected back in response to the first electromagnetic signal via the first transceiver;extracting out a first baseband complex signal from the first reflected signal;receiving at least a second reflected signal reflected back in response to the second electromagnetic signal via the second transceiver;extracting out a second baseband complex signal from the second reflected signal;providing an apparatus for combining the first baseband complex signal with the second baseband complex signal to cancel out a Doppler frequency drift therebetween to yield a periodic Doppler phase effect, wherein the apparatus comprises a processor and/or hardware; andcombining the first baseband complex signal with the second baseband complex signal to cancel out a Doppler frequency drift therebetween to yield a periodic Doppler phase effect via the apparatus. 2. The method of claim 1, further comprising: extracting at least one of respiration rate and heart rate from the periodic Doppler phase effect. 3. The method of claim 2, further comprising: sending the at least one of respiration rate and heart rate from the periodic Doppler phase effect to a display. 4. The method of claim 1, wherein the first frequency, corresponding to a first wavelength, λ1, and the second frequency, corresponding to a second wavelength, λ2, are close to each other such that (λ1≈λ2≈λ) and the combining the first baseband complex signal with the second baseband complex signal comprises combining the first baseband complex signal with the second baseband complex signal via complex signal demodulation expressed bySf⁡(t)=exp⁢{j⁡[4⁢π⁢⁢xh⁢⁢1⁡(t)λ+4⁢π⁢⁢xr⁢⁢1⁡(t)λ+4⁢⁢π⁢⁢y⁡(t)λ+ϕ1]}Sb⁡(t)=exp⁢{j⁡[4⁢π⁢⁢xh⁢⁢2⁡(t)λ+4⁢π⁢⁢xr⁢⁢2⁡(t)λ-4⁢⁢π⁢⁢y⁡(t)λ+ϕ2]}where xh1(t) and xr1(t) are heartbeat-induced and respiration-induced physiological movements on the first side of the body, xh2(t) and xr2(t) are heartbeat-induced and respiration-induced physiological movements on the second side of the body, φ1 and φ2 are residual phases of the first transceiver and the second transceiver, and y(t) is a body movement, wherein by multiplying Sf(t) and Sb(t), the y(t) term in the baseband output Sfb(t)=Sf(t)·Sb(t) will be cancelled out, while terms of physiological movement xh1(t), xh2(t), xr1(t) and xh2(t) are enhanced as expressed bySf⁢⁢b⁡(t)=exp⁢{j⁡[4⁢π⁡[xh⁢⁢1⁡(t)+xh⁢⁢2⁡(t)]λ+4⁢π⁡[xr⁢⁢1⁡(t)+xr⁢⁢2⁡(t)]λ+ϕ1+ϕ2]}. 5. The method of claim 4, wherein a DC offset in at least one o... | University of Florida Research Foundation, Inc. | G01S013/56 G01S013/62 G01S013/60 A61B005/055
US20140128721 | A1 | 2014-05-08 | MEDICAL IMAGING SYSTEM WITH MOTION DETECTION | 2012-06-06 | A medical imaging system comprises an image data acquisition module to acquire imaging data and a motion detection module to acquire motion information. A reconstruction module reconstructs image datasets from the imaging data and with use of the motion information to correct for motion. The motion detection module is provided with a shape-sensing photonic fibre system to provide a photonic output representative of the spatial shape of the photonic fibre and an arithmetic unit to compute the motion information on the basis of the photonic output. | 1. A medical imaging system comprising an image data acquisition module to acquire imaging dataa motion detection module to acquire motion informationa reconstruction module to reconstruct image datasets from the imaging data and with use of the motion information to correct for motion, whereinthe motion detection module is provided withi. a shape-sensing photonic fibre system to provide a photonic output providing a time varying spatially three-dimensional encoding of the position and/or shape of the fibre, the photonic output being representative of the spatial shape of the photonic fibre andii. an arithmetic unit to compute the motion information on the basis of the photonic output. 2. A medical imaging system as claimed in claim 1, wherein the shape-sensing photonic fibre system is linked to a fixed reference position. 3. A medical imaging system as claimed in claim 1, wherein the arithmetic unit is configured to compute a surface shape of the fibres varying in time and in a three-dimensional geometry and to compute the motion information from the time varying surface shape. 4. A medical imaging system as claimed in claim 3, wherein the photonic fibre system's fibre spatially homogeneously covers an object to be imaged. 5. A medical imaging system as claimed in claim 1, wherein the motion detection module is configured for real-time updating of the time varying surface shape. 6. A magnetic resonance examination system comprising an image data acquisition module including one or more RF transmit and/or receive antenna(e) to acquire imaging data in the form of magnetic resonance signalsa reconstruction module to reconstruct image datasets from magnetic resonance signals andwith use of the motion information to correct for motion, whereinone or more RF transmit and/or receive antenna(e) is provided withi. a shape-sensing photonic fibre system to provide a photonic output providing a time varying spatially three-dimensional encoding of the position and/or shape of the fibre, the photonic output being representative of the spatial shape of the photonic fibre andii. an arithmetic unit to compute the spatial receive and/or transmit profile of the one or more RF transmit and/or receive antenna(e) on the basis of the photonic output. 7. A magnetic resonance examination system as claimed in claim 6, wherein the reconstruction module to reconstruct image datasets from the imaging data and is configured to correct for motion with use of the motion information, and the magnetic resonance examination system comprising a motion detection module to acquire motion information withi. the shape-sensing photonic fibre system to provide a photonic output representative of the spatial shape of the photonic fibre andan arithmetic unit to compute the motion information on the basis of the photonic output | KONINKLIJKE PHILIPS N.V. | A61B005/11 G01R033/48 A61B005/00
US08737713 | B2 | 2014-05-27 | System for frame selection for optimal registration of a multi-frame dataset | 2011-08-03 | An Angiographic X-ray imaging system provides enhanced image feature visualization. At least one repository includes data representing a sequence of X-ray images of a portion of patient anatomy acquired over a time interval and signal data representing electrical activity of the heart of the patient over the time interval. An image data processor determines for individual images of the sequence of X-ray images, characteristics of a portion of the signal data associated with a corresponding image. The characteristics comprise at least one of, (a) a peak to peak value of a portion of the signal data associated with a corresponding image and (b) an average value of a portion of the signal data associated with the corresponding image. The image data processor selects a set of images exclusive of particular images from the sequence of X-ray images in response to the determined characteristics and generates an averaged image from the set of images. | 1. An X-ray imaging system providing enhanced image feature visualization, comprising: at least one repository of data representing a sequence of X-ray images of a portion of patient anatomy acquired over a time interval and signal data representing electrical activity of the heart of the patient over the time interval; andan image data processor for,determining, for each image of said sequence of X-ray images, a maximum value and a minimum value of a portion of said signal data associated with the image,calculating, for each image of said sequence of X-ray images, an average value based on the maximum value and the minimum value of the portion of said signal data associated with the image,selecting a set of images from said sequence of X-ray images by comparing said average value of a particular image with the average values of said sequence of X-ray images and excluding said particular image from said set of images in response to a determination that said average value of said particular image is insufficiently close to said average values of said sequence of X-ray images, the set of images excluding one or more images of said sequence of X-ray images, andgenerating a generated image from said set of images. 2. A system according to claim 1, wherein an image comprises an image frame. 3. A system according to claim 1, wherein said image data processor identifies said portion of said signal data associated with an image based on acquisition time of the portion of said signal data and acquisition time of the associated image. 4. A system according to claim 3, wherein said image data processor identifies said portion of said signal data associated with an image, as a portion of said signal data acquired from said patient at a time during said time interval corresponding to a time during said interval during which the corresponding image was acquired. 5. A system according to claim 1, wherein said generated image enhances visualization of an invasive instrument,the system further includinga display processor for initiating generation of data representing said generated image for display. 6. A system according to claim 1, wherein said portion of said signal data comprises at least one of, (a) a heart cycle, (b) a segment of a heart cycle and a section of said signal data encompassing a time at which a corresponding image was acquired. 7. A system according to claim 6, wherein said segment comprises at least one of a P wave segment, a QRS complex segment, an ST segment, a T wave segment and a U wave segment. 8. A system according to claim 1, wherein said signal data representing electrical activity of the heart of the patient comprises at least one of (a) an ECG signal, (b) an Intra-cardiac electrocardiogram (ICEG) signal, (c) a hemodynamic signal and (d) a blood oxygen saturation SPO2 signal. 9. An X-ray imaging system providing enhanced image feature visualization, comprising: at least one repository of data representing a sequence of X-ray ... | Siemens Medical Solutions USA, Inc. | G06K009/00 A61B005/04
US08725241 | B2 | 2014-05-13 | Visualization of physiological data for virtual electrodes | 2009-11-09 | Systems and methods can be utilized to visualize physiological data relative to a surface region (e.g., an organ) of a patient. A computer-implemented method can include storing electroanatomic data in memory representing electrical activity for a predetermined surface region of the patient and providing an interactive graphical representation of the predetermined surface region of the patient. A user input is received to define location data corresponding to a user-selected location for at least one virtual electrode on the graphical representation of the predetermined surface region of the patient. A visual representation of physiological data for the predetermined surface region of the patient is generated based on the location data and the electroanatomic data. | 1. A computer-implemented method for visualizing physiological data of a patient, the method comprising: storing in memory electroanatomic data representing electrical activity for a predetermined surface region of the patient;providing an interactive graphical representation of the predetermined surface region of the patient;receiving a user input that defines location data corresponding to a user-selected location for at least one roving virtual electrode on the graphical representation of the predetermined surface region of the patient; anddynamically generating a graphical representation of the physiological data corresponding to a current location of the roving virtual electrode relative to the graphical representation of the predetermined surface region of the patient, such that the graphical representation of the physiological data is modified continuously responsive to changes in the current location of the roving virtual electrode as the roving virtual electrode is moved. 2. The method of claim 1, further comprising superimposing a graphical representation of the at least one roving virtual electrode on the interactive graphical representation of the predetermined surface region of the patient in response to the receiving of the user input. 3. The method of claim 1, wherein the graphical representation of the physiological data corresponding to the current location of the user interface pointing element is generated adjacent to the current location of the user interface pointing element. 4. A computer-implemented method for visualizing physiological data of a patient, the method comprising: storing in memory electroanatomic data representing electrical activity for a predetermined surface region of the patient;providing an interactive graphical representation of the predetermined surface region of the patient;receiving a user input that defines location data corresponding to a user-selected location for at least one virtual electrode on the graphical representation of the predetermined surface region of the patient; anddynamically generating a graphical representation of the physiological data corresponding to a current location of a user interface pointing element relative to the predetermined surface region of the patient, such that the graphical representation is modified automatically responsive to changes in the current location of the user interface pointing element;in response to receiving a corresponding user input, the graphical representation of the physiological data corresponding to user selected location location being maintained as a first graphical representation for a fixed virtual electrode at the user selected current location regardless of movement of the user interface pointing element; anddynamically generating a second graphical representation of the physiological data corresponding to a roving virtual electrode that is modified continuously responsive to changes in the current location of the roving virtual elec... | Cardioinsight Technologies, Inc. | A61B005/044
US08738401 | B2 | 2014-05-27 | System, method, and computer program product for reducing the burden on scheduling systems by forecasting a demand for medical resources | 2013-01-16 | The present invention generates a forecast factor indicating an anticipated demand for a medical resource in a medical facility during a selected time period. The invention generates the forecast factor using billing data retrieved from one or more billing data systems wherein the retrieved billing data is from a prior time period that is comparable to the selected time period. The invention may also generate a schedule of the medical resource using the determined forecast factor such that the generated schedule may substantially correspond to the anticipated demand for the medical resource during the selected time period. In addition, the invention may also generate one or more displays of the determined forecast factor to a user and may also receive a user input for selecting and/or modifying the protocol used to determine the forecast factor. | 1. A system for optimizing a schedule of at least one medical resource in at least one medical facility using a medical staff data set, the system comprising: a medical staff system comprising the medical staff data corresponding to at least one medical procedure being performed using the at least one medical resource in the at least one medical facility during a first time period, the data within the medical staff data set being indicative of a utilization of the at least one medical resource during the first time period; anda forecasting module in communication with said medical staff system, wherein said forecasting module is configured to: retrieve the medical staff data set from the medical staff system;convert data within the medical staff data set into a utilization data set corresponding to a historical demand for the at least one medical resource in the at least one medical facility during the first time period;determine a forecast factor using data within the utilization data set, the forecast factor corresponding to an expected demand for the at least one medical resource in the at least one medical facility during a second time period, the second time period being subsequent to the first time period; andgenerate a schedule for the at least one medical resource based on the determined forecast factor indicating when during the second time period the at least one medical resource is expected to be utilized. 2. A system according to claim 1, wherein said forecasting module is further configured to transfer the generated schedule to a scheduling calendar. 3. A system according to claim 1, wherein said forecasting module comprises a memory device for storing the retrieved billing data set. 4. A system according to claim 1, further comprising a user interface for displaying the forecast factor to a user. 5. A system according to claim 4, wherein said user interface is configured to receive a user input comprising a selection of the forecast factor. 6. A system according to claim 4, wherein said forecast module is further configured to display the forecast factor to the user via said user interface in at least one of: a chart of substantially concurrent medical procedures in the at least one medical facility during the first time period;a chart of a quantity of the at least one medical procedure in the at least one medical facility during the first time period; anda Gantt chart of the at least one medical procedure during the first time period. 7. A system according to claim 1, wherein the data within the medical process data set comprises at least one of: an identification code for identifying a type of the at least one medical procedure;a time of the at least one medical procedure;a duration of the at least one medical procedure;a location of the at least one medical facility;a personnel identification code for identifying a clinician performing the at least one medical procedure; andcombinations thereof. 8. A system according to cl... | Syus, LLC | G06Q010/00 G06F019/00 A61B005/00
US08734383 | B2 | 2014-05-27 | Method and device for improving glycemic control based on residual insulin | 2010-06-23 | Disclosed are systems, devices, and methods, including a system that includes a processor-based device implementing at least a residual insulin (RI) determination unit configured to determine a residual insulin in the patient's body at a particular time instance based on bolus doses previously delivered to the body of the patient, each bolus dose being associated with at least one dose value and a time representative of the time that dose value was delivered to the patient's body, and based on dose dependent RI time records that each includes at least a dose value and an associated duration value representative of dose-dependent duration of therapeutic effectiveness of the associated at least the dose value. The system also includes a pump to controllably dispense the insulin from a reservoir to the body of the patient based on the residual insulin determined by the RI determination unit. | 1. A drug delivery system for administration of insulin to a body of a patient, the system comprising: a processor-based device implementing at least a residual insulin (RI) determination unit, the RI determination unit configured to: receive one or more bolus records, each of the bolus records being associated with a respective bolus dose delivered to the patient and includes at least an associated bolus dose value, an associated time representative of the time the respective bolus dose was delivered to the patient, and an associated duration value representative of dose-dependent duration of therapeutic effectiveness of the associated dose value; anddetermine a residual insulin in the patient's body based on the associated bolus dose value, the associated time, and the associated duration value associated with each of the one or more bolus records; anda pump to controllably dispense the insulin from a reservoir to the body of the patient based on the residual insulin determined by the RI determination unit. 2. The system of claim 1, wherein the RI determination unit is located in a remote control. 3. The system of claim 1 further including a screen to display at least the residual insulin determined by the RI determination unit. 4. The system of claim 1, further including a user interface for receiving one or more values associated with the one or more bolus records and/or a confirmation of the user. 5. The system of claim 4, wherein the user interface includes at least one of: buttons, switches, keys, a keyboard, a touch-sensitive screen, and a voice command interface. 6. The system of claim 4, further including a transceiver configured to receive and/or transmit data related to operation of the RI determination unit. 7. A method for determining residual insulin (RI) for use with an insulin delivery device, the method comprising: receiving one or more bolus records, each of the bolus records being associated with a respective bolus dose delivered to a patient and includes at least an associated bolus dose value, an associated time representative of the time the respective bolus dose was delivered to the patient, and an associated duration value representative of dose-dependent duration of therapeutic effectiveness of the associated dose value; anddetermining, based on the associated bolus dose value, the associated time, and the associated duration value associated with each of the one or more bolus records, a residual insulin in the patient's body at a particular time instance. 8. The method of claim 7, wherein the associated duration value of dose dependent RI records is based on one or more of: insulin type, site of cannula insertion and insulin delivery, physical activity, body temperature, fluid absorption characteristics, weight, age, gender, CIR, IS, and concentration of insulin. 9. The method of claim 7, further comprising: determining a bolus amount to be delivered to the patient's body based on the determined residual insulin... | Roche Diagnostics Operations, Inc. | A61M005/168 A61M005/172 A61B005/145 A61B005/00
US20140148656 | A1 | 2014-05-29 | USE OF THORACIC AND EXTRA-THORACIC IMPEDANCE FOR DIAGNOSTIC MONITORING | 2012-11-27 | A medical device and associated method for monitoring a fluid status of a patient that includes determining a first impedance signal along an electrode vector comprising a portion of a thoracic cavity, determining a second impedance signal along an extra-thoracic electrode vector, and determining a fluid status measurement in response to the determined first impedance signal and the determined second impedance signal | 1. A method for monitoring a fluid status of a patient, comprising: determining a first impedance signal along an electrode vector comprising a portion of a thoracic cavity;determining a second impedance signal along an extra-thoracic electrode vector; anddetermining a fluid status measurement in response to the determined first impedance signal and the determined second impedance signal. 2. The method of claim 1, further comprising: determining an amplitude of the first impedance signal; anddetermining an amplitude of the second impedance signal, wherein the fluid status measurement is determined in response to the determined first and second amplitude. 3. The method of claim 1, further comprising: determining a slope of the first impedance signal; anddetermining a slope of the second impedance signal, wherein the fluid status measurement is determined in response to the determined slope signals. 4. The method of claim 1, further comprising: determining a fiducial point of the first impedance signal;determining an analogous fiducial point of the second impedance signal; anddetermining a time difference between the fiducial point of the first impedance signal and the fiducial point of the second impedance signal, wherein the fluid status measurement is determined in response to the determined time difference. 5. The method of claim 1, further comprising: determining the first impedance signal and the second impedance signal at a plurality of times of day;determining a circadian change in the fluid status measurement; anddetermining a status of a heart failure condition in response to the determined circadian change in the fluid status measurement. 6. The method of claim 1, further comprising: detecting a change in patient posture from a posture sensor signal;determining the first impedance signal and the second impedance signal in response to the change in patient posture;determining a fiducial point of the first impedance signal and a fiducial point of the second impedance signal; anddetermining a time delay between the determined fiducial points, wherein the fluid status measurement is determined in response to the time delay. 7. The method of claim 1, further comprising: altering the fluid volume of the patient;determining the first impedance signal and the second impedance signal in response to the altered fluid volume;determining a fiducial point of the first impedance signal and a fiducial point of the second impedance signal; anddetermining a time delay between the determined fiducial points, wherein the fluid status measurement is determined in response to the time delay. 8. The method of claim 1, further comprising determining a therapy control parameter in response to the determined fluid status measurement. 9. The method of claim 1, further comprising generating an alert signal in response to the determined fluid status measurement. 10. The method of claim 1, further comprising: determining a monitoring interval;determining th... | MEDTRONIC, INC. | A61B005/053 A61M005/172 A61B005/00 A61B005/11
US20140142453 | A1 | 2014-05-22 | METHOD FOR EXTRACTING THE FEATURE OF AN ABDOMINAL BREATHING AND A SYSTEM USING THE SAME | 2014-01-27 | A method for extracting the feature of an abdominal breathing is disclosed, capable of extracting the feature of an abdominal breathing, without the requirement of a standard model of an abdominal breathing and the execution of a learning process being executed prior to the method for extracting the feature of an abdominal breathing. By means of computing a plurality of intrinsic mode functions corresponding to the abdominal breathing signal received, an Euler angle function and an instantaneous frequency function of each of the plurality of intrinsic mode functions, and comparing the plurality of instantaneous frequency function with a pre-determined zero-point threshold region, the method for extracting the feature of an abdominal breathing defines one of the plurality of instantaneous frequency function as an abdominal breathing feature function, which contains the feature of the abdominal breathing. In this way, the feature of an abdominal breathing is extracted. | 1. A method for extracting the feature of an abdominal breathing, comprising the following steps of: receiving an abdominal breathing signal;executing an empirical mode decomposition process on the abdominal breathing signal, for computing a plurality of intrinsic mode functions;basing on the plurality of intrinsic mode functions and the results obtained after the execution of a Hilbert transform on the plurality of intrinsic mode functions, computing an Euler angle function of each of the plurality of intrinsic mode functions;taking the partial derivative of the Euler angle function of each of the plurality of intrinsic mode functions, with respect to time, for computing an instantaneous frequency function of each of the plurality of intrinsic mode functions, and extracting a plurality of maximum values of each of the plurality of instantaneous frequency functions; andaccording to a pre-determined sequence, comparing the plurality of maximum values of each of the plurality of instantaneous frequency functions with a zero-point threshold region, respectively, and when a result that all of the plurality of maximum values of one of the plurality of instantaneous frequency functions falling into the zero-point threshold region is obtained, the instantaneous frequency function having the plurality of maximum values is defined as an abdominal breathing feature function. 2. The method as claimed in claim 1, wherein the Euler angle function is a function describing the functional relation between the Euler angle and time in an Euler formula, and the Euler formula is represented as: rejθ=r(cos θ+j sin θ)where, r represents the magnitude, and θ represents the Euler angle. 3. The method as claimed in claim 1, wherein the plurality of maximum values of each of the plurality of instantaneous frequency functions is local maximum values. 4. The method as claimed in claim 1, wherein the number of the plurality of intrinsic mode functions is between 1 and 16, and each of the plurality of intrinsic mode functions has a characteristic frequency, and the values of the characteristic frequency of different intrinsic mode functions are different from each other. 5. The method as claimed in claim 4, wherein the pre-determined sequence is a sequence staring from the intrinsic mode function having a higher characteristic frequency value thereof, and terminating with the intrinsic mode function having a lower characteristic frequency value. 6. The method as claimed in claim 1, wherein the zero-point threshold region is a region where the value of the instantaneous frequency function is between −0.5 and 0.5. 7. The method as claimed in claim 1, wherein the distribution of the plurality of minimum values of the abdominal breathing feature function in the time dimension is the frequency of the abdominal breathing. 8. An abdominal breathing feature extracting system, comprising: a sensing module, for sensing an abdominal breathing signal;a computing module, coupled wi... | National Chiao Tung University | A61B005/08 A61B005/00 A61B005/113
US20140148708 | A1 | 2014-05-29 | SYSTEM AND METHOD FOR WOUND MANAGEMENT | 2013-11-26 | A wound management reference object comprising a sheet of material of a known size including at least one colored segment, wherein the wound management reference object is configured to be positioned in close proximity to a wound, wherein an image can be captured of the wound management reference object and the wound, and wherein the image is used to evaluate the wound. | 1. A wound management kit comprising: a pack of at least one reference object, the at least one reference object comprising a sheet of material of a known size including at least two colored segments, indicia on each reference object providing at least one of: a date identifier and a user identifier; and an adhesive to allow the at least one reference object to temporarily stick to an individual's skin. 2. The wound management kit of claim 1, wherein the pack includes ten or more reference objects. 3. A wound management system comprising: a first reference object, the first reference object comprising a sheet of material of a known size including at least one colored segment; anda camera for capturing an image of the first reference object in close proximity to a wound on the individual. 4. The wound management system of claim 3, wherein the first reference object further comprises an adhesive to allow the first reference object to temporarily stick to an individual's skin. 5. The wound management system of claim 3, further comprising a monitor for viewing the image. 6. The wound management system of claim 3, further comprising a processor for correcting the image based on the first reference object. 7. The wound management system of claim 5, wherein the monitor is remotely located. 8. The wound management system of claim 7, further comprising: a second reference object available to a healthcare professional and near the remote monitor, allowing the healthcare professional to visually compare the second reference object with the first reference object while viewing the image. 9. The wound management system of claim 7, wherein the camera is part of a computing device adapted to transmit the image via a communication network to the monitor. 10. A wound management system comprising: a first reference object, the first reference object comprising a sheet of material of a known size including at least one colored segment;a camera for capturing an image of the first reference object in close proximity to a wound on the individual; anda processor configured to recognize the first reference object and correct the image for at least one of color and size based on the first reference object. 11. The wound management system of claim 10, wherein the processor is configured to: determine whether the first reference object is in the image; andwhen the first reference object is not in the image, return an error. 12. The wound management system of claim 10, wherein the processor is remotely located. 13. The wound management system of claim 10, wherein the processor automatically corrects the image for both color and size. 14. The wound management system of claim 10, wherein the camera and the processor are part of a computing device. 15. The wound management system of claim 10, further comprising a monitor for viewing the corrected image. 16. The wound management system of claim 10, wherein the first reference object includes indicia providing at ... | Cardiocom, LLC | A61B005/00
US20140142445 | A1 | 2014-05-22 | VITAL SIGN MONITOR FOR CUFFLESSLY MEASURING BLOOD PRESSURE USING A PULSE TRANSIT TIME CORRECTED FOR VASCULAR INDEX | 2013-11-05 | A method and apparatus for measuring a patient's blood pressure featuring the following steps: 1) measuring a time-dependent optical waveform with an optical sensor; 2) measuring a time-dependent electrical signal with an electrical sensor; 3) estimating the patient's arterial properties using the optical waveform; 4) determining a pulse transit time (PTT) from the time-dependent electrical signal and the time-dependent optical waveform; and 5) calculating a blood pressure value using a mathematical model that includes the PTT and the patient's arterial properties. | 1-20. (canceled) 21. A method for measuring a patient's blood pressure with a blood pressure monitor, the method, comprising: determining a vascular index (VI) according to the equation VI=(A1+[(b-c-d-e)/a])/A2, where A1 is 1.515, A2 is 0.023, and a, b, c, d, and e are fiduciary features obtained from a time-dependent plethysmography signal measured using an optical sensor disposed on the patient's finger;determining a first systolic blood pressure using a pulse transit time (PTT) obtained from the first time-dependent plethysmography signal and a time dependent electrical waveform measured using an ECG sensor disposed on the patient's chest;determining a second systolic blood pressure using the PTT, the VI, and the patient's age. 22. The method of claim 21, wherein a, b, c, d, and e are obtained from the time-dependent plethysmography signal by calculating a second derivative of the time-dependent plethysmography signal and identifying a, b, c, d, and e in the second derivative waveform. 23. The method of claim 21, further comprising determining arterial stiffness for the patient. 24. The method of claim 21, wherein the PTT is obtained by analyzing a first time-dependent feature from the time dependent electrical waveform or a derivative thereof, and a second time-dependent feature from the time-dependent plethysmography signal or a derivative thereof. 25. The method of claim 21, wherein the first time-dependent feature comprises a peak corresponding to a QRS complex. 26. The method of claim 25, wherein the second time-dependent feature comprises a foot in the time-dependent plethysmography signal or a derivative thereof. | SOTERA WIRELESS, INC. | A61B005/021
US20140128688 | A1 | 2014-05-08 | Physiological Electrical Signal and Living Organism Movement Signal Sensing Apparatus | 2013-10-17 | A physiological electrical signal and living organism movement signal sensing apparatus includes at least one electrode element, a piezoelectric sensing layer, a connecting layer and a control unit. The connecting layer is connected to the at least one electrode element, and the electrode element measures a physiological electrical signal of a living organism to generate a physiological sensing signal and the piezoelectric sensing layer measures a living organism movement signal to generate a living organism movement sensing signal, and the control unit receives the physiological sensing signal and the living organism movement sensing signal to determine and display the physiological status and movement of the living organism. The sensing apparatus has the features of providing highly integrated functions and simple structure. | 1. A physiological electrical signal and living organism movement signal sensing apparatus, attached on a body surface of a living organism, comprising: at least one electrode element, attached onto the living organism for measuring at least one physiological electrical signal of the living organism to generate at least one physiological sensing signal;at least one piezoelectric sensing layer, for measuring at least one living organism movement signal of the living organism to generate at least one living organism movement sensing signal;at least one connecting layer, electrically insulating, and coupled to the at least one electrode element and the piezoelectric sensing layer;at least one control unit, electrically coupled to the at least one electrode element and the at least one piezoelectric sensing layer, for receiving a physiological sensing signal from the electrode element and a living organism movement sensing signal from the piezoelectric element, and generating sensing result information after the signals are processed; andat least one power supply unit, for supplying electric power to the at least one control unit. 2. The sensing apparatus of claim 1, wherein the sensing result information is stored in the control unit or transmitted to at least one external control unit. 3. The sensing apparatus of claim 1, wherein the piezoelectric sensing layer is a sheet, a wire or a cable having at least a warp which is made of a material selected from the group consisting of electromechanical film, polyamide, PbTiO3, quartz, SiO2, LiNbO3, LiTaO3, BaTiO3, Pb(Zr,Ti)O3, GaAs, AlN, ZnO, BiFeO3, polyvinylidene fluoride, polyethylene terephthalate, polyethylene, polypropylene, polyvinyl chloride, polystyrene, polytetrafluoroethene, polymethyl methacrylate, and polydimethyl siloxane. 4. The sensing apparatus of claim 1, further comprising at least one cover layer made of an electrically insulating material selected from the group consisting of polyamide, acrylic, acrylonitrile-butadiene-styrene, phenolic resin, epoxy, polyester, silicone, polyurethane (PU), latex, rubber, glass, food grade silicone, polyethylene terephthalate, polyethylene, polyproylene, polyvinyl chloride, polystyrene, polyvinylidene fluoride, polytetrafluoroethene, polymethylmethacrylate and polydimethylsiloxane, and the piezoelectric sensing layer being a flat sheet, wire or cable, and the cover layer being disposed on the piezoelectric sensing layer, and the piezoelectric sensing layer being sandwiched between the cover layer and a part or the whole of the connecting layer, and the piezoelectric sensing layer being made of a material selected from the group consisting of electromechanical film, polyamide, PbTiO3, quartz, SiO2, LiNbO3, LiTaO3, BaTiO3, Pb(Zr,Ti)O3, GaAs, AlN, ZnO, BiFeO3, polyvinylidene fluoride, polyethylene terephthalate, polyethylene, polypropylene, polyvinyl chloride, polystyrene, polytetrafluoroethene, polymethyl methacrylate, polydimethyl siloxane. 5. The s... | - | A61B005/0205 A61B005/11 A61B005/04 A61B005/0408 A61B008/08 A61B005/0492 A61B005/0496 A61B005/113 A61B005/00 A61B008/00 A61B008/02 A61B005/0478
US08728007 | B2 | 2014-05-20 | Method and system for managing patient data | 2011-05-16 | The present invention relates to a method and apparatus for managing patient data. In one aspect, the invention relates to a system for managing patient data having many instruments. The instruments have a sampling member for sampling a body fluid from a patient and are in direct communication with at least one other instrument. | 1. A method for accessing patient data, the method comprising: (a) providing a plurality of instruments configured for direct communication there between to a network, each instrument comprising a sampling member for contacting a body fluid sample from a patient and acquiring patient data therefrom;(b) communicating via a communications module for facilitating direct electronic bidirectional communication between a first instrument and a second instrument in the plurality of instruments wherein the direct electronic bidirectional communication comprises controlling the first instrument by the second instrument and controlling the second instrument by the first instrument;(c) processing by the first instrument the body fluid sample, wherein the second instrument is controlling said processing; and(d) accessing, by the second instrument directly from the first instrument, the acquired patient data. 2. The method of claim 1, wherein the first instrument in electronic bidirectional communication with the second instrument accesses acquired patient data acquired by the sampling member on the second instrument using the communication module of the first instrument. 3. The method of claim 2, wherein the acquired patient data comprises an analyzed target component of said patient's body fluid. 4. The method of claim 1, wherein the first instrument in the plurality of instruments is in electronic bidirectional direct communication with at least the second instrument and a third instrument in the plurality of instruments. 5. The method of claim 1, wherein the sampling member further comprises an analytical module for analyzing a target component in the body fluid sample. 6. The method of claim 1, wherein the first instrument in the plurality of instruments further comprises a user interface comprising a display for operator management of the analysis of the body fluid sample and for operator management of patient data. 7. The method of claim 6, wherein the display of the acquired patient data by first instrument displays information in a format that is common to the plurality of instruments and is directly accessible by the second instrument in the plurality of instruments. 8. The method of claim 1, wherein the direct electronic bidirectional communication between the first instrument and the second instrument is without the aid of a server. 9. The method of claim 1, wherein the sampling member of at least one of the plurality of instruments analyzes a first analyte and the sampling member of another of the plurality of instruments analyzes a second analyte. 10. The method of claim 1, wherein the first instrument further comprises a display for viewing of electronic data, wherein the electronic data is selected from the group consisting of viewing status of the second instrument on the display of the first instrument, viewing operations of the second instrument or viewing operations of the first instrument on the display of the first instrument, a... | Instrumentation Laboratory Company | A61B005/00
US08715204 | B2 | 2014-05-06 | Wireless vaginal sensor probe | 2011-07-14 | Embodiments of the present invention are directed to a temperature sensing device that can comprise an elastic ring structure. The temperature sensing device can further comprise a transducer device, such as a temperature sensor, and a microprocessor, memory and wireless transmitter. Such an arrangement can incorporate a passive (battery free), battery assisted or active battery powered transponder circuit with temperature measurement capability. The elastic ring structure can be forced in a spring loaded state when elastically deformed thus becoming retained when disposed in a vaginal vault. In one embodiment, an active RF receiver or an RFID reader is brought in proximity to the temperature sensing and transmitting device arrangement, such as near a woman's pelvis from the outside to read the temperature and record it in a Central Processing Unit, CPU, associated with the receiver or RFID reader, such as a portable, handheld computer or wireless device. | 1. A method comprising: receiving sensor data in a flexible sensing device, said flexible sensing device comprising a flexible circuit arrangement having at least one temperature sensor, a microcontroller, a flexible antenna, and a wireless transmitter, said flexible circuit arrangement disposed within a flexible ring configured for insertion into a vaginal vault of a user;processing by said microcontroller received sensor data, in-situ;and in response to processing the received sensor data, providing a wireless notification from said flexible ring to an external receiver, wherein the notification is related to a state of ovulation of the user. 2. The method of claim 1 and further comprising the step of determining, based on said step of processing, whether said received sensor data indicates a change in temperature for the user. 3. The method of claim 1, wherein said flexible ring comprises a smoothly surfaced flexible ring for long term retention within said user, and wherein said step of receiving sensor data from said flexible sensing device comprises the step of utilizing a flexible circuit board curled inside of and encapsulated within said flexible ring. 4. The method of claim 3, wherein said step of receiving sensor data from said flexible sensing device further comprises the step of utilizing said flexible antenna and wherein said flexible antenna is curled in and encapsulated within said flexible ring. 5. The method of claim 4, wherein said step of utilizing a flexible antenna curled in and encapsulated within said flexible ring comprises the step of utilizing a multi turn loop flexible antenna that is curled in and encapsulated within said flexible ring. 6. The method of claim 5, wherein said step of receiving sensor data from said flexible sensing device comprising a flexible circuit arrangement having at least one temperature sensor, a microcontroller, and a wireless transmitter, comprises the step of utilizing a wireless transmitter selected from a group consisting of: a 308 MHz wireless transmitter, a 900 MHz wireless transmitter, a 915 MHz wireless transmitter, a 134.2 KHz wireless transmitter, a 13.56 MHz wireless transmitter, a 2.4 GHz wireless transmitter, and a 434 MHz wireless transmitter. 7. The method of claim 2, and further comprising the step of establishing a baseline temperature for said user. 8. The method of claim 7, wherein said step of determining whether the received data indicates a change from said baseline temperature for said user comprises the step of determining if the received sensor data indicates a rise in a core temperature of the user, and wherein said step of providing a notification comprises the step of providing a notification relative to ovulation of said user. 9. The method of claim 8, wherein said step of processing by said microcontroller the received sensor data comprises the step of in-situ processing said data within said flexible sensing device by said microcontroller in order to make... | Prima Temp, Inc. | A61B010/00 A61B005/00
US08731650 | B2 | 2014-05-20 | Single Trial detection in encephalography | 2010-10-05 | An EEG cap (8) having 64 or 128 electrodes (10) is placed on the head of the subject (11) who is viewing CRT monitor (14). The signals on each channel are amplified by amplifier (17) and sent to an analog-to-digital converter (20). PC (23) captures and records the amplified signals and the signals are processed by signal processing PC (26) performing linear signal processing. The resulting signal is sent back to a feedback/display PC (29) having monitor (14). | 1. A method for interpreting brain activity monitored by an array of brain activity sensors applied to the head of a subject, wherein each of the sensors are adapted to generate a response signal upon prompting of the subject by an external stimulus, comprising: receiving two or more response signals from the array of brain activity sensors, each response signal corresponding to a different brain activity sensors;determining two or more spatial weighting coefficients, each corresponding to one of the two or more response signals;weighting each of the two or more received response signals in accordance with a corresponding one of the determined weighting coefficients; andgenerating an output from the weighted two or more response signals, the output having a correlation to the brain activity of the subject in response to the external stimulus, wherein the determining of two or more weighting coefficients comprises determining two or more weighting coefficients such that the weighted responses are maximally discriminating between first and second predetermined times corresponding to two stimuli where a maximum difference in brain activity is expected. 2. The method of claim 1, wherein the determining two or more spatial weighting coefficients comprises applying a linear classifier to each of the two or more response signals. 3. The method of claim 1, wherein the generating the output signal comprises linearly integrating the two or more weighted response signals. 4. The method of claim 3, wherein the linear integration comprises summation. 5. The method of claim 1, wherein the correlation comprises a relatively high correlation. 6. The method of claim 1, wherein the external stimulus comprises a visual stimulus. 7. The method of claim 1 further comprising: identifying an expected scalp locality for discriminating components of the output signal relative to the external stimulus;determining a sensor projection for each of the plurality of brain activity sensors;using the determined sensor projections to identify the scalp locality for the actual discriminating components for the external stimulus; andevaluating the validity of the output signal by determining whether the identified locality for the actual discriminating components is substantially the same as the expected locality. 8. A system for interpreting brain activity monitored by an array of brain activity sensors applied to the head of a subject, wherein each of the sensors are adapted to generate a response signal upon prompting of the subject by an external stimulus, comprising: an input adapted to receive two or more response signals generated by at least a portion of the brain activity sensors, each response signal corresponding to a different brain activity sensors;a data processor, coupled to the input, programmed to: receive the two or more response signals from the input;determine two or more spatial weighting coefficients, each corresponding to one of the two or more respons... | The Trustees of Columbia University in the City of New York | A61B005/04
US08728001 | B2 | 2014-05-20 | Nasal capnographic pressure monitoring system | 2010-01-07 | The disclosed embodiments relate to a system and method for detecting a response of a patient to an external stimulus. An exemplary method comprises the acts of generating at least one time series of at least one physiologic parameter, detecting the external stimulus, detecting at least one response associated with the stimulus, the response comprising at least one of a pattern and a value, and outputting an indication of the response. | 1. A nasal capnographic pressure monitoring system comprising: a nasal cannula having at least one lumen;a capnometer for measuring carbon dioxide within the nasal cannula and for generating a time series of carbon dioxide exhaled through the nose of the patient;a pressure transducer mounted in communication with the capnometer for detecting pressure within at least one lumen of the nasal cannula; anda processor for outputting a time series of the nasal pressure in combination with the time series of carbon dioxide, the processor programmed to: compare the output of at least one component of the time series of the nasal pressure to the output of at least one component of the time series of carbon dioxide;compare the output of at least one inspiratory component of the time series of the nasal pressure to the output of at least one expiratory component of the time series of carbon dioxide; anddetect an increase in inspiratory negative pressure associated with an increase in end expiratory carbon dioxide and to output a warning in response to the detection. 2. A nasal capnographic pressure monitoring system comprising: a nasal cannula having at least one lumen;a capnometer for measuring carbon dioxide within the nasal cannula and for generating a time series of carbon dioxide exhaled through the nose of the patient;a pressure transducer mounted in communication with the capnometer for detecting pressure within at least one lumen of the nasal cannula; anda processor for outputting a time series of the nasal pressure in combination with the time series of carbon dioxide, the processor programmed to: compare the output of at least one component of the time series of the nasal pressure to the output of at least one component of the time series of carbon dioxide;compare the output of at least one inspiratory component of the time series of the nasal pressure to the output of at least one expiratory component of the time series of carbon dioxide; anddetect a fall in amplitude of tidal nasal pressure coupled with a rise in amplitude of a tidal carbon dioxide value and to output a warning in response to the detection. 3. A nasal capnographic pressure monitoring system comprising: a nasal cannula having at least one lumen;a capnometer for measuring carbon dioxide within the nasal cannula and for generating a time series of carbon dioxide exhaled through the nose of the patient;a pressure transducer mounted in communication with the capnometer for detecting pressure within at least one lumen of the nasal cannula; anda processor for outputting a time series of the nasal pressure in combination with the time series of carbon dioxide, the processor programmed to: compare the output of at least one component of the time series of the nasal pressure to the output of at least one component of the time series of carbon dioxide;compare the output of at least one inspiratory component of the time series of the nasal pressure to the output of at least one expiratory ... | Lawrence A. Lynn | A61B005/08
US20140135859 | A1 | 2014-05-15 | System And Method For Automated Diagnosis Of Myocardial Ischemia Through Remote Monitoring | 2014-01-23 | A system and method for automated diagnosis of myocardial ischemia through remote monitoring is described. Physiological measures comprising data either recorded on a regular basis by a medical device or derived therefrom is stored. Qualitative measures associated with the physiological measures are matched. Indications of myocardial ischemia are remotely identified. The qualitative measures for both of a reduction in exercise capacity and respiratory distress occurring contemporaneously are examined. The qualitative measures for angina that accompanies the reduction in exercise capacity and the respiratory distress are evaluated. A time course for each of the indications is determined. A patient status is formed comprising an onset of myocardial ischemia conditioned on the time course comprising a short duration. | 1-18. (canceled) 19. A system for automated treatment of myocardial ischemia through ST segment monitoring, comprising: a database module configured to store physiological measures comprising data either recorded on a regular basis by an implantable medical device or derived therefrom;an analysis module configured to determine indications of myocardial ischemia by identifying the physiological measures that comprise electrocardial signals and detecting a period of increased activity indicated thereby, determine an elevation in electrical potential during an ST segment of the electrocardial signal within the period of increased activity, and deliver an intracardiac electrical therapy to treat the indications of myocardial ischemia in response to the elevation in electrical potential. 20. A system according to claim 19, wherein the analysis module is further configured to confirm an absence of QRS duration of the electrocardial signal greater than 120 ms, and declare the elevation in electrical potential as an a priori indicator of the myocardial ischemia when exceeding 2.0 mm. 21. A system according to claim 19, wherein the analysis module is further configured to deliver a further therapy selected from the group comprising anticoagulation, antiplatelet drugs, beta-blockade, coronary vasodilators, afterload reduction, lipid lowering drugs, and mechanical therapies. 22. A method for automated treatment of myocardial ischemia through ST segment monitoring, comprising: assembling physiological measures comprising data either recorded on a regular basis by an implantable medical device or derived therefrom;determining indications of myocardial ischemia, comprising: identifying the physiological measures that comprise electrocardial signals and detecting a period of increased activity indicated thereby; anddetermining an elevation in electrical potential during an ST segment of the electrocardial signal within the period of increased activity; anddelivering an intracardiac electrical therapy to treat the indications of myocardial ischemia in response to the elevation in electrical potential. 23. A method according to claim 22, further comprising: confirming an absence of QRS duration of the electrocardial signal greater than 120 ms; anddeclaring the elevation in electrical potential as an a priori indicator of the myocardial ischemia when exceeding 2.0 mm. 24. A method according to claim 22, further comprising: delivering a further therapy selected from the group comprising anticoagulation, antiplatelet drugs, beta-blockade, coronary vasodilators, afterload reduction, lipid lowering drugs, and mechanical therapies. 25. The system of claim 19, wherein the physiological measures comprise baseline data from an initial observation period. 26. The system of claim 19, further comprising: a comparison module configured to compare one or more physiological measures to an indicator threshold to determine a patient status change over a time period; anda ... | Cardiac Pacemakers, Inc. | A61N001/365 A61B005/02
US20140142396 | A1 | 2014-05-22 | Health Measurement Systems | 2013-04-26 | A device for monitoring health is disclosed. The device includes a body scale housing, a controller, one or more sensors, and a communications device. The controller receives measurements from the sensors and determined a user's weight and body mass index, and one or more of a user's blood pressure, body temperature, blood glucose levels, C-reactive protein, ketone levels, oxygen saturation, blood cholesterol levels, testosterone levels, and progesterone levels. These measurements are transmitted to an external database over a wireless network. | 1. A device for monitoring health, the device comprising: a body scale housing;one or more sensors disposed within the body scale housing;a controller coupled to the one or more sensors and configured to determined a user's weight and body mass index, and one or more of a user's blood pressure, body temperature, blood glucose levels, c-reactive protein, ketone levels, oxygen saturation, blood cholesterol levels, testosterone levels, and progesterone levels; anda communications device coupled to the controller and configured to communicate data from the controller to an external database over a wireless network. 2. The device of claim 1, further comprising a storage device disposed within the body scale housing and coupled to the controller. 3. The device of claim 1, further comprising a near field communication chip. 4. The device of claim 1, wherein the controller is configured to identify one or more of arrhythmia, bradycardia, and atrial fibrillation when experienced by a user of the device. 5. The device of claim 1, wherein the communications device utilizes 3G, GSM, or CDMA wireless communications standard. 6. A system for monitoring health, the device comprising: a body scale including one or more sensors;a body attachment including one or more sensors;a communications link between the body attachment and the body scale;a controller coupled to the body scale and configured to use one or more measurements from the one or more sensors of the body scale or the body attachment to determined a user's weight and body mass index, and one or more of a user's blood pressure, body temperature, blood glucose levels, c-reactive protein, ketone levels, oxygen saturation, blood cholesterol levels, testosterone levels, and progesterone levels; anda communications device coupled to the controller and configured to communicate data from the controller to an external database over a wireless network. 7. The system of claim 6, wherein the body attachment is a ring. 8. The system of claim 6, wherein the body attachment is a watch. 9. The system of claim 6, wherein the body attachment is a band. 10. The system of claim 6, wherein the body attachment is an anklet. 11. The system of claim 6, wherein the body attachment is an implanted disposed below the epidermis of a user. 12. The system of claim 6, wherein the body attachment includes a near field communication chip for communicating with another computing device. | - | A61B005/0205 G01G019/50 A61B005/00 A61B005/01 A61B005/145
US08731649 | B2 | 2014-05-20 | Systems and methods for analyzing changes in cardiac output | 2012-08-30 | A system is provided including a cardiac output monitor configured to be operatively connected to a detection module that obtains electrocardiogram (ECG) signals from the patient. The monitor includes an axis analysis module and a cardiac output module. The axis analysis module is configured to obtain ECG axis information including information corresponding to at least one ECG axis of a patient. The axis analysis module is also configured to determine ECG axis change information corresponding to a change in the ECG axis information of the patient. The cardiac output analysis module is configured to determine a change in cardiac output using the ECG axis change information. | 1. A system for analyzing cardiac output of a patient, the system comprising: a cardiac output monitor configured to be operatively connected to a detection module that obtains electrocardiogram (ECG) signals from the patient, the cardiac output monitor comprising: an axis analysis module configured to obtain ECG axis information, the ECG axis information comprising information corresponding to at least one ECG axis of the patient, the axis analysis module configured to determine ECG axis change information corresponding to a change in the ECG axis information of the patient; anda cardiac output analysis module configured to determine a change in cardiac output using the ECG axis change information. 2. The system of claim 1, wherein ECG axis information comprises first axis information corresponding to a first axis corresponding to a first portion of a cardiac cycle, second axis information corresponding to a second axis corresponding to a second portion of the cardiac cycle, and difference information corresponding to a computed value derived from the first axis information and the second axis information, and wherein the ECG axis change information comprises information describing a change in the difference information over time. 3. The system of claim 2, wherein the first axis corresponds to at least one of a Q wave, R wave, or S wave, and wherein the second axis corresponds to a T wave. 4. The system of claim 1, wherein the ECG axis information includes information corresponding to a multi-planar ECG axis. 5. The system of claim 1, wherein the cardiac output monitor is configured to adjust the ECG axis change information to account for a respiratory effect. 6. The system of claim 1, wherein the cardiac output monitor is configured to identify a predetermined number of breathing cycles, to collect a first set of the ECG axis information over a first group of breathing cycles, to collect a second set of the ECG axis information over a second group of breathing cycles, and to determine the ECG axis change information using a difference between the first set of the ECG axis information and the second set of the ECG axis information, wherein the first set and the second set of the ECG axis information are collected for the predetermined number of breathing cycles. 7. The system of claim 1, wherein the at least one ECG axis information comprises: first axis information corresponding to a first component of an ECG signal at a first time;second axis information corresponding to a second component of the ECG signal at the first time;third axis information corresponding to the first component of the ECG signal at a second time, wherein the second time differs from the first time; andfourth axis information corresponding to the second component of the ECG signal at the second time. 8. The system of claim 7, wherein the axis analysis module is configured to determine the ECG axis change information by obtaining a first difference between the first... | Covidien LP | A61B005/0402
US08731672 | B2 | 2014-05-20 | System and method for bronchial dilation | 2013-06-18 | A method of reducing bronchial constriction in a subject includes delivering energy to create one or more lesions on a main bronchus so as to transect pulmonary nerves sufficiently to reduce bronchial constriction in a lung of the patient distal to the main bronchus. | 1. A method of reducing bronchial constriction in a subject, comprising: delivering energy so as to damage pulmonary nerves located along an airway in the subject sufficiently to reduce bronchial constriction in a lung of the patient; andpreventing re-innervation of the pulmonary nerves. 2. The method of claim 1, wherein the preventing re-innervation of the pulmonary nerves includes transecting the pulmonary nerves of the subject at a plurality of locations by creating a series of lesions. 3. The method of claim 2, wherein the plurality of locations are positioned around at least a portion of a circumference the airway of the subject. 4. The method of claim 2, wherein transecting the pulmonary nerves includes transecting the pulmonary nerves using electrocautery. 5. The method of claim 2, wherein the series of lesions includes two or more lesions separated by 2 mm to 15 mm gaps. 6. The method of claim 2, wherein the series of lesions are linear. 7. The method of claim 1, wherein preventing re-innervation of the pulmonary nerves includes attaching an implant on the bronchus to prevent the damaged nerves from reinnervating. 8. The method of claim 7, wherein the implant includes a bioactive component that suppresses neuron growth or regeneration. 9. The method of claim 1, wherein preventing re-innervation of the pulmonary nerves includes implanting an active stimulation system that substantially inhibits nerve signals at the airway to block both outgoing and incoming signals from the lungs to maintain the reduced bronchial constriction in the lung of the patient. | Holaira, Inc. | A61N001/00 A61B005/08
US08730032 | B2 | 2014-05-20 | Detection of proper insertion of medical leads into a medical device | 2010-04-28 | Proper insertion of medical leads into medical devices is detected at the time the lead is being inserted. An external device initiates impedance testing by the medical device that is receiving the lead prior to the insertion of the lead being completed. The medical device reports back the results of the impedance testing so that the external device can determine whether the lead is properly inserted at the time of lead insertion and can provide an output to a user to indicate whether the lead insertion is proper. The medical device may poll only a last connector expected to be connected before responding, test other connector combinations before or after responding, and so forth. | 1. A method of verifying that a lead has been fully inserted into a header of a medical device, comprising: prior to completion of the lead being inserted, establishing a communication session between an external device and the medical device;during the communication session and prior to completion of the lead being inserted, instructing the medical device to begin an impedance test for a set of connectors that are expected to be electrically connected to the lead where the impedance test repeatedly polls for impedance;receiving a response from the medical device that specifies a result of the impedance testing; andproviding an output that indicates whether the lead is fully inserted based on the response. 2. The method of claim 1, wherein the external device communicates with the medical device via a radio frequency (RF) wireless telemetry. 3. The method of claim 1, further comprising implementing the instruction at the medical device by polling an impedance at at least one connector in the header. 4. The method of claim 3, wherein polling an impedance at at least one connector in the header comprises polling the impedance at a plurality of connectors in the header. 5. The method of claim 3, wherein polling the impedance at at least one connector in the header comprises polling the impedance at a connector that is a last one that is expected to be electrically connected to the lead due to the lead being fully inserted. 6. The method of claim 5, further comprising upon detecting an impedance that indicates connectivity to the lead has been established at the connector that is the last one that is expected to be connected due to the lead being fully inserted, then reporting from the medical device to the external device that the last connector has connectivity to the lead. 7. The method of claim 6, further comprising after the reporting by the medical device, sending an instruction from the external device to the medical device to perform impedance testing for all connectors that are expected to have electrical connectivity to the lead. 8. The method of claim 5, further comprising upon detecting an impedance that indicates connectivity to the lead has been established at the connector that is the last one that is expected to be connected due to the lead being fully inserted, then automatically beginning impedance testing for all connectors that are expected to have electrical connectivity to the lead. 9. The method of claim 1, wherein establishing the communication session between the external device and the medical device begins before insertion of the lead begins. 10. The method of claim 1, further comprising implementing the instruction at the medical device by beginning to poll an impedance at at least one connector in the header before insertion of the lead begins. 11. The method of claim 1, wherein the response indicates a value of the impedance measurements. 12. The method of claim 1, wherein the response comprises an audible sig... | Medtronic, Inc. | G08B001/08 A61B005/00 G06F019/00
US08734343 | B2 | 2014-05-27 | Real-time physiological signal measurement and feedback system | 2012-08-14 | A real-time physiological signal measurement and feedback system is suitable to be worn on a body part of an user for decreasing the noise of motion, and includes a sensor module, a signal processing module and a feedback platform. The sensor module includes a first magnetic unit having a light emitting diode and a second magnetic unit having a photo-detector. The light emitting diode illuminates a light beam passing through the body part and being received by the photo-detector so as to generate an electric signal when both of the first and the second magnetic units attract mutually to sandwich the body part. The signal processing module converts the electrical signal into a digital signal. The feedback platform processes the digital signal to generate a physiological parameter, and is used as a multi-function driving recorder. An alarm is triggered or not by the feedback platform according to the physiological parameter. | 1. A real-time physiological signal measurement and feedback system, comprising: a sensor module, adapted to being held on a body part of an user, comprising a first magnetic ring surrounding and integrated with a light emitting diode (LED), and a second magnetic ring surrounding and integrated with a photo-detector, such that the light emitting diode is aligned with the photo-detector and illuminates a light beam passing through the body part of the user for being received by the photo-detector thereby a first electric signal is generated by the photo-detector, when the first magnetic ring and the second magnetic ring magnetically attract mutually and sandwich the body part of the user therebetween;a signal processing module, electrically connected to the sensor module for receiving the first electric signal therefrom, for processing the first electric signal to generate a second electric signal and convert the second electric signal into a digital signal; anda feedback platform for receiving and processing the digital signal received from the signal processing module to generate a physiological parameter, and trigger an alarm according to the physiological parameter. 2. The real-time physiological signal measurement and feedback system of claim 1, wherein the sensor module comprises a gravity sensing element such that the gravity sensing element generates a third electric signal if the sensor module is shaken. 3. The real-time physiological signal measurement and feedback system of claim 1, wherein the signal processing module is a system-on-a-chip (SoC), and comprises an operation amplifier, a converter and a wireless 25 transmitter, wherein the operation amplifier is used for processing the first electric signal to output a second electric signal; the converter is electrically connected to the operation amplifier for receiving the second electric signal therefrom and converting the second electric signal into the digital signal; and the wireless transmitter is electrically connected to the 30 converter for sending the digital signal to the signal processing module. 4. The real-time physiological signal measurement and feedback system of claim 1, wherein the feedback platform comprises a wireless receiver, a real-time process unit and an alarm unit, wherein the wireless receiver is used to receive the digital signal; the real-time process unit is signally connected to the wireless receiver for generating the physiological parameter according to the digital signal; and the alarm unit is electrically connected to the real-time process unit for triggering the alarm. 5. The real-time physiological signal measurement and feedback system of claim 4, wherein the real-time process unit comprises a bandpass filter, a squaring amplifier and a differential amplifier, wherein the bandpass filter is used to remove a noise from the digital signal; the squaring amplifier is used to amplify the digital signal after the noise is removed from precedent band... | National Taiwan University of Science and Technology | A61B005/00 G06F019/00
US20140121547 | A1 | 2014-05-01 | Pulse Sensor Measurement System And Method | 2014-01-06 | A sensor device for transcutaneous monitoring a blood flow within a human or animal, the sensor device including: a microphone for picking up pneumo-acoustic changes; and a diaphragm interposed between the microphone and the surface of a user when in use, forming a sealed cavity between the microphone and diaphragm surface. | 1. A sensor device for transcutaneous monitoring of blood flow within a human or animal, the sensor device including: a microphone for picking up pneumo-acoustic changes; anda diaphragm interposed between the microphone and the surface of a user when in use, forming a sealed cavity between the microphone and diaphragm surface. 2. The sensor as claimed in claim 1 wherein said microphone is mounted on a planar surface and said diaphragm is also mounted to said planar surface. 3. The sensor as claimed in claim 2 wherein said diaphragm forms a generally convex surface engaging the human or animal when in use. 4. The sensor as claimed in claim 2 wherein said diaphragm is mounted on a surrounding skirt and engages with the planar surface. 5. The sensor as claimed in claim 2 wherein said skirt limits excessive deformation of said diaphragm in use. 6. The sensor as claimed in claim 1 further including a wrist strap for mounting the sensor on the wrist of a human user. 7. The sensor as claimed in claim 1 wherein, when in use, said sealed cavity is at greater than atmospheric pressure. 8. The sensor as claimed in claim 7 wherein an increase in cavity pressure is consequential upon engagement of the diaphragm with the human or animal being monitored. 9. A sensor device for transcutaneous monitoring a blood flow within a human or animal, substantially as hereinbefore described with reference to the accompanying drawings. | - | A61B005/024
US20140128712 | A1 | 2014-05-08 | SYSTEM FOR ELECTROPHYSIOLOGY THAT INCLUDES SOFTWARE MODULE AND BODY-WORN MONITOR | 2013-11-06 | The invention also provides an integrated system that combines an ablation system used in the electrophysiology (EP) lab with a novel, body-worn monitor and data-management software system. The body-worn monitor differs from conventional monitors in that it measures stroke volume (SV) and cardiac output (CO) in addition to heart rate (HR) and ECG waveforms. The combined system collects numerical and waveform data from patients before, during, and after an EP procedure, thereby providing a robust data set that can be used for a variety of analytics and reporting purposes. The body-worn monitor can be applied to the patient immediately after the EP procedure, e.g. while they are recovering in a hospital. Once applied, the body-worn monitor measures data in real-time, and transmits them to both an EMR and a software application running on a mobile device, such as a smartphone, tablet, or personal digital assistant. | 1. A system for characterizing a patient, comprising: a data-processing software system that interfaces to a treatment software system and a body-worn monitor, the data-processing software system configured to analyze data collected during and after an invasive cardiac treatment program, the treatment software system configured to collect data during the invasive cardiac treatment program, and the body-worn monitor configured to measure heart rate (HR) and stroke volume (SV) from the patient after the cardiac treatment program and transmit this to the data-processing software system, which then modifies the measurement of SV using the data collected during the cardiac treatment program. 2. The system of claim 1, wherein the treatment software system configured to collect data describing SV during the invasive cardiac treatment program. 3. The system of claim 2, wherein the data describing SV is measured with a pulmonary arterial catheter. 4. The system of claim 2, wherein the data describing SV collected during the cardiac treatment program is used to calibrate the measurement of SV made by the body-worn monitor. 5. The system of claim 2, wherein the data-processing software system uses a linear regression algorithm that processors the SV collected during the invasive cardiac treatment program to calibrate the measurement of SV made by the body-worn monitor. 6. The system of claim 1, wherein the body-worn monitor is configured to be worn on the patient's chest. 7. The system of claim 6, wherein the body-worn monitor is configured to attach to the patient's chest with a collection of electrode patches. 8. The system of claim 7, wherein the collection of electrode patches consists of two separate electrode patches. 9. The system of claim 8, wherein each electrode patch comprises two electrodes. 10. The system of claim 9, wherein each electrode patch comprises two electrodes connected to a common adhesive backing. 11. The system of claim 6, wherein the body-worn monitor comprises two separate modules, each comprising an electronics circuit and configured to be worn in the patient's chest. 12. The system of claim 11, wherein the body-worn monitor comprises a first module that houses an ECG circuit for measuring analog ECG waveforms used to calculate HR from the patient, and a second module that houses a TBI circuit for measuring analog TBI waveforms used to calculate CO and SV from the patient. 13. The system of claim 12, wherein the first and second modules are connected to each other with a cable. 14. The system of claim 12, wherein the body-worn monitor comprises a single analog-to-digital converter that converts the analog ECG waveforms into digital ECG waveforms, and the analog TBI waveforms into digital TBI waveforms. 15. The system of claim 14, wherein the body-worn monitor comprises a microprocessor that processes the digital ECG waveforms to determine an HR value. 16. The system of claim 14, wherein the body-worn monitor compr... | Perminova Inc. | A61B005/02 A61B005/0408
US20140135642 | A1 | 2014-05-15 | NATURE-INSPIRED SIGNAL PROCESSING | 2012-11-11 | The present invention establishes the foundational principles and practice for a unified theory of arbitrary information management by disclosing systems, devices and methods for the management of substrates or biological substrates. In this context, a substrate or biological substrate is any aspect of any entity that is capable of responding to or emitting or transmitting stimuli irrespective of whether the stimuli actually emanate or originate from any aspect of the entity or not. Management of substrates or biological substrates could be achieved through the management of stimuli that characterize, modulate or moderate or influence any aspect of the substrate or biological substrate as well as through the management of any stimuli emanating from the substrate or biological substrate. | 1. An apparatus for managing a biological substrate, said apparatus comprising: means of creating a counterpart environment to the biological substrate;means of operatively connecting said counterpart environment to said biological substrate;means of characterizing said biological substrate on the basis of the modulation of said counterpart environment by said biological substrate;means of utilizing said characterization of said biological substrate. 2. The apparatus of claim 1 wherein said counterpart environment comprises a sensor ensemble disposed on an arbitrarily shaped and arbitrarily sized N-dimensional surface wherein each sensor is connected operatively to a suitable medium which in turn is connected operatively to the biological substrate; wherein said sensors are responsive to stimuli from said biological substrate. 3. The apparatus of claim 1 wherein said medium is a conducting medium. 4. The apparatus of claim 1 wherein said characterization of said biological substrate involves the determination of at least one state of said biological substrate. 5. The apparatus of claim 1 wherein said utilization of said characterization of said biological substrate involves translation of at least one state of said biological substrate into at least one command that may be used to control any aspect of an external system such as the position of a cursor in a computer system. 6. An apparatus for managing a biological substrate, said apparatus comprising: means of creating a counterpart environment to the biological substrate;means of operatively connecting said counterpart environment to said biological substrate;means of modulating said biological substrate by modulating said counterpart environment. 7. The apparatus of claim 6 wherein said counterpart environment comprises an actuator ensemble disposed on an arbitrarily shaped and arbitrarily sized N-dimensional surface wherein each actuator is connected operatively to a suitable medium which in turn is connected operatively to the biological substrate; wherein said actuators generate suitable stimuli within said biological substrate. 8. The apparatus of claim 6 wherein said medium is a conducting medium. 9. The apparatus of claim 6 wherein said modulation of said biological substrate involves the modulation of at least one state of said biological substrate. 10. The apparatus of claim 6 wherein said modulation of said biological substrate results in the acquisition of at least one desired characteristic by said biological substrate. 11. An apparatus for managing a biological substrate, said apparatus comprising: means of creating a counterpart environment to the biological substrate;means of operatively connecting said counterpart environment to said biological substrate;means of characterizing said biological substrate on the basis of the modulation of said counterpart environment by said biological substrate;means of modulating said biological substrate by modulating said counterpar... | - | A61B005/0476 A61F004/00 G06F003/01
US08734345 | B2 | 2014-05-27 | Real time intravascular monitoring device | 2011-08-01 | A real time tissue sampling and analysis system includes a catheter including an elongated body defining at least one internal lumen, a sampling device positionable within the at least one internal lumen of the catheter for collecting a tissue sample, and a biochip disposed within the at least one internal lumen. The biochip includes a substrate for receiving the tissue sample, a marker for interacting with the tissue sample, and a sensor for identifying a characteristic of the tissue sample and transmitting data about the tissue sample to a processing unit for analysis. | 1. A method for determining the morphology of a blood clot in real time, the method comprising: accessing a vessel containing a blood clot with a catheter, the catheter including an elongate body defining at least one internal lumen and a biochip disposed within the at least one lumen, the biochip including a substrate for receiving a tissue sample, a marker for interacting with the tissue sample, and a sensor for identifying a characteristic of the tissue sample;obtaining a tissue sample from the blood clot;subjecting the tissue sample, within the accessed vessel, to the marker; andmeasuring the response of the tissue sample to the marker. 2. The method of claim 1, wherein the step of obtaining a tissue sample further includes the step of providing a sampling device within the at least one internal lumen of the catheter. 3. The method of claim 1, wherein the step of obtaining a tissue sample further includes the step of extracting the tissue sample with a sampling device positioned within the at least one internal lumen of the catheter, the sampling device selected from the group consisting of scrapers, forceps, tweezers, and cutters. 4. The method of claim 3, wherein the step of extracting the tissue sample further includes the step of positioning the sampling device proximate to the blood clot. 5. The method of claim 4, wherein the step of subjecting the tissue sample further includes the step of retracting the sampling device proximally within the at least one internal lumen of the catheter so that the tissue sample is positioned proximate to the biochip. 6. The method of claim 1, wherein the step of obtaining a tissue sample further includes the step of aspirating the tissue sample into the at least one internal lumen proximally towards the biochip with one of an aspiration needle, a syringe, and a vacuum. 7. The method of claim 1, further comprising the step of treating the blood clot. | Covidien LP | A61B005/00
US08718347 | B2 | 2014-05-06 | Image display apparatus and X-ray diagnosis apparatus | 2010-04-28 | An X-ray perfusion-image creating unit creates an X-ray perfusion image indicating blood flow dynamics in a certain organ from an X-ray projection image of a subject given with a contrast agent. An image correction unit extracts thickness information indicating the thickness of a myocardium from a three-dimensional image taken by an X-ray Computed Tomography (CT) apparatus. Moreover, the image correction unit creates a corrected perfusion image in which the thickness of the myocardium in the X-ray perfusion image is corrected, based on the thickness information. A display unit then displays the corrected perfusion image. | 1. An image display apparatus, comprising: an X-ray perfusion-image creating unit that creates an X-ray perfusion image indicating blood flow dynamics in a certain organ from an X-ray projection image of a subject injected with a contrast agent;a thickness-information extracting unit that extracts thickness information indicating a thickness of tissue of the organ from a three-dimensional image taken by a diagnostic imaging apparatus;a correction-image creating unit that creates a corrected perfusion image by proportionally dividing pixel values of the tissue of the organ in the X-ray perfusion image by the thickness indicated by the thickness information; anda display that displays the corrected perfusion image. 2. The image display apparatus according to claim 1, further comprising a diagnosis perfusion-image creating unit that creates a diagnosis perfusion image indicating blood flow dynamics in the organ from the three-dimensional image taken by the diagnostic imaging apparatus, wherein the display displays the corrected perfusion image and the diagnosis perfusion image. 3. The image display apparatus according to claim 2, wherein the organ is a heart, andthe correction-image creating unit further corrects the corrected perfusion image such that a same blood vessel as a blood vessel contrasted on the diagnosis perfusion image is to be contrasted. 4. The image display apparatus according to claim 1, wherein the thickness-information extracting unit acquires information indicating an imaging direction at a moment when the X-ray projection image is taken, and extracts information indicating a thickness of the tissue of the organ along the imaging direction as the thickness information. 5. The image display apparatus according to claim 4, wherein the thickness-information extracting unit acquires information indicating a state of a mechanism at a moment of radiographing with X-rays by an X-ray radiographic apparatus that takes the X-ray projection image, as information indicating the imaging direction. 6. The image display apparatus according to claim 1, wherein the display further displays a ischemic region on the corrected perfusion image. 7. The image display apparatus according to claim 1, wherein the diagnostic imaging apparatus is one of an X-ray Computed Tomography apparatus, a Magnetic Resonance Imaging apparatus, and a Positron Emission Tomography apparatus. 8. An image display apparatus, comprising: a diagnosis perfusion-image creating unit that creates a diagnosis perfusion image indicating blood flow dynamics in a certain organ from a three-dimensional image taken by a diagnostic imaging apparatus;a thickness-information extracting unit that extracts thickness information indicating a thickness of tissue of the organ from the three-dimensional image;a correction-image creating unit that creates a corrected perfusion image by integrating pixel values of the tissue of the organ corresponding to the thickness indicated by the thic... | Kabushiki Kaisha Toshiba Toshiba Medical Systems Corporation | G06K009/00 A61B005/05 A61B006/00
US08718338 | B2 | 2014-05-06 | System and method to compensate for respiratory motion in acquired radiography images | 2009-07-23 | A system and method to compensate for respiratory motion in imaging of instruments introduced into the subject anatomy is provided. The system can include an imaging system in communication with a controller. The controller can include a memory with program instructions for execution by the processor to perform the steps of: detecting an illustration of at least a portion of the plurality of instruments introduced into the subject anatomy in a first image and a second image, comparing and calculating a displacement of the plurality of instruments between the first and second images, calculating one of an average or median displacement of the plurality of instruments between the first and second images, and applying one of the average and the median displacement to adjust at least a portion of the first or second images or a pre-acquired three-dimensional model of the internal region of interest. | 1. A method to compensate for respiratory motion in imaging of a subject anatomy, the method comprising: acquiring a first image of an internal region of interest of the subject anatomy;detecting an illustration of at least a portion of a plurality of instruments introduced into the subject anatomy in the first image;acquiring a second image of the internal region of interest of the subject anatomy;detecting an illustration in the second image of at least the portion of a plurality of instruments introduced into the subject anatomy;comparing and calculating a displacement in the illustrations of at least the portion of the plurality of instruments between the first image and the second image,calculating one of an average or median displacement of at least the portion of the plurality of instruments between the first and second images, andapplying one of the average and the median displacement to adjust at least a portion of one of the following: the acquired image data of the first or second images or a pre-acquired three-dimensional model of the internal region of interest,wherein the applying step creates a display compensated for respiratory motion of the internal region of interest. 2. The method of claim 1, further comprising the step of: registering the display of one of the first and second images of the internal region of interest compensated for respiratory motion with one of a two-dimensional projection of a three-dimensional model of the internal region of interest and the three-dimensional model of the internal region of interest. 3. The method of claim 1, further comprising the step of: applying the displacement in the illustrations of at least the portion of the plurality of instruments to the acquired image data of the first and second images to create an image of the internal region of interest in motion over the time period between the acquisition of the first and second images. 4. The method of claim 3, registering one of the first and second images of the internal region of interest in motion with one of the two-dimensional projection of the three-dimensional model of the internal region of interest or the three-dimensional model of the internal region of interest. 5. The method of claim 1, further comprising the step of: grouping one or more image elements of the illustration of at least a portion of the plurality of instruments in the first image with one or more image elements of the illustration of at least the portion of each of the associated plurality of instruments in the second image, wherein the step of calculating the displacement is applied to each grouping of one or more image elements of the illustration of at least the portion of the associated plurality of instruments. 6. The method of claim 5, wherein the step of grouping is based on one or more of the following parameters: a geometry, a size, a gray-scale level, an alignment, or distance from a reference associated with the acquired image elements associa... | General Electric Company | G06K009/00 A61B005/05 A61B006/00 G01N023/00 A61B006/08
US08734356 | B2 | 2014-05-27 | Method and system for patient-specific modeling of blood flow | 2011-01-27 | Embodiments include a system for determining cardiovascular information for a patient. The system may include at least one computer system configured to receive patient-specific data regarding a geometry of the patient's heart, and create a three-dimensional model representing at least a portion of the patient's heart based on the patient-specific data. The at least one computer system may be further configured to create a physics-based model relating to a blood flow characteristic of the patient's heart and determine a fractional flow reserve within the patient's heart based on the three-dimensional model and the physics-based model. | 1. A non-transitory computer readable medium for use on a computer system containing computer-executable programming instructions for performing a method for planning treatment for a patient, the method comprising: receiving patient-specific data regarding a geometry of an anatomical structure of the patient;creating a three-dimensional model representing at least a portion of the anatomical structure of the patient based on the patient-specific data;determining first information regarding a blood flow characteristic within the anatomical structure of the patient based on the three-dimensional model and a patient-specific physics-based model relating to the anatomical structure of the patient;creating a reduced-order model of the portion of the anatomical structure by using the first information to define a plurality of resistance values of the reduced-order model;receiving input from a user selecting a first plan of treatment, the received input including a selection of a desired location for widening of the anatomical structure;modifying one of the resistance values at a location corresponding to the desired location based on the received input; anddetermining second information regarding the blood flow characteristic within the anatomical structure of the patient based on the reduced-order model. 2. The non-transitory computer readable medium of claim 1, wherein the method further includes: determining a difference between the first information and the second information at a plurality of locations within the anatomical structure of the patient. 3. The non-transitory computer readable medium of claim 1, wherein each of the first information and the second information includes at least one of blood pressure, blood velocity, blood flow rate, or fractional flow reserve within the anatomical structure of the patient. 4. The non-transitory computer readable medium of claim 1, wherein the anatomical structure of the patient includes at least one of a portion of a plurality of arteries in the patient's heart, neck, head, thorax, abdomen, arms, or legs. 5. The non-transitory computer readable medium of claim 1, wherein the resistance is modified by decreasing the resistance of the at least one second resistor. 6. The non-transitory computer readable medium of claim 5, the method further comprising: determining at least one dimension of the widening, the decrease in resistance depending on the at least one determined dimension. 7. The non-transitory computer readable medium of claim 6, wherein the at least one determined dimension includes a length or a diameter. 8. The non-transitory computer readable medium of claim 6, wherein: the received input from the user includes the at least one dimension; andthe at least one computer system is further configured to determine the at least one dimension based on the received input. 9. A method for planning treatment for a patient using a computer system, the method comprising: receiving, at least one co... | HeartFlow, Inc. | A61B005/02 G06G007/60
US08728062 | B2 | 2014-05-20 | Device and method for controlling a laser therapy of the eye | 2011-03-23 | A device for controlling a laser therapy of the eye, including an evaluation unit that determines an intensity of a transient temperature effect by analysis of interferometric signals obtained from the eye and a control unit that controls the laser therapy, which is based on said transient temperature effect, the control unit being connected with said evaluation unit. A method for controlling a laser therapy of the eye, includes determination of the intensity of a transient temperature effect that is utilized for the control of the laser therapy, based on the effect, by analysis of interferometric signals. | 1. A device for controlling laser therapy of an eye, comprising: an evaluation unit that determines an intensity of a transient temperature effect in the eye by analysis of interferometric signals obtained from the eye; anda control unit that controls a laser that applies the laser therapy, which is based on said transient temperature effect, the control unit being operably connected with said evaluation unit;an OCT and wherein said interferometric signals are OCT signals, and further wherein the analysis comprises Doppler analysis (DOCT);wherein the evaluation unit is configured to determine a temperature distribution according to the following relationship:T⁡(x,y,z,t)=α⁢Ω⁡(x,y,z,t)·3⁢η⁢⁢a⁢⁢λ02⁢16⁢π⁢⁢kb wherein Ω is the Doppler frequency spread determined by DOCT; wherein kb is the Boltzmann constant; wherein η is a dynamic viscosity of a medium; wherein a is a particle diameter; wherein λ0 is an OCT spectral centroid; and wherein α is a material characteristic. 2. The device, according to claim 1, wherein the control unit that controls the laser therapy is configured such that tissue with defined OCT characteristics is automatically included in or excluded from the laser therapy. 3. A computer implemented method of creating a three-dimensional, ophthalmological thermography, comprising: determining a Doppler broadening distribution Ω(x,y,z,t) by use of a Doppler OCT (DOCT); anddetermining a temperature distribution from the Doppler broadening distribution to create the thermography by use of a computer controller;determining the temperature distribution according to the following relationship:T⁡(x,y,z,t)=α⁢Ω⁡(x,y,z,t)·3⁢η⁢⁢a⁢⁢λ02⁢16⁢π⁢⁢kb wherein Ω is the Doppler frequency spread determined by DOCT; wherein kb is the Boltzmann constant; wherein η is a dynamic viscosity of a medium; wherein a is a particle diameter; wherein λ0 is an OCT spectral centroid; and wherein α is a material characteristic. 4. The method, according to claim 3, further comprising determining the ophthalmological thermography on a time resolved basis. 5. A computer implemented method of controlling a laser therapy of the eye, comprising: using a temperature distribution T to control a laser applying the laser therapy; anddetermining the temperature distribution T using the following relationshipT⁡(x,y,z,t)=α⁢Ω⁡(x,y,z,t)·3⁢η⁢⁢a⁢⁢λ02⁢16⁢π⁢⁢kbwherein Ω is the Doppler frequency spread determined by DOCT; wherein kb is the Boltzmann constant; wherein η is a dynamic viscosity of a medium; wherein a is a particle diameter; wherein λ0 is an OCT spectral centroid; and wherein α is a material characteristic. | Carl Zeiss Meditec AG | A61B018/20 A61B003/10 A61B005/15 A61B005/00
US08721555 | B2 | 2014-05-13 | Method for measuring central venous pressure or respiratory effort | 2010-02-18 | Photoplethysmography (PPG) is obtained using one red (e.g., 660 nm) and one infrared (e.g., 880 to 940 nm) light emitting diode with a single photo diode in combination with a pressure transducer thereby allowing both CVP and SpO2 to be measured simultaneously. The system also includes sensors capable of measuring position, angle and/or movement of the sensor or patient. Once the PPG signal is acquired, high pass adaptive and/or notch filtering can be used with one element of the filter from the red and infrared signals used to measure the arterial changes needed to compute SpO2 and the other element of the signal can be used to measure CVP changes. | 1. A non-invasive system for measuring central venous pressure, the system comprising: a photoplethysmography sensor and a pressure sensor adapted to be placed on a patient's skin;wherein the photoplethysmography sensor generates a photoplethysmography signal, and the pressure sensor generates a pressure signal which comprises an element for determining central venous pressure informationa motion sensor which generates a motion signal comprising an indication of one or more changes in a position of the patient; andan acquisition signal processing quantification module in communication with the photoplethysmography sensor, the pressure sensor, and the motion sensor and configured tofilter the photoplethysmography signal, anduse the photoplethysmography signal, the pressure signal, and the motion signal to determine a measurement of respiration, the measurement of respiration relating to central venous pressure. 2. The system of claim 1, further comprising: a position sensor which generates a position signal comprising a position of the patient's body;wherein the acquisition signal processing quantification module is in communication with the position sensor and is further configured to use the photoplethysmography signal, the motion signal, and the position signal to determine the measurement of respiration. 3. The system of claim 2 wherein the measurement of respiration comprises discrete central venous pressure information, the position signal comprises a position of the patient's head, and the acquisition signal processing quantification module is further configured to use changes in the position of the patient's head to extract the discrete central venous pressure information from the photoplethysmography signal. 4. The system of claim 2 wherein the acquisition signal processing quantification module is further configured to filter the photoplethysmography signal to extract effort arousal waves. 5. The system of claim 2 wherein the position signal comprises an indication of the position, angle and movement of the position sensor. 6. The system of claim 1, wherein the measurement of respiration comprises a measurement of central venous pressure. 7. The system of claim 6, further comprising an application in communication with the acquisition signal processing quantification module, wherein the application is configured to: receive the measurement of central venous pressure; andidentify an apnea based on the measurement of central venous pressure. 8. The system of claim 7, wherein the application is further configured to generate a control signal for a positive airway pressure ventilation device based on the identified apnea. 9. The system of claim 7, wherein the identification of the apnea comprises discriminating between obstructive, central, and mixed apneas. 10. The system of claim 9, wherein the application is further configured to: receive a measurement of airflow; anduse the measurement of central venous pressure and the measurem... | Watermark Medical, Inc. | A61B005/02
US08721540 | B2 | 2014-05-13 | Ingestible circuitry | 2010-11-18 | The present invention provides for safe and reliable electronic circuitry that can be employed in ingestible compositions. The ingestible circuitry of the invention includes a solid support; a conductive element; and an electronic component. Each of the support, conductive element and electronic component are fabricated from an ingestible material. The ingestible circuitry finds use in a variety of different applications, including as components of ingestible identifiers, such as may be found in ingestible event markers, e.g., pharma-informatics enabled pharmaceutical compositions. | 1. An ingestible device comprising: a support comprising a planar surface;a first conductive material having a first surface and a second surface, wherein the first surface of the first conductive material is positioned on the planar surface of the support;an electronic component comprising a digestible second conductive material positioned on the second surface of the first conductive material, wherein the first conductive material is positioned between the second conductive material and the support, wherein the first conductive material is configured to receive an integrated circuit upon the second surface, adjacent to the second conductive material, and provide an electrical interconnect between the second conductive material and the integrated circuit; anda cover comprising an electrically insulative material deposited over the electronic component, wherein the electrically insulative material comprises a digestible material. 2. The ingestible device according to claim 1, wherein the digestible material comprises a foodstuff. 3. The ingestible device according to claim 1, wherein the digestible material is a pharmaceutical excipient. 4. The ingestible device according to claim 1, wherein the electronic component is selected from the group consisting of: logic elements, memory elements, power devices, effectors, signal transmission elements and passive elements and combinations thereof. 5. The ingestible device according to claim 4, wherein the electronic component is an electrode, and wherein the first conductive material comprises a metallic foil. 6. The ingestible device according to claim 1, wherein the electronic component comprises an electrode comprising multiple discrete deposits of conductive material patterned on the second surface of the first conductive material, and wherein the second conductive material is configured to provide an electrical interconnect between the multiple discrete deposits of first conductive material present on the surface of the first conductive material and the integrated circuit. 7. The ingestible device according to claim 6, wherein the first conductive material comprises a material selected from the group consisting of gold, silver, graphite and combinations thereof. 8. The ingestible device according to claim 6, wherein the first conductive material comprises a heterogeneous material. 9. The ingestible device according to claim 6, wherein the cover defines at least one aperture extending through the cover, wherein the at least one aperture is positioned to provide a fluid path to one or more of the multiple deposits of first conductive material. 10. A method of assembling an ingestible device comprising: positioning a first conductive material on a planar surface of a support;positioning an electronic component comprising a digestible second conductive material on a surface of the first conductive material such that the first conductive material is positioned between the support and the electro... | Proteus Digital Health, Inc. | A61B005/00 A61K009/48 A61B005/06 A61B005/07 A61J003/00 A61K009/00
US08734342 | B2 | 2014-05-27 | Graphical user interface for in-vivo imaging | 2010-06-24 | A graphical user interface is provided which allows the user to perform numerous operations suitable for analysis of in-vivo images within a single display screen or a single window. Using the in-vivo GUI, the user may create and manipulate analysis tools such as rectangle and ellipse tools to define regions of interest and perform various measurements on an in-vivo image. In addition, the GUI allows the user to store measurement results in a dated electronic notebook, display testing information, manipulate image presentation and print while maintaining view of the image. | 1. A system comprising: a display unit;one or more processors configured to display an image and associated information on the display unit, wherein the image comprises an external representation of at least a portion of an object superimposed with a light representation, the light representation corresponding to the location and magnitude of electro-magnetic radiation emitted from an internal portion of the object; anda graphical user interface running on one or more of the processors and providing the image on the display,wherein the graphical user interface further comprises a first selectable tool for defining a region of interest on the image and a second selectable tool for performing a measurement on the defined region of interest; andwherein the one or more processors are configured so that when a user activates the second tool, the one or more processors calculate information about a portion of the image within the defined region of interest. 2. The system of claim 1, wherein the first tool comprises a button that, when activated, displays a region of interest on the displayed image. 3. The system of claim 1, wherein the light representation comprises in-vivo light data from at least one mammalian specimen. 4. The system of claim 1, wherein the graphical user interface comprises a visual manipulation tool that, when activated, allows the user to adjust threshold magnitudes of the electro-magnetic radiation corresponding to the light representation. 5. The system of claim 1, wherein the light representation comprises data obtained from using a live imaging mode to measure radiation emitted from the object. 6. The system of claim 1, wherein the graphical user interface comprises an electronic notebook space for displaying text information pertaining to the image. 7. A method for analyzing a region of interest of an image presented on a display, the method comprising: using an electronic processor to define a region of interest on the image by providing a first input to the electronic processor, wherein providing the first input comprises selecting an activatable region of interest tool on a graphical user interface presented on the display such that the region of interest tool and the image are concurrently displayed on the display, the image comprising an external representation of an object superimposed with a light representation, the light representation corresponding to the location and magnitude of electro-magnetic radiation emitted from the object; andusing the electronic processor to calculate a property of the image within the region of interest by providing a second input to the electronic processor, wherein providing the second input comprises selecting an activatable measurement tool on the graphical user interface. 8. The method of claim 7, wherein the light representation comprises light emission data. 9. The method of claim 7, further comprising using the electronic processor to define the region of interest by activ... | Xenogen Corporation | A61B005/00 G06F019/00 G06T007/00
US08721558 | B2 | 2014-05-13 | Device for determining the flow rate of a blood flow, and cardiovascular assist device | 2009-07-24 | A device for the in vivo determination of the blood flow rate in a patient's blood vessel includes a microelectrode arrangement provided for placement in the blood vessel, an electrical power source which provides excitation energy having physiologically harmless parameters for obtaining a measured signal, a signal detector for detecting an electrical measured signal resulting from the blood flow in the presence of the excitation energy at measuring electrodes of the microelectrode arrangement, and a signal evaluation device, connected to the signal detector, for determining the blood flow rate on the basis of the measured signal. | 1. An implantable cardiovascular assist device providing in vivo determination of the blood flow rate in a bloodstream of a patient, the device including: a. an elongated electrode line including one or more stimulation electrodes for delivering stimulation pulses to a heart,b. multiple sets of microelectrodes configured for placement in the bloodstream, (1) the sets of microelectrodes being positioned spaced apart on the surface of the electrode line separate and spaced from the one or more stimulation electrodes,(2) each set of microelectrodes including at least one excitation electrode and at least one measuring electrode, each excitation electrode being spaced from one or more of the measuring electrodes by an elongated gap which is narrower than the electrode lengths of the spaced excitation and measuring electrodes, with the gap and the electrode lengths being measured along an axis bisecting the electrodes,c. an electrical power source connected to the excitation electrodes, the power source being configured to provide excitation energy,d. a signal detector wherein: (1) each set of microelectrodes is independently connected to the signal detector, whereby each set delivers independently obtained measured signals to the signal detector, and(2) in the presence of the excitation energy, the signal detector detects an electrical measured signal at the measuring electrodes resulting from the blood flow, ande. a signal evaluation device in communication with the signal detector, the signal evaluation device being configured to determine the blood flow rate on the basis of the measured signal. 2. The device of claim 1 wherein: a. the microelectrodes include at least two measuring electrodes,b. the power source includes an alternating voltage source wherein alternating voltage is provided as excitation energy to the excitation electrodes, andc. the signal detector performs time-dependent measurement of a complex impedance between two or more measuring electrodes. 3. The device of claim 1 wherein the power source includes a pulse generator for generating an excitation pulse sequence, wherein the excitation pulse sequence is provided as excitation energy to the excitation electrodes. 4. The device of claim 1 wherein at least one of the electrodes is switchable to alternate between service as a measuring electrode and an excitation electrode. 5. The device of claim 1 wherein at least one of the excitation electrode and the measuring electrode: a. is bounded by a perimeter, wherein the electrode has a geometric electrode area defined within the perimeter; andb. has a surface area configured to be in contact with the blood flow wherein the surface area is at least twice as large as the geometric electrode area. 6. The device of claim 1 wherein the microelectrodes collectively have a surface area between 300 and 2000 square micrometers. 7. The device of claim 1 wherein: a. the microelectrodes include at least two measuring electrodes,b. each measu... | BIOTRONIK CRM Patent AG | A61B005/02
US09138182 | B2 | 2015-09-22 | Optical sensor including disposable and reusable elements | 2013-10-29 | An embodiment of the present disclosure provides a noninvasive optical sensor or probe including disposable and reusable components. The assembly of the disposable and reusable components is straightforward, along with the disassembly thereof. During application to a measurement site, the assembled sensor is advantageously secured together while the componentry is advantageously properly positioned. | 1. A reusable component of a noninvasive optical sensor, the reusable component comprising: at least one energy emitter;at least one detector capable of detecting energy attenuated by body tissue and capable of outputting a signal usable to determine one or more physiological characteristics of the body tissue;a first casing housing one of the at least one energy emitter or the at least one detector, the first casing housing including at least one locking feature;a second casing housing the other of the at least one energy emitter or the at least one detector, the second casing housing including: at least one opening extending from a bottom edge of the second casing housing into at least a portion of a bottom surface of the second casing housing; andat least one electrical component accessible through the at least one opening and capable of electrically communicating with a corresponding electrical component of a disposable attachment of the noninvasive optical sensor; anda flexible portion connecting the first casing housing to the second casing housing, the flexible portion configured to provide tension to engage the at least one locking feature of the first casing housing with a corresponding locking feature of the disposable attachment in response to mating the reusable component with the disposable attachment component and applying the noninvasive optical sensor around a tissue site of a patient. 2. The reusable component of claim 1, wherein the flexible portion is further configured to provide the tension to engage the at least one locking feature of the first casing housing with the corresponding locking feature of the disposable attachment in response to being flexed. 3. The reusable component of claim 1, wherein the flexible portion is further configured to release the tension so as to un-engage the at least one locking feature of the first casing housing with the corresponding locking feature of the disposable attachment in response to the noninvasive optical sensor being removed from around the tissue site of the patient. 4. The reusable component of claim 3, wherein the flexible portion is further configured to un-flex in response to the noninvasive optical sensor being removed from around the tissue site. 5. The reusable component of claim 1, wherein the flexible portion is further configured to, further in response to applying the noninvasive optical sensor around a tissue site of a patient, the flexible portion is engaged with the disposable attachment component to align the at least one energy emitter and the at least one detector on opposing sides of the tissue site. 6. The reusable component of claim 1, wherein the at least one opening further extends into at least a portion of a second surface of the second casing housing adjacent to the bottom surface. 7. A method of using the reusable component of claim 1, comprising: mating the reusable component with the disposable attachment component;attaching the disposable attachm... | Cercacor Laboratories, Inc. | A61B005/1455 A61B005/00 A61B005/024
US08989847 | B2 | 2015-03-24 | Method of measuring propulsion in lymphatic structures | 2013-11-05 | Novel methods and imaging agents for functional imaging of lymph structures are disclosed herein. Embodiments of the methods utilize highly sensitive optical imaging and fluorescent spectroscopy techniques to track or monitor packets of organic dye flowing in one or more lymphatic structures. The packets of organic dye may be tracked to provide quantitative information regarding lymph propulsion and function. In particular, lymph flow velocity and pulse frequency may be determined using the disclosed methods. | 1. A method of mapping architecture of lymph structure comprising lymphangions and lymph vessels, wherein the method comprises: a) administering a non-particulate fluorescent organic dye to a tissue that is drained by a lymph structure, wherein the dye is taken up and carried by lymph fluid through the lymphangions and lymph vessels;b) illuminating the tissue surface adjacent to the lymph structure with excitation light to excite the organic dye carried by the lymph fluid within lymphangions and lymph vessels, wherein the architecture of the lymphangions and lymph vessels is visualized;c) repeatedly imaging the fluorescent light emitted by the organic dye for acquisition times of about 10 milliseconds to about 1 second, producing a series of single images, wherein said series of single images are collected over a period of about 1 second to about 30 minutes; andd) analyzing the images, wherein said analyzing comprises generating a map of said lymphangions and lymph vessels. 2. The method of claim 1 wherein (a) comprises injecting the organic fluorescent dye subcutaneously to the one or more lymph structures wherein said lymph structures comprise lymphangions and lymph vessels. 3. The method of claim 1 wherein (a) comprises using a catheter to inject the organic dye intradermally into the one or more lymph structures wherein said lymph structures comprise lymphangions and lymph vessels. 4. The method of claim 1 wherein the organic dye comprises tricarbocyanine dyes, bis(carbocyanine) dyes, dicarbocyanine dyes, indol-containing dyes, polymethine dyes, acridines, anthraquinones, benzimidazols, indolenines, napthalimides, oxazines, oxonols, polyenes, porphins, squaraines, styryls, thiazols, xanthins, or combinations thereof. 5. The method of claim 1 wherein the organic dye is indocyanine green (ICG). 6. The method of claim 1 wherein the organic dye has an excitation wavelength ranging from about 750 nm to about 900 nm. 7. The method of claim 1 wherein the excitation light has a wavelength ranging from about 700 nm to about 800 nm. 8. The method of claim 1, wherein (c) comprises using an intensified charge-coupled camera. 9. The method of claim 1 wherein the lymphangions and lymphatic vessels are at least about 3 cm beneath the tissue surface. 10. The method of claim 1 wherein (b) comprises illuminating the tissue surface with an excitation light source selected from group consisting of laser diodes, semiconductor laser diodes, gas lasers, light emitting diodes, and combinations thereof. 11. The method of claim 1 wherein (c) comprises using tomographic imaging techniques to capture three-dimensional images of lymph vessel and lymphangions. | Board Of Regents Of The University Of Texas System | A61M025/00 A61B005/00 A61K047/48 A61K049/00 A61M005/00
US08734360 | B2 | 2014-05-27 | Monitoring, predicting and treating clinical episodes | 2013-10-15 | Apparatus and methods are provided for use with a subject who is undergoing respiration. A motion sensor senses motion of a subject. A breathing pattern analysis unit analyzes components of the sensed motion that result from the subject's respiration. The breathing pattern analysis unit includes double-movement-respiration-cycle-pattern-identification functionality that designates respiration cycles as being double-movement-respiration-cycles (DMRC's) by determining that the cycles define two subcycles. Double-movement-respiration-cycle-event-identification functionality of the breathing pattern analysis unit identifies a DMRC event by detecting that the subject has undergone a plurality of DMRC's. An output is generated that is indicative of the subject having used accessory muscles in breathing, in response to identification of the double-movement-respiration-cycle event. Other embodiments are also described. | 1. Apparatus for use with a subject who is undergoing respiration, the apparatus comprising: a motion sensor configured to sense motion of a subject;a control unit comprising a breathing pattern analysis unit that is configured to: analyze components of the sensed motion that result from the subject's respiration,designate respiration cycles as being double-movement-respiration-cycles by determining that each of the cycles defines two inspiration-expiration subcycles, andidentify a double-movement-respiration-cycle event by detecting that the subject has undergone a plurality of double-movement-respiration-cycles,the control unit being configured to generate an output that is indicative of the subject having used accessory muscles in breathing, in response to identification of the double-movement-respiration-cycle event; anda user interface configured to display the output. 2. The apparatus according to claim 1, wherein the sensor is configured to sense motion of the subject without contacting the subject or clothes the subject is wearing. 3. The apparatus according to claim 1, wherein the sensor is configured to sense motion of the subject without contacting or viewing the subject or clothes the subject is wearing. 4. The apparatus according to claim 1, wherein the breathing pattern analysis unit is configured to determine that a cycle defines two subcycles at least partially in response to a slope of a respiration motion signal of the subject. 5. The apparatus according to claim 1, wherein the control unit is configured to predict an onset of a clinical condition of the subject in response to the breathing pattern analysis unit identifying the double-movement-respiration-cycle event. 6. The apparatus according to claim 5, wherein the control unit is configured to predict the onset of the clinical condition by predicting the onset of a clinical condition selected from the group consisting of: elevated heart rate and elevated respiration rate. 7. The apparatus according to claim 5, wherein the control unit is configured to predict the onset of the clinical condition at least 30 minutes before the onset of the clinical condition. 8. Apparatus for use with a subject who is undergoing respiration, the apparatus comprising: a motion sensor configured to sense motion of a subject;a control unit comprising a breathing pattern analysis unit that is configured to: analyze components of the sensed motion that result from the subject's respiration,designate respiration cycles as being double-movement-respiration-cycles by determining that each of the cycles defines two inspiration-expiration subcycles, andidentify a double-movement-respiration-cycle event by detecting that the subject has undergone a plurality of double-movement-respiration-cycles,the control unit being configured to generate an output that is indicative of an onset of an episode of respiratory distress, in response to the double-movement-respiration-cycle event; anda user interface... | Earlysense Ltd. | A61B005/08
US09032800 | B2 | 2015-05-19 | Photoacoustic imaging apparatus and photoacoustic imaging method | 2014-01-14 | A photoacoustic imaging apparatus performs imaging of an optical absorber. The photoacoustic imaging apparatus includes a light source, a detector configured to detect an acoustic wave generated from the optical absorber that has absorbed energy of light emitted from the light source, and a signal processing unit configured to form an image of the optical absorber. The signal processing unit stores information indicating whether a rate of change in pressure of the acoustic wave detected by the detector is positive or negative before performing a waveform process on the acoustic wave. | 1. A photoacoustic imaging apparatus comprising: a light source;a detector configured to convert an acoustic wave into an electric signal, the acoustic wave being generated from an optical absorber as a measurement target by irradiating the measurement target with light emitted from the light source; anda signal processing unit configured to obtain an image of the measurement target based on the electric signal,wherein the signal processing unit is configured to determine whether an optical absorption coefficient of the optical absorber is lower or higher than an optical absorption coefficient of a surrounding region of the optical absorber based on the electric signal and obtain the image based on a result of the determination. 2. The photoacoustic imaging apparatus according to claim 1, wherein the signal processing unit is configured to determine whether the optical absorption coefficient of the optical absorber is lower or higher than the optical absorption coefficient of the surrounding region of the optical absorber based on change in pressure of the acoustic wave. 3. The photoacoustic imaging apparatus according to claim 2, wherein, in a case where the change in pressure of the acoustic wave is negative at the start, the signal processing unit is configured to determine that the optical absorption coefficient of the optical absorber is lower than the optical absorption coefficient of the surrounding region of the optical absorber. 4. The photoacoustic imaging apparatus according to claim 2, wherein, in a case where the change in pressure of the acoustic wave is positive at the start, the signal processing unit is configured to determine that the optical absorption coefficient of the optical absorber is higher than the optical absorption coefficient of the surrounding region of the optical absorber. 5. The photoacoustic imaging apparatus according to claim 1, wherein the signal processing unit is configured to obtain the image with a display color based on the result of the determination. 6. The photoacoustic imaging apparatus according to claim 1, wherein the signal processing unit is configured to obtain the image with a color tone based on the result of the determination. 7. The photoacoustic imaging apparatus according to claim 1, wherein the signal processing unit is configured to obtain the image with an identification symbol based on the result of the determination. 8. The photoacoustic imaging apparatus according to claim 1, wherein the signal processing unit is configured to cause an image display unit to display information indicating whether the optical absorption coefficient of the optical absorber is lower or higher than the optical absorption coefficient of the surrounding region of the optical absorber. 9. The photoacoustic imaging apparatus according to claim 1, wherein, in a case where the optical absorption coefficient of the optical absorber is lower than the optical absorption coefficient of the surrounding regio... | Canon Kabushiki Kaisha | G01N021/00 A61B005/00 G01N021/17
US20140128713 | A1 | 2014-05-08 | SYSTEM FOR ELECTROPHYSIOLOGY THAT INCLUDES SOFTWARE MODULE AND BODY-WORN MONITOR | 2013-11-06 | The invention also provides an integrated system that combines an ablation system used in the electrophysiology (EP) lab with a novel, body-worn monitor and data-management software system. The body-worn monitor differs from conventional monitors in that it measures stroke volume (SV) and cardiac output (CO) in addition to heart rate (HR) and ECG waveforms. The combined system collects numerical and waveform data from patients before, during, and after an EP procedure, thereby providing a robust data set that can be used for a variety of analytics and reporting purposes. The body-worn monitor can be applied to the patient immediately after the EP procedure, e.g. while they are recovering in a hospital. Once applied, the body-worn monitor measures data in real-time, and transmits them to both an EMR and a software application running on a mobile device, such as a smartphone, tablet, or personal digital assistant. | 1. A system for characterizing a patient, comprising: a data-processing software system that interfaces to a treatment software system and a body-worn monitor, the data-processing software system configured to analyze data collected during and after an invasive cardiac treatment program, the treatment software system configured to collect data during the invasive cardiac treatment program, and the body-worn monitor configured to measure an ECG waveform, heart rate (HR), and stroke volume (SV) from the patient after the cardiac treatment program and transmit this to the data-processing software system, which then collectively processes during and after the invasive cardiac procedure to characterize the patient. 2. The system of claim 1, wherein the data-processing software system generates a report describing the patient's cardiac performance using data collected during and after the invasive cardiac procedure. 3. The system of claim 2, wherein the report evaluates an electrical performance of the patient's heart using the ECG waveform and HR value, and the mechanical performance of the patient's heart using the SV value. 4. The system of claim 4, wherein the report shows the time-dependent evolution of the electrical performance of the patient's heart and the time-dependent evolution of the mechanical performance of the patient's heart. 5. The system of claim 1, wherein the data-processing software system is configured to transmit the report to an electronic medical record. 6. The system of claim 1, wherein the body-worn monitor is configured to be worn on the patient's chest. 7. The system of claim 6, wherein the body-worn monitor is configured to attach to the patient's chest with a collection of electrode patches. 8. The system of claim 7, wherein the collection of electrode patches consists of two separate electrode patches. 9. The system of claim 8, wherein each electrode patch comprises two electrodes. 10. The system of claim 9, wherein each electrode patch comprises two electrodes connected to a common adhesive backing. 11. The system of claim 6, wherein the body-worn monitor comprises two separate modules, each comprising an electronics circuit and configured to be worn in the patient's chest. 12. The system of claim 11, wherein the body-worn monitor comprises a first module that houses an ECG circuit for measuring analog ECG waveforms used to calculate HR from the patient, and a second module that houses a TBI circuit for measuring analog TBI waveforms used to calculate CO and SV from the patient. 13. The system of claim 12, wherein the first and second modules are connected to each other with a cable. 14. The system of claim 12, wherein the body-worn monitor comprises a single analog-to-digital converter that converts the analog ECG waveforms into digital ECG waveforms, and the analog TBI waveforms into digital TBI waveforms. 15. The system of claim 14, wherein the body-worn monitor comprises a microprocessor that processe... | Perminova Inc. | A61B005/02 A61B005/0408
US20140121499 | A1 | 2014-05-01 | PATIENT POSITIONING DEVICE FOR PRONE BREAST SIMULATION AND RADIATION THERAPY | 2013-10-28 | A patient positioning device for use in simulation and treatment via radiation therapy of the ipsilateral breast of a patient while in the prone position. The patient positioning device has (A) an MRI coil support system comprising (a) at least one of (1) a first MRI coil support structure at the superior end of the device, and (2) a second MRI coil support structure at the inferior end of the device, wherein the first and/or second support structures are dimensioned and configured to receive and engage a first MRI coil at one or more positions and oriented in the vertical plane, and (b) an MRI support assembly comprising a housing dimensioned and configured to receive and engage a second MRI coil, wherein the MRI support assembly is configured to allow adjustment of the position of the housing relative to the one or more positions for receiving and engaging the first MRI coil, (B) an aperture through which the ipsilateral breast can hang into a radiation therapy treatment field, and (C) a provision to support the contralateral breast such that it is held out of the radiation therapy treatment field. Both the first and second MRI coils are positioned such that neither comes in physical contact with the ipsilateral breast. | 1. A patient positioning device for use in simulation and treatment via radiation therapy of the ipsilateral breast of a patient while in the prone position comprising (A) an MRI coil support system comprising (a) at least one of: (1) a first MRI coil support structure at the superior end of the device; and(2) a second MRI coil support structure at the inferior end of the device;whereinthe first and/or second support structures are dimensioned and configured to receive and engage a first MRI coil at one or more positions and oriented in the vertical plane, andthe first MRI coil is positioned such that it does not come in physical contact with the ipsilateral breast; and(b) an MRI support assembly comprising a housing dimensioned and configured to receive and engage a second MRI coil;whereinthe MRI support assembly is configured to allow adjustment of the position of the housing relative to the one or more positions for receiving and engaging the first MRI coil,the second MRI coil is positioned such that it does not come in physical contact with the ipsilateral breast;(B) an aperture through which the ipsilateral breast can hang into a radiation therapy treatment field; and(C) a provision to support the contralateral breast such that it is held out of the radiation therapy treatment field. 2. The patient positioning device of claim 1, wherein the MRI support assembly comprises a rail or track and the housing is directly movably engaged to the rail or track. 3. The patient positioning device of claim 1, wherein the MRI support assembly comprises a rail or track and the housing is removably coupled to an attachment member that is movably engaged to the rail or track. 4. The patient positioning device of claim 1, further comprising a base on the anterior side of the MRI coil support system and coupled to the first and/or second MRI coil support structures, wherein the base is positioned such that the breast may contact the base during simulation and treatment. 5. The patient positioning device of claim 4, wherein the base is removably coupled to the first and/or second MRI coil support structures. 6. The patient positioning device of claim 4, wherein the base is dimensioned and configured to allow for insertion and removal of the first MRI coil via the anterior side of the MRI coil support system. 7. The patient positioning device of claim 1, further comprising the first and second MRI coils. 8. The patient positioning device of claim 1, wherein only the first MRI coil support structure is dimensioned and configured to receive and engage the first MRI coil. 9. The patient positioning device of claim 1, wherein only the second MRI coil support structure is dimensioned and configured to receive and engage the first MRI coil. 10. The patient positioning device of claim 1, wherein both the first and the second MRI coil support structures are dimensioned and configured to receive and engage the first MRI coil. 11. The patient positioning device ... | Qfix Systems, LLC | A61B005/055 A61N002/02
US20140149063 | A1 | 2014-05-29 | Collection and Analysis Signs | 2014-01-29 | A system is disclosed having a storage, a communications module for interacting with a medical measurement device, an analysis controller, and a test module that allows for the testing and evaluating of decision-support algorithms. A method for testing decision-support algorithms is disclosed having the steps of receiving into storage of a ruggedized, compact computer at least one decision-support algorithm; detecting with a communications module the initiation of a vital-sign monitoring session; receiving and storing vital-sign information into storage by the communications module; pushing the stored vital-sign information by an analysis controller to a test module running the stored at least one decision-support algorithm; and providing at least one output from the decision-support algorithm to at least one of a database and a display. | 1. A system for receiving an output from an external source comprising: a storage configured to store at least one algorithm;a communications module for receiving vital-sign data from an external source and storing the received data in said storage;an analysis controller in communication with said storage, said analysis controller monitors said storage; anda test module in communication with said analysis controller and said storage, said test module configured to receive at least a portion of the vital-sign data from said storage through said analysis controller and to store any output produced by said test module in said storage, andsaid test module includes running means for running said at least one algorithm loaded into said storage where said at least one algorithm processes at least a portion of the vital-sign data provided by said analysis controller. 2. The system according to claim 1, further comprising a connector passing through a wall of said housing and in communication with said communications module. 3. The system according to claim 2, wherein said running means provides an output in substantially real time from receipt of vital-sign data by said communications module. 4. The system according to claim 3, further comprising a display in communication with said test module for displaying at least part of the output produced by said test module. 5. The system according to claim 4, wherein said storage includes at least one database. 6. The system according to claim 4, wherein said storage includes at least one database configured to store the received vital-sign data and at least one database configured to store the output of said test module. 7. The system according to claim 1, wherein said running means provides an output in substantially real time from receipt of vital-sign data by said communications module. 8. The system according to claim 7, wherein said storage includes at least one database. 9. The system according to claim 7, wherein said storage includes at least one database configured to store the received vital-sign data and at least one database configured to store the output of said test module. 10. The system according to claim 1, further comprising a display in communication with said test module for displaying at least part of the output produced by said test module. 11. The system according to claim 1, wherein said storage includes at least one database. 12. The system according to claim 1, wherein said storage includes at least one database configured to store the received vital-sign data and at least one database configured to store the output of said test module. 13. A method for testing decision-support algorithms comprising: receiving into storage of a ruggedized, compact computer at least one decision-support algorithm;detecting with a communications module the initiation of a vital-sign monitoring session;receiving and storing vital-sign information into storage by the communications module;pushi... | - | A61B005/0255
US09186090 | B2 | 2015-11-17 | Method and system for DLCO quality control testing | 2012-11-20 | The present invention can provide a system and method for DLCO quality control testing and can include an apparatus for testing a pulmonary diagnostic device capable of performing single breath carbon monoxide uptake measurement, comprising: a single gas-tight chamber, with a gas port configured to receive gas from or to expel gas to the exterior of the chamber and a partition configured to change the volume of the single gas-tight chamber; the single gas-tight chamber capable of expanding and contracting; a member disposed within the single gas-tight chamber and configured to limit the movement of the partition, the member being adjustable to set a predetermined maximum volume of the single gas-tight chamber and a predetermined volume of DLCO test gas that the single gas-tight chamber can receive; and an interface configured for the transfer of gas between the pulmonary diagnostic device and the simulation device via the gas port. | 1. A method for testing a pulmonary diagnostic device comprising: receiving a simulated dead volume of atmospheric gas into a test device;receiving a simulated inspired volume of DLCO test gas from the pulmonary diagnostic device, the test gas including a first concentration of carbon monoxide and a first concentration of a tracer gas, the simulated inspired volume and the simulated dead volume collectively defining a simulated alveolar volume, the simulated inspired volume received into test device while the test device contains the simulated dead volume such that the simulated inspired volume of DLCO test gas is diluted by the simulated dead volume of atmospheric gas to produce a simulated alveolar volume of diluted DLCO test gas, the diluted DLCO test gas having a second concentration of carbon monoxide and a second concentration of tracer gas; andexpelling the simulated inspired volume of diluted DLCO test gas from the test device into the pulmonary diagnostic device such that the pulmonary diagnostic device reports an inspired volume consistent with the simulated inspired volume, an alveolar volume consistent with the simulated alveolar volume, and a DLCO value consistent with zero diffusion. 2. The method of claim 1, wherein the simulated inspired volume is a first simulated inspired volume of a first DLCO test gas, the inspired volume is a first inspired volume, and the DLCO value is a first DLCO value, the method further comprising: receiving a second simulated inspired volume of a second DLCO test gas from the pulmonary diagnostic device the second DLCO test gas including a third concentration of carbon monoxide and a third concentration of tracer gas;diluting the second simulated inspired volume of the second DLCO test gas with a volume of atmospheric gas, the volume of atmospheric gas and the second simulated inspired volume collectively defining a second simulated alveolar volume of a second diluted DLCO test gas;expelling the second simulated inspired volume of the second diluted DLCO test gas from the test device into the pulmonary diagnostic device such that the pulmonary diagnostic device reports a second inspired volume consistent with the second simulated inspired volume and a second DLCO value consistent with zero diffusion. 3. The method of claim 1, wherein the simulated dead volume is a first simulated dead volume, the simulated inspired volume is a first simulated inspired volume, the inspired volume is a first inspired volume, and the DLCO value is a first DLCO value, the method further comprising: receiving a second simulated dead volume of atmospheric as into a test device the second simulated dead volume different from the first simulated dead volume;diluting a second simulated inspired volume of the DLCO test gas with the second simulated dead volume of atmospheric gas to produce a second diluted DLCO test gas, the second simulated inspired volume different from the first simulated inspired volume, the second simulate... | nSpire Health, Inc. | G01M003/00 A61B005/08 G01N033/497 A61B005/097
US08731631 | B2 | 2014-05-20 | Systems and methods for making and using medical ablation systems having mapping catheters with improved anchoring ability | 2013-02-19 | A mapping catheter includes an elongated body for inserting into patient vasculature. A distal end of the elongated body includes a distal portion that includes a plurality of electrodes, a proximal portion disposed proximal to the distal portion, and a reduced-dimension portion disposed between the proximal and distal portions. The distal end is formed, at least in part, from a memory shape material that bends into a preformed shape upon release from a confined space. The preformed shape includes a first loop formed, at least in part, by the distal portion. The first loop is transverse to a longitudinal axis of the proximal portion. The reduced-dimension portion is configured and arranged to bend such that the reduced-dimension section advances distally through the first loop when the first loop is held in a fixed position and a force is applied distally along the longitudinal axis of the proximal portion. | 1. A mapping catheter comprising: an elongated body configured and arranged for insertion into patient vasculature, wherein a distal end of the elongated body comprises: a distal portion comprising a plurality of electrodes;a proximal portion disposed proximal to the distal portion; anda reduced-dimension portion disposed between the proximal portion and the distal portion, the reduced-dimension portion having a transverse cross-sectional shape that is rectangular and a cross-sectional dimension that is less than corresponding cross-sectional dimensions of the proximal and distal portions adjacent the reduced-dimension portion;wherein the distal end is formed, at least in part, from a memory shape material that bends into a preformed shape upon release from a confined space, the preformed shape comprising a first loop formed, at least in part, by the distal portion, wherein the first loop is transverse to a longitudinal axis of the proximal portion,wherein the reduced-dimension portion is configured and arranged to bend such that the reduced-dimension portion advances distally through the first loop when the first loop is held in a fixed position and a force is applied along the longitudinal axis of the proximal portion in a distal direction. 2. The mapping catheter of claim 1, wherein the reduced-dimension portion comprises a first dimension and a second dimension that is perpendicular to the first dimension and that is no larger than the first dimension. 3. The mapping catheter of claim 2, wherein the first dimension of the reduced-dimension portion is no more than ten times larger than the second dimension. 4. The mapping catheter of claim 2, wherein the second dimension of the reduced-dimension portion is smaller than a largest transverse cross-sectional dimension of the distal portion. 5. The mapping catheter of claim 1, wherein the distal portion has a transverse cross-sectional shape that is round. 6. The mapping catheter of claim 1, wherein the proximal portion has a transverse cross-sectional shape that is round. 7. The mapping catheter of claim 1, wherein the distal portion of the mapping catheter tapers in a distal direction. 8. The mapping catheter of claim 1, wherein the reduced-dimension portion of the mapping catheter tapers in a proximal direction. 9. The mapping catheter of claim 1, wherein the reduced-dimension portion is configured and arranged to bend preferentially in a dimension such that a distal end of the proximal portion advances distally through the first loop when the first loop is held in a fixed position and a force is applied along the axis of the proximal portion in a distal direction. 10. The mapping catheter of claim 1, wherein the preformed shape comprises a second loop formed, at least in part, by the reduced-dimension portion. 11. The mapping catheter of claim 10, wherein the first loop and the second loop are parallel. 12. The mapping catheter of claim 10, wherein the first loop has a transverse di... | Boston Scientific Scimed, Inc. | A61B005/042 A61B018/02 A61B018/14
US08715198 | B2 | 2014-05-06 | Sphygmomanometer exhaust valve and sphygmomanometer using the same | 2007-06-06 | Disclosed is a sphygmomanometer exhaust valve having a valve that functions as a lever, and in which a solenoid moves the point of force of the valve to urge a valve membrane formed at the point of action against a ventilation port. A support member supports the valve while fixing its fulcrum. When no electric current is supplied to the solenoid, the support member holds the valve in a predetermined position in which the ventilation port is open. | 1. A sphygmomanometer exhaust valve characterized by comprising: a movable member which functions as a lever;a ventilation port formed in a position opposing a first portion of said movable member which functions as a point of action of said movable member thereby the point of action allows for closing and opening of said ventilation port;control unit adapted to control, in accordance with external control, an amount of movement of a second portion of said movable member which functions as a point of force of said movable member thereby causing movement in said movable member; andsupport unit adapted to support said movable member such that a fulcrum position of said movable member does not move, and while said control unit is preventing movement of the point of force of said movable member, said control unit holds said movable member in a predetermined position where the point of action of said movable member is spaced apart from said ventilation port,wherein said support unit consists of a metal plate bended such that a longitudinal cross section shape of said support unit has a bending corner, and one end of said support unit is attached to said movable member such that said bending corner functions as the fulcrum, and the other end of said support unit is fixed to a case of the sphygmomanometer exhaust valve, andwherein said support unit itself functions as a plate spring forcing said movable member to the predetermined position. 2. The valve according to claim 1, wherein a bending angle of said bending corner is set at an angle at which said movable member is held in the predetermined position. 3. The valve according to claim 1, wherein said movable member is made of a magnetic material, and said control unit is an electromagnet unit adapted to change an attracting force in accordance with the external control. 4. A sphygmomanometer which comprises a cuff, a pump which supplies air to said cuff, and a constant exhaust valve which exhausts said cuff, and measures blood pressure by using a pulse wave detected by said cuff and a pressure value of said cuff, wherein the sphygmomanometer exhaust valve cited in claim 1 is used as said constant exhaust valve. | Fukuda Denshi Co., Ltd. | A61B005/02 F16K031/02 F16K001/16
US09031643 | B2 | 2015-05-12 | Method for monitoring and communicating biomedical electromagnetic fields | 2013-11-22 | The present invention provides a system and a method of monitoring and communicating biomedical data to a remote receiver. Specifically, the present invention provides a system and method that can monitor a biomedical-based electromagnetic field, e.g., heart rate variability (HRV) field, emitted from a human user (“sender”), and/or communicate the biomedical-based electromagnetic field to a remote receiver by measuring the biomedical-based electromagnetic field emitted from the sender, creating an electronic signal corresponding to the field and transmitting or broadcast and/or apply the signal to a remote receiver. | 1. A method of communicating a Heart Rate Variability (HRV) fields of two or more users participating in an on-line collaboration environment via respective client devices over a network via a server device, said method comprising: detecting, at a respective client device of a respective user, a Heart Rate Variability (HRV) field emitted by that user at a respective device while the users participating in the on-line collaboration environment;recording, at said respective client devices of the users, the Heart Rate Variability (HRV) field of the respective users;encoding, at the client devices of the users, the recorded Heart Rate Variability (HRV) field as data;transmitting, from the client devices of the users, the encoded HRV field data together with a message to a server device;receiving, at the server device, the encoded HRV field data with the message;decoding, at the server device, the encoded HRV field data;summing, at the server device, each of the decoded HRV field data of the users currently participating in the on-line collaboration environment and encoding the summed HRV field data;transmitting the encoded summed HRV field data to each user client device in the on-line collaboration environment;decoding, at the each user client device in the on-line collaboration environment, the transmitted encoded summed HRV field data to obtain the summed HRV field of the two or more users;displaying, at the each client user device, the message; andsimultaneously broadcasting, at the each user client device, the decoded summed HRV field data of the two or more users as an electromagnetic signal for direct application to each user in the on-line collaboration environment to influence a physical state of the each user in the on-line collaboration environment, the simultaneously broadcasting including:transforming the decoded summed HRV field data to an effect for sensing by the each user in the on-line collaboration environment; and emitting the effect to the each user in the on-line collaboration environment in order for the each user in the on-line collaboration environment to experience the effect. 2. The method of claim 1, further comprising: associating the encoded summed HRV field data with a symbol indicating a state of common emotion of the each user at a time of the recording said HRV field, the encoded summed HRV field data and the symbol representing the state of the common emotion; and,transmitting the encoded summed HRV field data and said associated symbol together with the message to the each user client device in the on-line collaboration environment,said message and symbol being displayed at said each user client device thereby informing said each user in the on-line collaboration environment about the common emotive state of users in the on-line collaboration environment. 3. The method of claim 2, further comprising: selecting, by a user in the on-line collaboration environment, via a respective client device, said displayed symb... | International Business Machines Corporation | A61B005/00 A61B005/024 A61B005/11
US20140121549 | A1 | 2014-05-01 | METHOD AND APPARATUS FOR DETERMINING THE MYOCARDIAL INOTROPIC STATE | 2013-02-08 | A method for determining myocardial inotropic state is described. The method involves receiving a value of stretch for different myocardial segments during passive filling, e.g. atrial contraction, and receiving associated values representative of total systolic strain. The method also involves using a relationship between the stretch of different myocardial segments during atrial contraction and the associated values representative for total systolic strain as an index of the myocardial inotropic state. A corresponding system and computer program product also is described. | 1. A method for determining myocardial inotropic state, comprising the steps: receiving a value of stretch for different myocardial segments during passive filling;receiving associated values representative of total systolic strain; andusing a relationship between the stretch of different myocardial segments during passive filling and the associated values representative for total systolic strain as an index of the myocardial inotropic state. 2. The method according to claim 1, whereby using a relationship comprises using a slope of the functional relationship between the stretch of different myocardial segments during passive filling and the associated values representative for total systolic strain as an index of the myocardial inotropic state. 3. The method according to claim 1, wherein during said passive filling is during said atrial contraction. 4. The method according to claim 1, wherein during said passive filling is during ventricular contraction applied to the atria. 5. The method according to claim 1, whereby said total systolic strain is a total shortening of the myocardial segment, whereby said total shortening is expressed as strain difference between peak late diastolic strain and end-systolic strain values. 6. The method according to claim 1, whereby receiving a value of stretch for different myocardial segments and receiving associated values representative of total systolic strain comprises obtaining said values for said different segments in a non-invasive way. 7. The method according to claim 6, wherein obtaining said values for said different segments in a non-invasive way comprises obtaining said values for said different segments based on myocardial deformation imaging. 8. The method according to claim 1, whereby said myocardial inotropic state is the left ventricular isotropic state. 9. The method according to claim 1, whereby said method provides distinguishing between a healthy and failing contractile state of a ventricle. 10. The method according to claim 1, wherein the method comprises setting a reference point of strain curves to zero at the beginning of a P wave on an ECG, measuring a segmental prestretch of the LV as a peak positive strain during atrial contraction, and measuring systolic strain as a difference between the peak positive strain value and a peak negative systolic strain. 11. A system for determining myocardial inotropic state, the system comprising an input means for receiving a value of stretch of different myocardial segments during passive filling and receiving associated values representative of total systolic strain; anda processing means programmed for determining a relationship between the stretch of the different myocardial segments during passive filling and the associated values representative for total systolic strain and for using the relationship as an index of the myocardial inotropic state. 12. A system according to claim 11, wherein the input means is adapted for receiving a... | KATHOLIEKE UNIVERSITEIT LEUVEN, KU LEUVEN R&D | A61B005/02 A61B008/13 A61B008/08 A61B005/0452 A61B005/04
US20140121473 | A1 | 2014-05-01 | VITAL SIGN MONITORING SYSTEM FEATURING ELECTRONIC DIAPER | 2013-10-29 | The invention provides a system for monitoring an infant or adult patient that includes a garment configured to attach to the infant, and a control module connected to the garment featuring: i) a first sensor that measures HR or a parameter used to determine HR; ii) a second sensor that measures RR or a parameter used to determine RR; iii) a third sensor configured to monitor a PP parameter; and iv) a wireless transmitter configured to receive and wirelessly transmit information from the first, second, and third sensors. | 1. A system for monitoring a patient, comprising: a garment configured to attach to the patient;a control module connected to the garment comprising: i) a first sensor configured to measure at least one of heart rate or a parameter used to determine heart rate; ii) a second sensor configured to measure at least one of respiration rate or a parameter used to determine respiration rate; iii) a third sensor configured to monitor a parameter indicating if the patient urinates and/or defecates and iv) a wireless transmitter configured to receive and wirelessly transmit information from the first, second, and third sensors;a monitoring module configured to receive information from the first, second, and third sensors through the wireless transmitter, the monitoring module comprising; i) a processing component configured to process information generated by at least one of the first, second, and third sensors; and ii) a computing component configured to make content determined by the processing component available on a network; anda software application operated on a remote computer and configured to connect to the network and receive and them display the content availed by the computing component, or parameters calculated therefrom. 2. The system of claim 1, wherein the garment is a diaper, wherein the diaper optionally comprises an outer component configured to attach to the lower portion of the patient's torso, and an inner component comprising an absorbent material configured to contact the patient's skin. 3. The system of claim 2, wherein the diaper further comprises at least one conductive electrode attached to the outer component and configured to contact the patient's skin, wherein the first sensor optionally comprises an ECG sensor that connects to the at least one conductive electrode to receive an electrical signal. 4. The system of claim 3, wherein the diaper further comprises two conductive electrodes, each attached to the outer component and positioned to contact separate portions of the patient, each of the conductive electrodes connected to the ECG sensor and configured to provide a unique electrical signal that the ECG sensor collectively processes to determine an ECG waveform. 5. The system of claim 1, wherein the first sensor comprises an optical sensor, wherein the optical sensor optionally comprises a photodiode and a light source, and wherein the light source is optionally a light-emitting diode. 6. The system of claim 5, wherein the optical sensor is configured to measure a photoplethysmogram from the patient. 7. The system of claim 6, further comprising an algorithm configured to analyze the photoplethysmogram to determine a heart rate corresponding to the patient. 8. The system of claim 1, wherein the second sensor is an accelerometer, wherein the accelerometer is optionally configured to measure a time-dependent waveform indicating the patient's motion. 9. The system of claim 8, wherein the time-dependent waveform indica... | - | A61B005/00 A61B005/08 A61B005/01 A61B005/0295
US20140128689 | A1 | 2014-05-08 | JOINT SENSOR DEVICES AND METHODS | 2012-04-06 | Joint sensor devices, bracing members, and methods of use are provided. A joint sensor device includes a bracing member contoured to fit over a joint on a limb of a human subject, such that the bracing member allows the limb to pivot; at least a first sensor operably connected to the bracing member, such that the first sensor is configured to detect an angle of the joint; at least a second sensor operably connected to the bracing member, such that the second sensor is configured to detect a vibration caused by joint movement; and a data communication device operably connected to the sensors, wherein the data communication device communicates signals from the sensors to an external device. The devices can also include temperature sensors. Bracing members and methods of monitoring joint health of subjects are also disclosed. | 1. A joint sensor device, comprising: (a) a bracing member contoured to fit over a joint on a limb of a subject, wherein the bracing member allows the limb to pivot;(b) at least a first sensor operably connected to the bracing member, wherein the first sensor is configured to detect an angle of the joint;(c) at least a second sensor operably connected to the bracing member, wherein the second sensor is configured to detect a vibration caused by joint movement; and(d) a data communication device operably connected to the sensors, wherein the data communication device communicates signals from the sensors to an external device. 2. The joint sensor device of claim 1, wherein the bracing member acts as the first sensor. 3. The device of claim 1, further comprising at least a third sensor operably connected to the bracing member, wherein the third sensor is configured to detect a temperature. 4. The device of claim 3, wherein the third sensor is configured to detect the temperature of the joint and/or of a location away from the joint. 5. The device of claim 3, wherein the bracing member is a sleeve having an inner surface and an outer surface. 6. The device of claim 3, wherein the data communication device communicates sensor signals to an external device using a wireless communication protocol. 7. The device of claim 3, wherein the data communication device communicates sensor signals to an external device using a wire. 8. The device of claim 3, wherein the external device comprises memory and is configured to store and display the sensor signal data. 9. The device of claim 3, wherein the second sensor includes a sensing tip, wherein the tip increases detection sensitivity. 10. The device of claim 3, wherein the limb is the knee of the subject. 11. A bracing member, comprising: (a) a flexible member contoured to fit over a joint on a limb of a subject, wherein the flexible member allows the limb to pivot;(b) at least a first sensor operably connected to the flexible member, wherein the first sensor is configured to detect an angle of the joint; and(c) at least a second sensor operably connected to the flexible member, wherein the second sensor is configured to detect a vibration caused by joint movement. 12. The bracing member of claim 11, wherein the flexible member acts as the first sensor. 13. The bracing member of claim 11, further comprising: at least a third sensor operably connected to the flexible member, wherein the third sensor is configured to detect a temperature. 14. The bracing member of claim 13, wherein the third sensor is configured to detect the temperature of the joint and/or of a location away from the joint. 15. The bracing member of claim 14, wherein the flexible member is a sleeve having an inner surface and an outer surface. 16. The bracing member of claim 14, wherein the second sensor includes a sensing tip, wherein the tip increases detection sensitivity. 17. The bracing member of claim 14, wherein the limb ... | NORTHEASTERN UNIVERSITY | A61B005/00 A61B007/00 A61B005/01 A61F005/01 A61B005/11
US20140121517 | A1 | 2014-05-01 | METHOD AND APPARATUS FOR MONITORING TEMPERATURE USING ULTRASOUND | 2013-10-30 | Provided are a method and apparatus for monitoring a temperature using an ultrasound wave. The method of monitoring a temperature using an ultrasound wave may include generating ultrasound speed data according to temperature in tissue of a target object, from ultrasound speed data according to temperature in each component forming the tissue, based on volume fraction of each of the components; and estimating a temperature of the tissue based on an ultrasound echo signal reflected by the tissue and the generated ultrasound speed data according to temperature. | 1. A method of monitoring a temperature using an ultrasound wave, the method comprising: generating ultrasound speed data according to temperature in tissue of a target object, from ultrasound speed data according to temperature in each component forming the tissue, based on volume fraction of each of the components; andestimating a temperature of the tissue based on an ultrasound echo signal reflected by the tissue and the generated ultrasound speed data according to temperature. 2. The method of claim 1, wherein the generating of ultrasound speed data according to temperature comprises generating ultrasound speed data according to temperature for each unit volume of the tissue based on volume fraction of the components for each unit volume of the tissue. 3. The method of claim 2, wherein the unit volume is a voxel. 4. The method of claim 1, wherein the generating of ultrasound speed data according to temperature in the tissue comprises: analyzing volume fraction of the components forming the tissue for each unit volume of the tissue from pre-diagnosis information of the tissue;transforming the analyzed volume fraction of the components based on the pre-diagnosis information into volume fraction of the components for each unit volume of the target object in an ultrasound image; andacquiring the ultrasound speed data according to temperature in the tissue by combining ultrasound speed data according to temperature in the components of the transformed volume fractions. 5. The method of claim 4, wherein the transforming comprises: matching a position of the target object in the pre-diagnosis information with a position of the target object in the ultrasound image; andobtaining volume fraction of the components for each unit volume of the tissue of the target object in the matched ultrasound image by using the analyzed volume fraction of the components for each unit volume based on the pre-diagnosis information. 6. The method of claim 4, wherein the transforming of the analyzed volume fraction of the components comprises transforming the analyzed volume fraction of the components using interpolation or extrapolation. 7. The method of claim 1, wherein the estimating of the temperature of the tissue comprises: measuring a speed value from the echo signal reflected by irradiating the ultrasound wave on the tissue;comparing the generated ultrasound speed data according to temperature with the measured speed value; anddetermining a temperature corresponding to the generated ultrasound speed data matching the measured speed value as a temperature of the tissue. 8. The method of claim 1, further comprising acquiring pre-diagnosis information of the tissue and the volume fraction of the components forming the tissue are analyzed from the acquired pre-diagnosis information. 9. The method of claim 8, wherein the pre-diagnosis information of the tissue is at least one of magnetic resonance imaging (MRI) data, magnetic resonance spectroscopy data, or co... | SAMSUNG ELECTRONICS CO., LTD. | A61B008/08 A61B005/01
US20140121531 | A1 | 2014-05-01 | DIAGNOSIS APPARATUS AND METHOD FOR ALZHEIMER'S DISEASE | 2013-03-14 | Provided are apparatus and method for diagnosing Alzheimer's disease. The diagnosis apparatus may include a rod type image probe obtaining signals on a state of an olfactory epithelium tissue region, the rod type image probe including an end portion configured to be inserted into a nose and be in contact with the olfactory epithelium tissue region, a delivering element, by which the signals may be transmitted from the olfactory epithelium tissue region, the delivering element being connected to other end portion of the rod type image probe, and a signal processing unit converting the signals transmitted from the delivering element into digital signals. | 1. An Alzheimer's disease diagnosis apparatus, comprising: a rod type image probe obtaining signals on a state of an olfactory epithelium tissue region, the rod type image probe comprising an end portion configured to be inserted into a nose and be in contact with the olfactory epithelium tissue region;a delivering element, by which the signals are transmitted from the olfactory epithelium tissue region, the delivering element being connected to other end portion of the rod type image probe; anda signal processing unit converting the signals transmitted from the delivering element into digital signals. 2. The apparatus of claim 1, wherein the rod type image probe comprises an optical interferometer. 3. The apparatus of claim 2, wherein the optical interferometer comprises: a light source;a beam splitter splitting a light emitted from the light source into a first split light and a second split light;an objective lens transmitting the first split light to the olfactory epithelium tissue region and transmitting a first reflection light reflected from the olfactory epithelium tissue region toward the beam splitter;a reference mirror receiving and reflecting the second split light to transmit a second reflection light toward the beam splitter; anda photodetector configured to detect a light including the first and second reflection lights combined at the beam splitter. 4. The apparatus of claim 3, wherein the optical interferometer further comprises a 3-axis actuator configured to be able to move the objective lens in three different directions. 5. The apparatus of claim 3, wherein the objective lens is configured to receive selectively a portion of the first reflection light scattered from a region around a focal depth of the objective lens. 6. The apparatus of claim 3, wherein the light emitted from the light source is a visible light or a near infrared light. 7. The apparatus of claim 1, wherein the rod type image probe comprises a buffer tip provided at the end portion thereof to be in close contact with the olfactory epithelium tissue region. 8. The apparatus of claim 1, wherein the rod type image probe has a width of 20 mm or less. 9. The apparatus of claim 1, wherein the delivering element comprises an optical fiber. 10. The apparatus of claim 1, further comprising a computer configured to execute an image processing on the digital signals converted by the signal processing unit to display a result of the image processing as an image. 11. An Alzheimer's disease diagnosis method, comprising bring an end portion of a rod type image probe into contact with an olfactory epithelium tissue region through a nose to obtain signals on a state of the olfactory epithelium tissue region. 12. The method of claim 11, further comprising converting the signals obtained with the rod type image probe into digital signals. 13. The method of claim 12, further comprising performing an image processing on the digital signals and displaying a result of t... | Electronics and Telecommunications Research Institute | A61B005/16 G01B009/02
US20140130593 | A1 | 2014-05-15 | PRESSURE MEASUREMENT STRUCTURE | 2013-03-22 | A pressure measurement structure includes a first substrate, a second substrate, a first electrode layer, a second electrode layer, at least a piezoresistive layer and a wiring layer. The second substrate faces towards the first substrate. The first electrode layer is disposed on the first substrate and faces towards the second substrate. The second electrode layer is disposed on the second substrate and faces towards the first electrode layer. At least a piezoresistive layer is located between the first electrode layer and the second electrode layer. A wiring layer is disposed on the second substrate and back to the first substrate. The wiring layer includes multiple wires. Part of the wires are electrically connected to the first electrode layer. The other part of the wires are electrically connected to the second electrode layer. | 1. A pressure measurement structure, comprising: a first substrate;a second substrate facing towards the first substrate;a first electrode layer disposed on the first substrate and facing towards the second substrate;a second electrode layer disposed on the second substrate and facing towards the first electrode layer;at least a piezoresistive layer located between the first electrode layer and the second electrode layer; anda wiring layer disposed on the second substrate and back to the first substrate, wherein the wiring layer comprises a plurality of wires, a part of the wires are electrically connected to the first electrode layer, and another part of the wires are electrically connected to the second electrode layer. 2. The pressure measurement structure according to claim 1, wherein the first electrode layer comprises a plurality of first sensing groups, each of the first sensing groups comprises a plurality of first sensing elements, the first sensing elements of the same first sensing group are electrically connected to each other, the first sensing elements are substantially arranged along a first direction, the second electrode layer comprises a plurality of second sensing groups, each of the second sensing groups comprises a plurality of second sensing elements, the second sensing elements of the same second sensing group are electrically connected to each other, the second sensing elements are substantially arranged along a second direction, the second direction is orthogonal to the first direction. 3. The pressure measurement structure according to claim 2, further comprising a plurality of conductive components, wherein each of the first sensing groups has a first electrical contact, each of the second sensing groups has a second electrical contact, a part of the conductive components are electrically connected to the part of wires and the first electrical contacts, and another part of the conductive components are electrically connected to the another part of wires and the second electrical contacts. 4. The pressure measurement structure according to claim 3, wherein each of the conductive components is a conductive pin, the conductive pins penetrate through the second substrate, the part of the conductive components are electrically connected to the part of the wires and the first electrical contacts, and the another part of the conductive components are electrically connected to the another part of the wires and the second electrical contacts. 5. The pressure measurement structure according to claim 3, wherein each of the conductive components is a copper foil tape, the part of the conductive components are electrically connected to the part of the wires and the first electrical contacts, and the another part of the conductive components are electrically connected to the another part of the wires and the second electrical contacts. 6. The pressure measurement structure according to claim 2, wherein the piezoresistive layer i... | INDUSTRIAL TECHNOLOGY RESEARCH INSTITUTE | A61B005/103
US20140128702 | A1 | 2014-05-08 | DUAL ELECTRODE SYSTEM FOR A CONTINUOUS ANALYTE SENSOR | 2013-12-30 | Disclosed herein are systems and methods for a continuous analyte sensor, such as a continuous glucose sensor. One such system utilizes first and second working electrodes to measure additional analyte or non-analyte related signal. Such measurements may provide a background and/or sensitivity measurement(s) for use in processing sensor data and may be used to trigger events such as digital filtering of data or suspending display of data. | 1-16. (canceled) 17. An implantable continuous glucose sensor comprising: a substrate;a first conductive material covering at least a portion of the substrate, wherein the first conductive material comprises a first electrode;a first insulative material covering at least a portion of the first conductive material;a second conductive material covering at least a portion of the first insulative material, wherein the second conductive material comprises a second electrode;a second insulative material covering at least a portion of the second conductive material; anda third conductive material covering at least a portion of the second insulative material, wherein the third conductive material comprises a third electrode. 18. The sensor of claim 17, wherein at least one of the first electrode, second electrode, or third electrode is a working electrode. 19. The sensor of claim 18, further comprising a membrane disposed over the working electrode, wherein the membrane comprises a first domain configured to reduce a flux of glucose therethrough, wherein the first domain comprises a product of a reaction of an isocyanate compound with a compound comprising a hydroxyl group and/or a compound comprising an amine group. 20. The sensor of claim 19, wherein the membrane further comprises a second domain, wherein the second domain comprises an enzyme configured to react with glucose. 21. The sensor of claim 17, wherein at least one of the first electrode, second electrode, or third electrode is a reference electrode. 22. The sensor of claim 17, wherein at least of the first electrode, second electrode, or third electrode is a counter electrode. 23. The sensor of claim 17, wherein the first electrode is a working electrode, wherein the second electrode is a reference electrode, and wherein the third electrode is a counter electrode. | DexCom, Inc. | A61B005/1486 A61B005/145
US08734422 | B2 | 2014-05-27 | Closed loop control with improved alarm functions | 2008-08-31 | Methods, system and devices for monitoring control parameters in a closed loop control operation including continuously monitoring glucose level and automatic administration of a medication, detecting a condition associated with hypoglycemia, determining whether a probability of the detected condition associated with hypoglycemia exceeding a threshold level, and outputting a notification based upon the determination are provided. | 1. A method, comprising: monitoring control parameters in a closed loop control operation including monitoring a glucose level and administration of a medication;determining a predictive glucose response based on a predictive modeling analysis, the predictive modeling analysis based on prior monitored sensor data and one or more exogenous factors including insulin delivery information, meal intake and exercise events;comparing the predictive glucose response with corresponding monitored sensor data;detecting sensor anomalies based on the comparison of the predictive glucose response with the corresponding monitored sensor data;detecting a condition associated with hypoglycemia including determining a level of uncertainty in the monitored glucose level based on a predicted or anticipated glucose level;when the condition associated with hypoglycemia is detected, determining a probability that the detected condition associated with hypoglycemia corresponds to a hypoglycemic condition, wherein determining the probability that the detected condition associated with hypoglycemia corresponds to the hypoglycemic condition includes receiving additional sensor data and analyzing the received additional sensor data to determine whether the analyzed sensor data indicates a persistent low glucose level;comparing the determined probability that the detected condition associated with hypoglycemia corresponds to the hypoglycemic condition, to a probability threshold level to confirm a presence of the hypoglycemic condition;outputting a notification when the determined probability exceeds the probability threshold level and after the presence of the hypoglycemic condition is confirmed;determining periodically at a first medication delivery rate adjustment frequency whether to adjust a medication delivery rate;monitoring the glucose level at a predetermined frequency;determining a variation in a plurality of monitored glucose levels;modifying the first medication delivery rate adjustment frequency to a second medication delivery rate adjustment frequency based on the determined variation in the plurality of monitored glucose levels; anddetermining periodically at the second medication delivery rate adjustment frequency whether to adjust the medication delivery rate. 2. The method of claim 1, further comprising updating the closed loop control operation to modify the administration of the medication. 3. The method of claim 1, wherein the medication includes insulin, glucagon, or a combination thereof. 4. The method of claim 1, wherein outputting the notification after the presence of the hypoglycemic condition is confirmed reduces outputting false low glucose alarms based on a presence of glucose sensor signal dropout or a glucose sensor early signal attenuation condition. 5. The method of claim 1, wherein outputting the notification when the determined probability exceeds the probability threshold level includes outputting an alarm notification. 6. The method... | Abbott Diabetes Care Inc. | A61M031/00 A61B005/00 G01N033/48 G06F017/18
US08734367 | B2 | 2014-05-27 | Method and apparatus for measuring non-nutritive suck pattern stability | 2012-07-23 | Method and apparatus are provided for generating an index associated with non-nutritive suck pattern stability. An example apparatus can include an STI generator configured to generate a plurality of non-nutritive suck (NNS) pressure samples using a non-nutritive pacifier and a pressure transducer, and to sum a plurality of standard deviations based on the plurality of NNS pressure samples to provide a spatiotemporal index (STI) of non-nutritive suck pattern stability, wherein the STI is configured to provide a composite indication of variability of amplitude, and duration of a plurality of portions of the NNS pressure samples. | 1. An apparatus, comprising: a non-nutritive pacifier;a pressure transducer in communication with the pacifier to sense pressure applied to the pacifier;a spatiotemporal index (STI) generator configured to generate a plurality of digitized, non-nutritive suck (NNS) pressure samples using the non-nutritive pacifier and the pressure transducer, to determine a plurality of standard deviations of a plurality of burst data sets using the plurality of digitized NNS pressure samples, wherein each standard deviation is based on a burst data point value associated with a particular sample of each of a plurality of normalized burst data sets, and to sum the plurality of standard deviations to provide a spatiotemporal index (STI) of non-nutritive suck pattern stability, wherein the STI is configured to provide a composite indication of variability of amplitude, and duration of a plurality of portions of the NNS pressure samples. 2. The apparatus of claim 1, wherein STI generator includes a peak selector, the peak selector configured to receive a minimum peak threshold and to identify peaks within a NNS pressure sample of the plurality of NNS pressure samples using the minimum peak threshold. 3. The apparatus of claim 2, wherein the STI generator includes a burst selector, the burst selector configured receive peak identification information from the peak selector and to identify the plurality of burst data sets using the peak identification information. 4. The apparatus of claim 3, wherein the peak identification information can include shoulder peak information and the burst selector is configured to delete at least a portion of the shoulder peak information to identify the plurality of burst data sets. 5. The apparatus of claim 3, wherein the STI generator includes a burst queue configured to store the plurality of burst data sets. 6. The apparatus of claim 5, wherein the STI generator is configured to normalize the plurality of burst data sets to generate the plurality of normalized burst data sets. 7. The apparatus of claim 6, wherein the normalized burst data sets include time normalized data points of the burst data sets and amplitude normalized data points of the burst data sets. 8. The apparatus of claim 6 wherein the STI generator includes a STI waveform generator configured to receive the plurality of normalized burst data sets and to determine the plurality of standard deviations. 9. The apparatus of claim 8, wherein the STI generator includes a NNS-STI processor is configured to receive the plurality of standard deviations, and to sum the plurality of standard deviations to provide a spatiotemporal index (STI) of non-nutritive suck pattern stability. 10. The apparatus of claim 1, including a display coupled to the STI generator to display the STI. 11. An apparatus, comprising: a non-nutritive pacifier;a pressure transducer in communication with the pacifier to sense pressure applied to the pacifier;a processor configured to receive pre... | University of Kansas | A61B005/103 A61B005/117
US08718740 | B2 | 2014-05-06 | Biomedical sensor | 2011-12-16 | A biomedical sensor is provided. The biomedical sensor comprises a printed bio-potential electrode on the biomedical sheet sensor configured to provide an electrical contact with a surface to be measured, and a bi-stable printed electronic ink indicator provided on the biomedical sheet sensor and configured to indicate a loose contact of a bio-potential electrode operation by switching the color of the bi-stable indicator from a first color to a second color when a loose contact is detected. | 1. A biomedical sensor, comprising: a printed bio-potential electrode on a substrate sheet configured to provide an electrical contact with a surface to be measured;a bi-stable printed electronic ink indicator switchable from a first color to a second color to indicate a loose contact of a bio-potential electrode operation; anda lead-off detector configured to detect a loose contact of the printed bio-potential electrode with the surface and to effect color switching of the bi-stable printed electronic ink indicator from the first color to the second color when a loose contact is detected. 2. The biomedical sensor according to claim 1, wherein the bi-stable printed electronic ink indicator comprises a bi-stable electrochromic indicator or a bi-stable electrophoretic indicator. 3. The biomedical sensor according to claim 1, wherein the bi-stable printed electronic ink indicator comprises an ink material having a predetermined decay time from the second color to the first color, and wherein a color change of the bi-stable printed electronic ink indicator is maintained by refreshing it with a voltage pulse at appropriate intervals. 4. The biomedical sensor according to claim 3, wherein the second color corresponds to a basic state towards which the ink material of the bi-stable printed electronic ink indicator decays. 5. The biomedical sensor according to claim 1, wherein the sensor has a hybrid structure. 6. The biomechanical sensor according to claim 5, wherein the lead-off detector is a direct current lead-off detector, an alternating current lead-off detector, or a contact impedance meter, and wherein the lead-off detector is configured to perform an intermittent impedance measurement at a signal frequency band. 7. The biomedical sensor according to claim 5, wherein the lead-off detector is a part of a biosignal preamplifier configured to both amplify the biosignal and detect a loose contact. 8. The biomedical sensor according to claim 7, wherein the biosignal preamplifier comprises: a differential amplifier stage comprising inputs connected to at least two electrodes, and an amplified biosignal output;at least two resistors at the inputs of the differential amplifier stage configured to feed respective at least two DC currents to respective at least two electrodes;a feedback amplifier loop with a high-pass filtering configured to remove a DC component from the amplified biosignal output and to feedback the amplified biosignal output;wherein the feedback amplifier loop is configured to saturate due to a loose contact of one of the at least two electrodes and to cause pulling of the amplified biosignal output up to approximately a supply voltage, wherein the pulled up amplified biosignal output indicates a loose electrode. 9. The biomedical sensor according to claim 1, further comprising at least one disposable printed battery. 10. The biomedical sensor according to claim 9, wherein the at least one disposable printed battery is arranged... | General Electric Company | A61B005/0408 A61B005/0424 A61B005/0478
US09186069 | B2 | 2015-11-17 | Biological information displaying apparatus and biological information displaying system | 2013-10-03 | A biological information displaying apparatus includes: a displaying section on which a measurement display screen displaying biological information under measurement and an abnormality display screen displaying information alarming an abnormality of the biological information, and the biological information at a timing when the abnormality occurs are displayed; and a display controlling section which is configured to display the abnormality display screen on the measurement display screen, so that the abnormality display screen is superimposed on the measurement display screen. In case where the abnormality display screen is displayed on the displaying section, the display controlling section controls the displaying section so that, even when the abnormality resolves, the information alarming the abnormality of the biological information, and the biological information at the timing when the abnormality occurs are continued to be displayed on the abnormality display screen. | 1. A biological information displaying apparatus comprising: a displaying section on which a measurement display screen and an abnormality display screen are displayed, the measurement display screen displaying biological information under measurement, the abnormality display screen displaying information providing notice of an abnormality of the biological information, and the biological information including a waveform at a timing when the abnormality occurs; anda display controlling section which is configured to control the displaying section, the display controlling section which is configured to display the abnormality display screen on the measurement display screen, based on a preset alarm condition, so that at least a part of the abnormality display screen is superimposed on the measurement display screen, wherein,in a case where the abnormality display screen is displayed on the displaying section, the display controlling section controls the displaying section so that, even when the abnormality resolves, the information providing notice of the abnormality of the biological information, and the biological information including the waveform at the timing when the abnormality occurs are continued to be displayed on the abnormality display screen, andthe display controlling section controls the displaying section so that the abnormality display screen is continued to be displayed until a confirmation process for the abnormality display screen is executed in response to an external operation, andthe confirmation process includes an alarm confirmation process indicating that an alarm is confirmed, and a content confirmation process indicating that contents of the information providing notice of the abnormality of the biological information and the biological information including the waveform at the timing when the abnormality occurs which are displayed on the abnormality display screen are confirmed. 2. The biological information displaying apparatus according to claim 1, wherein, in the case where the abnormality display screen is displayed on the displaying section, the display controlling section controls the displaying section so that the information alarming providing notice of the abnormality of the biological information, and the biological information at the timing when the abnormality occurs are continued to be displayed on the abnormality display screen, until the confirmation process is executed in response to the external operation. 3. The biological information displaying apparatus according to claim 1, wherein the biological information includes first biological information and second biological information which are different from each other,the abnormality occurs in the first biological information,the first biological information is related to the second biological information, andthe display controlling section controls the displaying section so that the second biological information is displayed on the abnormality displ... | Nihon Kohden Corporation | G08B025/00 A61B005/02 A61B005/0205 A61B005/00 G06F019/00 A61B005/044 A61B005/0215
US08843186 | B2 | 2014-09-23 | Non-invasive reagentless glucose determination | 2012-11-21 | Non-invasive apparatus and method for determining and monitoring glucose concentrations in human subjects. Glucose level is estimated through the effect of glucose on biological cells with glucose dependencies, e.g., red blood cells. The invention is based on the interaction of such cells with oscillating electric field gradients. The response of biological cells depends on factors including shape, size, and electrical charge distribution. The field gradient causes the cells to undergo characteristic motion which is detected by light beam scattering. The autocorrelation of the scattered light is computed, and the Fourier transform (FT) is performed to produce a characteristic velocity spectrum in which the peaks are characteristic of the cell “bio-electrical” states. The glucose level is estimated through measurements of changes of FT with changes in glucose levels after calibration with standard glucose methods. | 1. A non-invasive glucose measuring apparatus comprising: an elongated housing configured to present an oscillating, non-uniform electric field onto a predetermined part of a human body;said housing containing first and second electrodes, the first electrode being arcuate; the second electrode being substantially centered in said arcuate first electrode, wherein said electrodes are configured to generate the non-uniform electric field near the arcuate electrode and the center electrode when the electrodes are connected to an oscillating electrical power source;a light sourcesaid elongated housing also configured to present a collimated light beam generated by the light source onto said predetermined part and to direct light scattered from said part into a detector;a processor in communication with said detector, said processor executing a program that produces an autocorrelation related to said scattered light;said program comparing said autocorrelation, or a function of said autocorrelation, against a predetermined calibration to determine a glucose level. 2. The non-invasive glucose measuring apparatus of claim 1 wherein said light source is a laser. 3. The non-invasive glucose measuring apparatus of claim 1 wherein said detector is a photomultiplier or a photo-diode. 4. The non-invasive glucose measuring apparatus of claim 1 wherein said oscillating, non-uniform electric field is powered by an oscillating power supply. 5. The non-invasive glucose measuring apparatus of claim 4 wherein said oscillating power supply supplies an oscillating voltage of between approximately 1 volt and 1000 volts. 6. The non-invasive glucose measuring apparatus of claim 4 wherein said oscillating power supply supplies a voltage oscillating at a frequency between approximately 0 Hz and 100 GHz. 7. The non-invasive glucose measuring apparatus of claim 1 wherein said light source is a laser; said detector is a photomultiplier or a photo-diode; and said oscillating, non-uniform electric field is powered by an oscillating power supply. 8. The non-invasive glucose measuring apparatus of claim 7 wherein said processor, said laser, said detector and said oscillating power supply are separate from said elongated housing, and wherein light is supplied from said laser to said elongated housing and from said elongated housing to said detector by fiber optics, and a voltage is applied from said oscillating power supply to said probe by an electrical conductor to form said non-uniform field. 9. The non-invasive glucose measuring apparatus of claim 1 wherein said program that produces said autocorrelation function uses a correlator device. 10. The non-invasive glucose measuring apparatus of claim 1 wherein said program performs a Fourier Transform on said autocorrelation. 11. The non-invasive glucose measuring apparatus of claim 1 wherein said non-uniform electric field has a gradient between approximately 10 volts/cm2 and approximately 109 volts/cm2. 12. The non-invas... | - | A61B005/1455 A61B005/00 A61B005/05 A61B005/145
US08734354 | B2 | 2014-05-27 | Sphygmomanometer | 2013-05-29 | A sphygmomanometer measures blood pressure in accordance with an oscillation in an artery wall, resulting from an arterial pulse correspondent with a change in cuff pressure. It comprises a cuff that is connected to the sphygmomanometer main body by a tube, a display unit for displaying the results of blood pressure measurements, and an air supply unit for supplying air to, and thus pressurizing, the cuff, which is detachable from the sphygmomanometer main body. The air supply unit is screwed into the sphygmomanometer main body with a screw assembly, and the screwed-in state is preserved by a caulking ring. The air supply unit also comprises a filter for keeping dust from entering the sphygmomanometer main body. | 1. A sphygmomanometer, that measures blood pressure in accordance with an oscillation in an artery wall, resulting from an arterial pulse correspondent with a change in cuff pressure, comprising: a cuff that is connected to a sphygmomanometer main body by a tube;an air supply unit for supplying air to and pressurizing the cuff, the air supply unit being detachable from the sphygmomanometer main body, and forming a single unit when attached to the sphygmomanometer main body;a mode switch for selecting a measurement mode from among a Normal mode that measures blood pressure automatically, a Slow mode that measures blood pressure automatically, and a Stethoscope mode for measuring blood pressure manually via a stethoscope;a control unit for controlling opening and closing of an electromagnetic valve of the sphygmomanometer to adjust a speed at which air is exhausted from the cuff according to the measurement mode selected via the mode switch so that the control unit controls the electromagnetic valve to: i) keep the exhaust speed at a first preset exhaust speed during blood pressure measurement when the Normal mode is selected by the mode switch; ii) keep the exhaust speed at a second preset exhaust speed during blood pressure measurement when the Slow mode is selected by the mode switch, the second preset exhaust speed being approximately half of the first preset exhaust speed; and iii) keep the exhaust speed at a third preset exhaust speed during blood pressure measurement when the Stethoscope mode is selected by the mode switch, the third preset exhaust speed being approximately the same as the second preset exhaust speed;a display unit which displays a blood pressure measurement result and the selected measurement mode;a memory storing pressure values measured by the pressure sensor during depressurization of the cuff;whereinthe control unit determines a systolic blood pressure based on the stored pressure values;the control unit obtains a pressure value as a first candidate from the stored pressure values at a point where a difference between a squared value of a measured amplitude of the pressure and a squared value of an estimated amplitude of the pressure is within a first prescribed percent range of a maximum amplitude of the pressure for a first time, the estimated amplitude being estimated from temporally previous pressure values;the control unit obtains a pressure value as a second candidate from the stored pressure values at a point where a difference between the squared values is within a second prescribed percent range of the maximum amplitude for a first time as seen from a timing of the maximum amplitude, andthe control unit determines a blood pressure corresponding to the first candidate as the systolic blood pressure when a difference between the first candidate and the second candidate is within a prescribed value. 2. A sphygmomanometer, that measures blood pressure in accordance with an oscillation in an artery wall, resulting ... | Terumo Kabushiki Kaisha | A61B005/02
US08926501 | B2 | 2015-01-06 | Intelligent endoscopy systems and methods | 2014-01-17 | Endoscope sheaths and associated endoscopy data collection and analysis systems and methods are described. In one implementation an endoscope sheath include a body and one or more sensors disposed in the body. The sheath may further include a leak detection apparatus configured to detect leaks in the sheath body. In addition, the sheath may include actuator apparatus, such as a balloon catheter or other surgical instrument. Data from the endoscope and endoscope sheath may be collected, fused and displayed for use in medical procedures and/or analysis. | 1. A system for evaluating an airway, the system comprising: an endoscopy sheath having plural sensors responsive to a first parameter, which sensors are configured about and positioned on the external surface of the endoscopy sheath so that said plural sensors responsive to a first parameter are capable of providing first sensor data related to the airway from more than one cross-sectional position about the endoscopy sheath;an endoscope for disposition within the endoscopy sheath, the endoscope for providing image data of the airway;a visual display; andan endoscopy analysis module configured to receive the first sensor data related to the airway and the imaging data of the airway, the endoscopy analysis module being configured to provide information to the visual display in which the image data and the first sensor data related to the airway are associated so that the visual display depicts, in one image, image data of the airway and first sensor data related to the airway at more than one cross-sectional position about the airway. 2. The system of claim 1 further comprising one or more sensors responsive to a second parameter, said one or more sensors responsive to the second parameter being positioned on the external surface of the endoscopy sheath. 3. The system of claim 2 further comprising one or more sensors responsive to a third parameter, said sensors responsive to the third parameter being positioned on the external surface of the endoscopy sheath. 4. The system of claim 1 in which the endoscopy sheath has one or more position sensors. 5. The system of claim 1 in which the endoscopy analysis module is configured to receive the first sensor data and the image data via wires. 6. The system of claim 1 in which the endoscopy analysis module is configured to receive the first sensor data and the image data by radio frequency. 7. A system for evaluating a body cavity, the system comprising: an endoscopy sheath having plural pressure sensors configured about and positioned on the external surface of the endoscopy sheath so that the plural pressure sensors are capable of providing pressure data related to the body cavity from more than one cross-sectional position about the endoscopy sheath;an endoscope for disposition within the endoscopy sheath, the endoscope for providing image data of the body cavity;an endoscopy analysis module configured to receive the pressure data related to the body cavity and the imaging data of the body cavity, the endoscopy analysis module being configured to provide information to the body cavity in which the image data and the pressure data related to the body cavity are associated so that a visual display depicts, in one image, image data of the body cavity and pressure data related to the body cavity at more than one cross-sectional position about the image data of the body cavity. 8. The system of claim 7 further comprising a temperature sensor positioned on the external surface of the endoscopy sheath... |  | A61B001/00 A61B001/04 A61B005/06 A61B005/00 A61B005/01 A61B005/103 A61B005/145 A61B001/12 A61B008/12
US08897866 | B2 | 2014-11-25 | Multi-touch approach for ECG measurement | 2013-06-25 | An ECG measurement approach for any multi-touch screens comprises the following steps: 1) display ECG on the screen; 2) use two fingers to touch the screen and the two touch points have two vertically projected points on the actual ECG waves; 3) draw the horizontal and vertical baselines to show the x interval in milliseconds and y interval in microvolt; 4) move any one or both of the two fingers touch points on the screen, the projected points and the horizontal/vertical baselines updated synchronously, as well as the measurements; 5) measure the different part of the ECG waves using this approach, including the wave top points, wave beginning and ending points. This approach can be used as a measurement tool to any graphs of functions over time displayed on the multi-touch screen, like EEG. | 1. A process for measuring electrocardiography (ECG) based on multi-point touch on a display screen comprising the following steps: a. Collect ECG data with an acquisition device, or by scanning ECG report, or by drawing on the screen;b. Two fingers touch two points simultaneously on the screen, which projects two target points on waves of the ECG which is loaded on the screen;c. Generate a horizontal baseline and a vertical baseline between the two target points, and calculate the horizontal interval (x) in milliseconds and vertical interval (y) in microvolt between the two target points;d. Move the fingers and project two new target points, update new baselines and new intervals between the two new target points;e. Repeat steps b. c. and d. to measure the intervals for different positions of the waves of the ECG including wave top point, wave beginning point and wave ending point;f. Analyze acquired data from above steps to diagnose heart abnormalities or to study cardiologywherein the two touch point coordinates are designated as (x1 , y1) and (x2, y2); the x1 and x2 divided by pixelsPerPoint results in point index n1 and n2, respectively, through which the voltage values on y axis from voltage[ ]array are v1 and v2 , which yields two target point coordinates designated as (n1, v1 ) and (n2, v2 ), wherein pixelsPerPoint represents pixels per point on screen; then drawing the two target points on the screen based on the pixels per point. 2. The process according to claim 1, wherein the projected target points are generated by two actual touch point coordinates on the screen which is revealed by a gesture application program interface (API) provided by an operation system of a touch screen device. 3. The process according to claim 1, wherein the x interval and y interval are calculated by which the x interval is ((n2−n1)/sample)×1000, wherein the sample is a sampling rate that is represented by the points per second; y interval is v2 −v1 . 4. The process according to claim 1, wherein the measurement of ECG is synchronously performed as one or two fingers are moved on the screen. 5. The process according to claim 2 wherein the operating system of the touch screen device provides the gesture API that is an UlPinchGestureRecognizer which generates the following parameters when the fingers touch the screen: numberOfTouches : Number of Touches,locationOfTouch(int index): Coordinate of the touch index of index;calculates the x1 and x2 with the following equations wherein x1 represents the left touch point: int x1=self.touch1.x >=self.touch2.x ? self.touch2.x: self.touch1.x, int x2=self.touch1.x &lt;=self.touch2.x ? self.touch2.x: self.touch1.x; calculates the point index of two touches on the ECG waves with the pixels per point: int n1=Math.Floor(x1/pixelsPerPoint),int n2 =Math.Floor(x2/pixelsPerPoint);reads voltage values from the voltage[ ] array of ECG: int v1=voltage[n1],int v2=voltage[n2];and draws the points and lines on the screen with the ... | Vales and Hills Biomedical Tech. Ltd. | A61B005/04 A61B005/0402 A61B005/00 A61B005/044
US09119529 | B2 | 2015-09-01 | Systems and methods for dynamically and intelligently monitoring a host's glycemic condition after an alert is triggered | 2013-01-16 | Systems and methods for providing sensitive and specific alarms indicative of glycemic condition are provided herein. In an embodiment, a method of processing sensor data by a continuous analyte sensor includes: evaluating sensor data using a first function to determine whether a real time glucose value meets a first threshold; evaluating sensor data using a second function to determine whether a predicted glucose value meets a second threshold; activating a hypoglycemic indicator if either the first threshold is met or if the second threshold is predicted to be met; and providing an output based on the activated hypoglycemic indicator. | 1. A method of transitioning between states associated with a host's glycemic condition, the method comprising: evaluating sensor data from a continuous glucose sensor and activating an alert state based on the sensor data meeting one or more active transition criteria associated with a hypoglycemic condition or hyperglycemic condition;providing an output associated with the active alert state, wherein the output is indicative of the hypoglycemic condition or hyperglycemic condition;transitioning from the active state to an acknowledged state for a time period responsive to at least one of a user acknowledgment of the alert state or data indicative of the host's glucose trending toward euglycemia;actively monitoring data associated with the host's hypoglycemic or hyperglycemic condition for a time period in the acknowledged state; andtransitioning from the acknowledged state to the inactive state responsive to receiving insulin data and/or meal information. 2. The method of claim 1, wherein the transitioning from the active state to an acknowledged state comprises transitioning from the active state to the acknowledged state based on the data indicative of the host's glucose trending toward euglycemia, wherein the data is selected from the group consisting of a) sensor data indicative of a change in glucose trend or b) insulin information associated with a correction of the condition. 3. The method of claim 1, wherein the transitioning from the active state to an acknowledged state comprises transitioning from the active state to the acknowledged state based on the a user acknowledgment, wherein the data is selected from the group consisting of a) a user acknowledgement of the alert on a user interface or b) user input insulin information or c) user input of meal information. 4. The method of claim 1, wherein the actively monitoring comprises monitoring at least one of the sensor data, sensor diagnostic information, meal information, insulin information, or event information. 5. The method of claim 1, wherein transitioning from the acknowledged state further comprises transitioning from the acknowledged state to the active state based on the one or more active transition criteria associated with a hypoglycemic condition or hyperglycemic condition being met and based on an expiration of a predetermined time period. 6. The method of claim 1, wherein after receiving the user acknowledgement of the alert state and determining data is indicative of the host's glucose trending toward euglycemia, further comprising transitioning from the acknowledged state to the active state based on the host's glucose trending away from euglycemia during the active monitoring time period. 7. The method of claim 1, further comprising selectively outputting information associated with the state transition. 8. The method of claim 7, wherein the output associated with a transition to the active state is different from the output association with a transition from t... | DexCom, Inc. | G08B021/00 A61B005/00 A61B005/145
US20140142466 | A1 | 2014-05-22 | PHYSICAL MOTION DETECTING DEVICE AND CONTROL METHOD FOR PHYSICAL MOTION DETECTING DEVICE | 2012-06-06 | Whether one of a user's feet has touched the ground is detected on the basis of detection values from an acceleration sensor. In a single walking cycle, a period in which the user is standing on a first (the second) foot from a time when a detecting member detects that the first (second) foot has touched the ground to a time when the detecting member detects that a second (first) foot has touched the ground is defined as a first (second) stance period. A representative value for the detection values for each of the first and the second stance period is calculated on the basis of the detection values detected by the acceleration sensor. Whether or not a walking is an ascending (descending) walking is determined on the basis of a comparison result between the calculated representative values for the first and the second stance period. | 1. A physical motion detecting device which comprises a main body equipped with an accelerator sensor for detecting an acceleration of said main body and a control unit, and is configured to detect physical motions of a user with said main body being mounted at a predetermined part of the user, said control unit includinga detecting member configured to detect whether or not one of said user's feet has touched the ground on the basis of detection values from said acceleration sensor,in a single walking cycle, a period in which said user is standing on a first foot from a time when said detecting member detects that said first foot has touched the ground to a time when said detecting member detects that a second foot has touched the ground being defined as a first stance period, andin a single walking cycle, a period in which said user is standing on said second foot from a time when said detecting member detects that said second foot has touched the ground to a time when said detecting member detects that said first foot has touched the ground being defined as a second stance period,said control unit further includinga calculating member configured to calculate a representative value for the detection values detected by said acceleration sensor for each of said first stance period and said second stance period on the basis of the detection values detected by said acceleration sensor, anda determining member configured to determine whether or not the walking is an ascending walking or a descending walking on the basis of a comparison result between said representative values calculated by said calculating member for said first stance period and said second stance period. 2. The physical motion detecting device according to claim 1, wherein said determining member determines whether or not the walking is an ascending walking or a descending walking on the basis of a comparison result whether or not a ratio of said representative value for said first stance period relative to said representative value for said second stance period is equal to or greater than a predetermined value. 3. The physical motion detecting device according to claim 2, further comprising a notification unit configured to notify the user of a piece of predetermined information, andan input unit configured to receive an input of a piece of predetermined information from the user,wherein said control unit further includesa notification controlling member configured to control said notification unit to notify the user of a result determined by said determining member,an input receiving member configured to receive from said input unit an input of a piece of true or false information representing a true or false indicator on the result notified by said notification member, andan adjusting member configured to adjust said predetermined value according to the true or false indicator represented by the piece of true or false information received by said input receiving member. 4. T... | OMRON HEALTHCARE CO., LTD. | A61B005/11 A61B005/00
US20140121559 | A1 | 2014-05-01 | DETECTING COGNITIVE IMPAIRMENT INDICATORS | 2012-11-01 | A method, system or computer usable program product for monitoring user interaction patterns to provide early warning of cognitive impairment including monitoring with an application running on a processor a first set of user interactions of a user with a data processing system to form a historical baseline for the user that is stored in memory, monitoring with the application running on the processor a second set of user interactions of the user with the data processing system to form a set of current results for the user, comparing with the processor the set of current results with the historical baseline, and responsive to identifying a change indicative of a cognitive degradation for the user, sending a notification indicating the change. | 1. A method of monitoring user interaction patterns to provide early warning of cognitive impairment comprising: monitoring with an application running on a processor a first set of user interactions of a user with a data processing system to form a historical baseline for the user that is stored in memory;monitoring with the application running on the processor a second set of user interactions of the user with the data processing system to form a set of current results for the user;comparing the set of current results with the historical baseline; andresponsive to identifying a change indicative of a cognitive degradation for the user, sending a notification indicating the change. 2. The method of claim 1 wherein the historical baseline and the current set of results are based on a set of parameters stored in memory. 3. The method of claim 2 wherein the set of parameters may be updated remotely. 4. The method of claim 1 wherein the monitoring may be performed across multiple data processing systems, each system sending any results of monitoring to a central data processing system, the central system performing the comparing. 5. The method of claim 1 wherein the historical baseline and the current set of results are based on a set of parameters stored in memory; wherein the set of parameters may be updated remotely; wherein the monitoring may be performed across multiple data processing systems, each system sending any results of monitoring to a central data processing system, the central system performing the comparing; wherein the notification is sent by email; and wherein an unneeded data is cleared from memory, and wherein the multiple data processing systems are selected from a group consisting of a mobile device, a game device, a smartphone, a desktop computer, a laptop computer, and a server computer. 6. The method of claim 1 wherein the data processing system is selected from a group consisting of a mobile device, a game device, a smartphone, a desktop computer, a laptop computer, and a server computer; and wherein the first set of user interactions is selected from a group consisting of text, game, procedure, semantic, voice, and gestures. 7. The method of claim 6 wherein the change is a threshold difference selected from a group consisting of vocabulary, sentence structure, playing time, game types, game complexity, errors, number of repeated searches, accuracy, quantity, duration, rate, contraction, emotion, navigation, voice place holders, selection errors, and a reaction time. 8. The method of claim 7 wherein the notification is selected from a group consisting of the user, a professional, a health care provider, a relative, and other designated person identified in a predetermined list. 9. A computer usable program product comprising a computer usable storage medium including computer usable code for use in monitoring user interaction patterns to provide early warning of cognitive impairment, the computer usable program pro... | INTERNATIONAL BUSINESS MACHINES CORPORATION | A61B005/16 A61B005/12 A61B005/00
US08874197 | B2 | 2014-10-28 | Risk determination for ventricular arrhythmia | 2012-10-30 | Risk determination for a near fatal ventricular arrhythmia of a patient. An electrocardiogram of a heart of the patient is obtained. A parameter is measured, using an electrocardiogram of a heart of the patient, indicative of an autonomic nervous system of the patient. A numeric score is assigned for the parameter indicative of the conduction system of the heart. A numeric score is assigned for the parameter indicative of the autonomic nervous system. A ratio of the numeric score of the parameter indicative of the conduction system of the heart of the patient and the numeric score of the parameter indicative of the autonomic nervous system of the patient is calculated. The risk of the potentially near fatal ventricular arrhythmia of the patient is determined to be significant if the ratio is greater than a predetermined threshold. An action responsive to the determining step is taken. | 1. A system for determining a risk of a potentially near fatal ventricular arrhythmia of a patient, comprising: an implantable medical device configured to: obtain an electrocardiogram of a heart of said patient;measure, using said electrocardiogram, a parameter indicative of a local conduction system of said heart of said patient;measure, using said electrocardiogram, a parameter indicative of a global autonomic nervous system of said patient;said system being configured to: assign a numeric score for said parameter indicative of said local conduction system of said heart of said patient;assign a numeric score of said parameter indicative of said global autonomic nervous system of said patient;calculate a ratio of said numeric score of said parameter indicative of said local conduction system of said heart of said patient with said numeric score of said parameter indicative of said global autonomic nervous system of said patient;take an action responsive to said risk of said potentially near fatal ventricular arrhythmia of said patient being significant if said ratio is greater than a predetermined threshold. 2. A system as in claim 1 wherein said action comprises activating an alarm. 3. A system as in claim 1 wherein said action comprises administering a therapeutic action with said patient. 4. A system as in claim 3 further comprising cardiac device, operatively coupled to said medical device and configured to perform a therapeutic action for said patient in response to said risk of said potentially near fatal ventricular arrhythmia. 5. A system as in claim 4 wherein said cardiac device comprises a cardiac pacemaker. 6. A system as in claim 4 wherein said cardiac device comprises a cardioverter. 7. A system as in claim 1 wherein said parameter indicative of a local conduction system of said heart of said patient comprises a QRS-width. 8. A system as in claim 7 wherein said numeric score of said QRS-width is scored in time. 9. A system as in claim 8 wherein said numeric score of said QRS-width is scored in milliseconds. 10. A system as in claim 7 wherein said parameter indicative of said global autonomic nervous system comprises a detrended fluctuation analysis slope Alpha-1 (DFa1). 11. A system as in claim 10 wherein said period of time is at least ten hours. 12. A system as in claim 10 wherein a higher value of said numeric score for said parameter indicative of said local conduction system of said heart of said patient is indicative of a greater risk of said potentially near fatal ventricular arrhythmia of said patient. 13. A system as in claim 12 wherein a lower value of said parameter indicative of said global autonomic nervous system of said patient is indicative of a greater risk of said potentially near fatal ventricular arrhythmia of said patient. 14. A system as in claim 13 wherein said numeric score of said detrended fluctuation analysis slope Alpha-1 (DFa1) is scored in slope value. 15. A system as in claim 14 wherein ... | Medtronic, Inc. | A61B005/0472 A61B005/0452
US20140135646 | A1 | 2014-05-15 | SYSTEM AND PROCESS FOR DETECTING A FEBRILE CONDITION | 2014-01-16 | The invention is directed to a system and process for estimating a core body temperature of a human subject. The system includes mount, a body, and a heat trap having a temperature sensor. The mount is operable to secure the device to a toilet or adjacent surface. The body houses a microprocessor. The heat trap is distal to the body and is shaped to receive a liquid stream and contain the thermal energy therein. The heat trap comprises a low thermally conductive material. The temperature sensor is in communication with the microprocessor. The temperature sensor is associated with the heat trap and disposed proximate a surface of said heat trap, wherein the liquid stream is directed across the temperature sensor. The system optionally incorporates a processor and memory to store input of the temperature sensor and associate the input with a person, compare the input to historical records for the person, and determine a febrile condition for the person based on the input. | 1. A device for estimating a core body temperature of a user, the device comprising: a heat trap shaped to receive a liquid stream and contain the thermal energy therein;a temperature sensor in communication with a microprocessor, said temperature sensor disposed proximate a surface of said heat trap, wherein said liquid stream is directed across said temperature sensor;said heat trap comprises a sidewall including an upper section having an opening and a lower section having an outlet, said sidewall defining a perimeter around an enclosing the region, said enclosed region defining a passage for said liquid stream; andsaid device associating liquid stream with a person and determining a temperature condition of said person. 2. The device of claim 1, wherein said heat trap includes a thermally reflective surface. 3. The device of claim 1, wherein said heat trap further comprises a heat reflective surface. 4. The device of claim 1, wherein said heat trap further comprises a hydrophilic surface. 5. The device of claim 1, further comprising a second heat trap. 6. The device of claim 5, wherein said second heat trap is configured for selective distal placement relative to the first heat trap. 7. The device of claim 1, further comprising an alternately configured heat trap. 8. The device of claim 1, further comprising a processor and database configured to receive temperature input from said temperature sensor and associate said temperature input with a person. 9. The system of claim 1 further comprising an identity system. 10. The system of claim 9, wherein said identity system comprises an optical camera in communication with a person database, said optical camera enabling system comparison with the person database, facilitating identity information for said person. 11. The system of claim 9, wherein said identity system comprises an RFID reader in communication with a person database, said RFID reader providing identity information for said person. 12. The system of claim 9, wherein said identity system comprises a bar code reader in communication with a person database, said bar code reader providing identity information for said person. 13. The system of claim 9 wherein said identity system is selected from at least one of the following: an RF card system, a bar code system, a magnetic card system, an optical system, a smart card system, a biometric system, a hand scanner system, a fingerprint scanner system. 14. The device of claim 1, further comprising a processor and memory configured to receive input from said temperature sensor and compare said input with historical temperature records of said person. 15. The device of claim 1, further comprising a processor and memory configured to receive input from said temperature sensor and determine a febrile condition in response to said input. 16. The device of claim 1, further comprising a mount operable to secure the device or heat trap thereof to a toilet or proximate surface. 17. A... | - | A61B005/01 A61B005/00
US20140142863 | A1 | 2014-05-22 | Methods And Systems For Orthopedic And Bone Disease Treatment | 2013-11-21 | Methods and systems for orthopedic treatment and bone disease treatment are disclosed. An example method can comprise creating a level set function, receiving bone marrow biopsy data, determining a plurality of parameters of the level set function based on the bone marrow biopsy data, determining a bone marrow interface, and predicting bone mass, bone volume, cell counts and spatial distributions for one or more of, osteoclasts, osteoblasts, pre-osteoblasts, osteocytes, plasma cells, stromal cells, and tumor cells. The disclosed methods and systems can predict treatment outcome of a bone disease for a specific patient. In an aspect, the disclosed methods and systems can incorporate cellular interactions implicitly and therefore do not need to refer explicitly to any of the biochemistry in the system. | 1. A method comprising: creating a level set function;receiving bone marrow biopsy data;determining a plurality of parameters of the level set function based on the bone marrow biopsy data; andpredicting bone volume, bone mass, and cell counts for one or more of, osteoclasts, osteoblasts, pre-osteoblasts, osteocytes, plasma cells, stromal cells, and tumor cells by the calculating the level set function according to the plurality of parameters based on the bone marrow biopsy data. 2. The method of claim 1, wherein the level set function is based on mathematical power law formalism of biochemical systems theory (BST). 3. The method of claim 1, wherein the bone marrow biopsy data comprises bone and bone marrow histomorphometry data. 4. The method of claim 1, further comprising predicting treatment outcome of a bone disease, based on one or more of bone volume, bone mass, cell counts for osteoclasts, osteoblasts, pre-osteoblasts, osteocytes, plasma cells, stromal cells, and tumor cells. 5. The method of claim 1, wherein the pluralities of parameters are associated with bone marrow biopsy data. 6. The method of claim 1, wherein the plurality of parameters are associated with interactions between osteoclasts, osteoblasts, pre-osteoblasts, and osteocytes osteoclasts, osteoblasts, pre-osteoblasts, osteocytes, tumor cells, plasma cells, and stromal cells. 7. The method of claim 1, wherein one or more of the plurality of parameters of the level set function are associated with an effect of a drug on bone remodeling. 8. The method of claim 7, wherein one or more of the plurality of parameters associated with the effect of the drug is a function of dosing time of the drug, dosing frequency of the drug, half-life of the drug, or combination thereof. 9. A method comprising: creating a level set function;receiving bone marrow biopsy data;determining a plurality of parameters of the level set function based on the bone marrow biopsy data;determining a bone marrow interface; andpredicting cell counts and spatial distributions for one or more of, osteoclasts, osteoblasts, and tumor cells. 10. The method of claim 9, wherein the level set function is based on mathematical power law formalism of biochemical systems theory (BST). 11. The method of claim 9, wherein the bone marrow biopsy data comprises bone and bone marrow histomorphometry data. 12. The method of claim 9, wherein determining a bone marrow interface comprises determining one or more of area of marrow space, area of mineralized bone, area of bone, area of cartilage, area of interstitial fluid, and boundaries of trabeculae. 13. The method of claim 9, further comprising predicting treatment outcome of a bone disease based on the cell counts and spatial distribution for one or more of, osteoclasts, osteoblasts, and tumor cells. 14. The method of claim 9, wherein the plurality of parameters are associated with bone marrow biopsy data. 15. The method of claim 9, wherein the plurality of paramete... | - | A61B005/00
US08738106 | B2 | 2014-05-27 | Device, system and method for in vivo analysis | 2007-07-31 | A device for in vivo analysis includes: a reaction chamber to store a detecting reagent able to react with a sample collected in vivo; and optionally a labeled-substance chamber to store a labeled substance able to bind to at least a portion of a compound resulting from a reaction of the detecting reagent and the sample. The in-vivo imaging device, typically an autonomous capsule, may have a housing, the housing comprising a window; an illumination source located within the housing to illuminate a body lumen through the window; an imager to receive light reflected from the body lumen through the window; and a transmitter to transmit image data to a receiving system. The window is coated with liposomes containing a marker such that the imager may acquire images which include the marking. | 1. An in vivo device to detect the presence of an analyte in a fluid sample comprising: an inlet for obtaining the fluid sample in vivo;a reaction chamber in which nanocontainers are immobilized, said nanocontainers carrying imaging agents that are reactant to a target analyte in the fluid sample; andan imager on board said in vivo device for imaging the reaction chamber. 2. The in vivo device according to claim 1 wherein said nanocontainers are liposomes. 3. The in vivo device according to claim 2, wherein said liposomes comprise bilayers of phospholipids around a hydrophobic core. 4. The in vivo device according to claim 2, wherein said liposomes comprise a multilayer of confronting lipid layers around a hydrophobic core. 5. The in vivo device according to claim 1, wherein said imaging agents are a signaling material. 6. The in vivo device according to claim 5, wherein said signaling material is a pH sensitive color in low strength buffer possessing a pH different from that of the sample and/or analyte. 7. The in vivo device according to claim 5, wherein said signaling material is a fluorescent material capable of changing optical properties of the target analyte. 8. The in vivo device according to claim 5, wherein said signaling material has a first color, which is modified to a second, different color when said signaling material reacts with a target analyte in the fluid sample. 9. The in vivo device according to claim 1, wherein said device further comprises a storage chamber including a dry buffer, and a gate to fluidically connect the storage chamber to the reaction chamber. 10. The in vivo device according to claim 1, wherein said device comprises a plurality of storage chambers, reaction chambers, and waste chambers to simultaneously test for different analytes in a sample. 11. The in vivo device according to claim 1, wherein said device further comprises a storage chamber comprising an antibody-antigen-congregate at a predetermined concentration to serve as a reference to the reaction chamber. 12. The in vivo device according to claim 1, wherein at least part of the reaction chamber is transparent and is in an optical path of the imager. 13. The in vivo device according to claim 1 wherein the in vivo device is an autonomous ingestible capsule. 14. The in-vivo device according to claim 1, wherein said device further comprises a waste chamber and a gate to fluidically connect the reaction chamber to the waste chamber. 15. The in vivo device according to claim 14, wherein a pressure gradient between the waste chamber and the reaction chamber facilitates flow when the gate is opened. 16. A method for detecting the presence of an analyte in an in vivo fluid sample, the method comprising: collecting the in vivo fluid sample into a detection system in vivo, wherein the detection system comprises: an inlet for obtaining the fluid sample in vivo;a reaction chamber in which nanocontainers are immobilized, said nanocontainers carryi... | Given Imaging, Ltd | A61B005/1455
US08731652 | B2 | 2014-05-20 | Method and apparatus for monitoring the autonomous nervous system of a sedated patient | 2009-03-16 | A method and an apparatus for monitoring the autonomous nervous system of a sedated patient. The method comprises steps of providing a skin conductance signal measured at an area of the patient's skin through a measurement interval, calculating a characteristic of said skin conductance signal, establishing a first output signal indicating the state of pain or discomfort in the patient, and a second output signal indicating the state of awakening in the patient, based on said characteristic of said skin conductance signal. The calculating of the signal characteristic comprises calculating a value representative of a statistical dispersion, e.g., the standard deviation, of the values of the skin conductance signal through the measurement interval. | 1. A method for monitoring the autonomous nervous system of a sedated patient, comprising: measuring, by an electrode arrangement and a measurement converter, a skin conductance signal at an area of the patient's skin through a measurement interval,calculating, by a processing device, a characteristic of said skin conductance signal,establishing, by a processing device, a first output signal indicating a state of pain or discomfort in the patient, based on said characteristic of said skin conductance signal,establishing, by a processing device, a second output signal indicating a state of awakening in the patient, based on said characteristic of said skin conductance signal,wherein said step of calculating said characteristic comprisescalculating, by a processing device, a value representative of a statistical dispersion of values of said skin conductance signal through said measurement interval, the value being a standard deviation of the values of said skin conductance signal through said measurement interval,further wherein said step of establishing said first output signal indicating the state of pain or discomfort in the patient comprises comparing said standard deviation with a first limit value, the first signal being established as indicating pain or discomfort in the patient if the standard deviation exceeds the first limit value, and wherein said step of establishing said second output signal indicating the state of awakening in the patient comprises comparing said standard deviation with a second limit value, the second signal being established as indicating awakening in the patient if the standard deviation exceeds the second limit value. 2. The method according to claim 1, wherein said first limit value is in the range [0.01 μS, 0.30 μS]. 3. The method according to claim 2, wherein said first limit value is in the range [0.02 μS, 0.10 μS]. 4. The method according to claim 3, wherein said first limit value is 0.03 μS. 5. The method according to claim 1, wherein said second limit value is in the range [0.06 μS, 18.0 μS]. 6. The method according to claim 5, wherein said second limit value is in the range [0.10 μS, 3.0 μS]. 7. The method according to claim 6, wherein said second limit value is 0.5 μS. 8. The method according to one of the preceding claims, wherein said measurement interval is in the range [5 seconds, 40 seconds]. 9. The method according to claim 8, wherein said measurement interval is in the range [10 seconds, 30 seconds]. 10. The method according to claim 9. wherein said measurement interval is 15 seconds. 11. An apparatus for monitoring a sedated patient, comprising measurement equipment for providing a skin conductance signal measured at an area of the patient's skin, anda control unit, including a processing device which is configured to perform the following steps:calculating a characteristic of said skin conductance signal,establishing a first output signal indicating a state of pain or discomfort in the ... | Med Storm Innovation AS | A61B005/053
US08715208 | B2 | 2014-05-06 | Assessment of gait | 2009-11-13 | A method of monitoring or assessing the motion of the limbs of a body when performing repetitive cyclic activity uses inertial measurement units secured to each of the limbs to be monitored. The operation of all of the IMUs is synchronized by way of a pulse from a computer. On performing the repetitive cyclic activity such as walking, running, trotting or galloping, the outputs of the IMUs are assembled and analyzed in realtime, to determine the relative phase of the limb movements, from which an assessment of the gait may be made. | 1. A method of monitoring or assessing the motion of the limbs of a human or animal body when performing repetitive cyclic activity, comprising the steps of: securing a respective sensor measurement unit to each of the limbs to be monitored, each sensor measurement unit being associated with a receiver for data generated thereby;synchronising the operation of the sensor measurement units;assembling and analysing the data from the sensor measurement units to determine the relative phase of the limb movements in the course of the performance of the repetitive cyclic activity using cross-correlation techniques. 2. A method as claimed in claim 1, wherein the assembled data is indicative of at least one of limb rotation and joint rotation. 3. A method as claimed in claim 1, wherein the assembled data is indicative of at least limb spatial position as the limb moves in the course of the cyclic activity. 4. A method as claimed in claim 1, wherein the data from each sensor measurement unit is stored locally in the receiver for subsequent up-loading to a computer wherein the data is analysed for an assessment of the phasing of the limbs during the cyclic activity. 5. A method as claimed in claim 1, wherein the data from each sensor measurement unit is transmitted in real time to a data receptor and then is loaded in to a computer wherein the data is analysed for an assessment of the phases of the limb movements. 6. A method as claimed in claim 1, wherein each sensor measurement unit comprises at least one gyroscope and at least two accelerometers, arranged to sense movement with two degrees of freedom. 7. A method as claimed in claim 6, wherein each sensor measurement unit includes a tri-axial accelerometer. 8. A method as claimed in claim 7, wherein each sensor measurement unit includes three single-axis gyroscopes with their sensing axes arranged mutually orthogonally. 9. A method as claimed in claim 1 and specifically adapted for use in assessing the gait of a horse, wherein each sensor measurement unit is secured to the cannon of a horse's leg. 10. A method as claimed in claim 9, wherein sensor measurement unit defines a z-axis gyroscope and the outputs of the z-axes are used to correlate rotational limb function. 11. A method as claimed in claim 1 and specifically adapted for use in assessing the gait of a horse, wherein the sensor measurement units are arranged to sense joint angle and the sensed angles are correlated to assess the relative phases of the limbs when performing cyclic activity. 12. A method as claimed in claim 11, wherein a separate phase assessment is made for at least two different gaits of the horse and the separate phase assessments are compared to obtain relative phasing data of the limb movements. 13. A method as claimed in claim 11, wherein the sensor measurement units are secured to the horse's limbs to determine one of fetlock joint rotation or fore knee joints (on the fore legs) and hind hock joints (on the hind ... | European Technology for Business Limited | A61B005/117 A61B005/103
US08725533 | B2 | 2014-05-13 | Policy-driven relocation of electronic healthcare records in a network environment | 2006-03-09 | A method and apparatus for storing electronic healthcare records is disclosed. Embodiments of the invention provide techniques for managing electronic healthcare records in a hybrid domain that includes a high-availability centralized data store and set of distributed data nodes. A set of location policies may be used to determine whether to store an electronic healthcare record in the centralized data store. Over time, events may occur that trigger certain data records to be relocated from the plurality of distributed database nodes to the centralized data store. | 1. A computer-implemented method of selecting a location to store an electronic record, the method comprising: receiving the electronic record from a first health care provider, of a plurality of health care providers, wherein each of the plurality of health care providers maintains a local data store of electronic records, and wherein the plurality of health care providers have shared access to a centralized data store;retrieving a set of data location policies used to determine which electronic records are to be accessible from the centralized data store;evaluating the electronic record, based on the data location policies, to determine whether the electronic record should be accessible from the centralized data store or from the local data store of the first health care provider;if so, storing the electronic record in the centralized data store;if not, storing the electronic record in the local data store of the first health care provider; andupdating a data location registry to indicate the location of the electronic record. 2. The method of claim 1, further comprising: receiving an indication of a relocation event, wherein the relocation event specifies an event type and an individual associated with the relocation event;identifying the electronic records listed in the data location registry regarding the individual;retrieving one or more relocation policies associated with the relocation event;for each identified electronic record, determining whether to relocate the electronic record, based on the data relocation policies; andfor any electronic records determined to be relocated, relocating such electronic records and updating the data location registry to indicate the location of the electronic record. 3. The method of claim 2, wherein determining whether to relocate the electronic record comprises, determining to relocate the electronic record between the one of the plurality of local data stores and the centralized data store. 4. The method of claim 2, wherein the relocation event is triggered in response to the individual associated with the relocation event seeking treatment from one of the plurality of health care providers. 5. The method of claim 2, wherein the relocation event is based on an infrastructure based policy specifying a distribution of electronic records between the centralized data store and the plurality of local data stores. 6. The method of claim 2, wherein the relocation event is triggered in response to a change in a capacity of the centralized data store to provide access to electronic records. 7. The method of claim 2, wherein electronic records are relocated to the centralized data store for a specified period of time. 8. The method of claim 1, wherein the centralized data store provides a plurality of partitions, wherein each partition stores a set of electronic records, according to a set of data location policies associated with a given partition. 9. A computer-readable medium containing a program wh... | International Business Machines Corporation | A61B005/00 G06F019/00
US08738110 | B2 | 2014-05-27 | Rigid spine reinforced polymer microelectrode array probe and method of fabrication | 2010-05-03 | A rigid spine-reinforced microelectrode array probe and fabrication method. The probe includes a flexible elongated probe body with conductive lines enclosed within a polymeric material. The conductive lines connect microelectrodes found near an insertion end of the probe to respective leads at a connector end of the probe. The probe also includes a rigid spine, such as made from titanium, fixedly attached to the probe body to structurally reinforce the probe body and enable the typically flexible probe body to penetrate and be inserted into tissue, such as neural tissue. By attaching or otherwise fabricating the rigid spine to connect to only an insertion section of the probe body, an integrally connected cable section of the probe body may remain flexible. | 1. A microelectrode array probe comprising: an elongated probe body having a plurality of conductive lines enclosed within an electrically insulating material and extending from a connector end of the probe body toward an insertion end of the probe body, and a plurality of microelectrodes connected by the plurality of conductive lines to corresponding leads at the connector end; andan elongated rigid spine fixedly connected to the probe body to structurally reinforce the probe body, wherein the elongated rigid spine is fixedly bonded to the probe body with a bio-adhesive that dissolves in a body so that the spine may be removed after probe insertion. 2. The microelectrode array probe of claim 1, wherein the bio-adhesive is polysaccharide. 3. The microelectrode array probe of claim 1, wherein the spine has a tab for removing the spine upon being subsequently detached from the elongated probe body. 4. The microelectrode array probe of claim 1, wherein the at least one of the microelectrodes is formed on a connection surface to which the spine is fixedly bonded, so as to be exposed only after the spine is detached. | Livermore National Security, LLC | A61B005/0478
US08727978 | B2 | 2014-05-20 | Health monitoring appliance | 2013-02-19 | A heart monitoring system for a person includes one or more wireless nodes; and a wearable appliance in communication with the one or more wireless nodes, the appliance monitoring vital signs. | 1. A monitoring system, comprising: one or more wireless nodes communicating over an aeronautical mobile telemetry (AMT) band from about 2360 to 2400 MHz; andan appliance in communication with the one or more wireless nodes to capture a patient vital sign. 2. The system of claim 1, comprising patient monitoring equipment coupled to the wireless nodes to display patient vital signs without attaching cables to a patient. 3. The system of claim 1, wherein the appliance includes a high reliability transmission link with a redundant communication protocol to transmit patient data. 4. The system of claim 1, comprising a set of wireless nodes restricted to indoor uses and a set of wireless nodes without location restriction. 5. The system of claim 1, wherein wireless nodes have predetermined quality of service, coexistence with other wireless devices, data integrity and security. 6. The system of claim 1, wherein the wireless nodes comprise adaptive spectrum aware wireless nodes. 7. The system of claim 1, wherein the appliance is implanted inside a patient. 8. The system of claim 1, comprising a wireless coordinator coupled to the wireless nodes. 9. The system of claim 1, comprising a call center coupled to the appliance to provide a human response. 10. The system of claim 1, comprising a database to store medicine taking habits, eating and drinking habits, sleeping habits, or exercise habits. 11. The system of claim 1, comprising hospital or operating room patient monitoring equipment coupled to the wireless node. 12. The system of claim 1, wherein the appliance comprises a sensor to capture at least one of: RR (respiratory rate), SpO2 (oxygen saturation), ECG (electrocardiogram), HR (heart rate), core temperature (inside heart) and peripheral temperature (on top of instep), CI (cardiac output index), systematic pressure, systematic systolic arterial pressure; systematic diastolic arterial pressure; systematic mean arterial pressure, CVP (central venous pressure), pulmonary pressures, pulmonary systolic arterial pressure, pulmonary diastolic arterial pressure, pulmonary mean arterial pressure, svO2 (oxygen saturation in the lung artery), ETCO2 (outcoming carbon dioxide), FIO (ingoing oxygen), diuretics, patient weight, patient fluid balance (ingoing and outcoming fluids), EEG, intracranial pressure (ICP). 13. The system of claim 1, wherein the wireless nodes are in an ambulance, comprising a long range transceiver coupled to the wireless nodes to send patient data from the ambulance to the hospital. 14. The system of claim 1, comprising a cellular transceiver, optical transceiver, or body area network coupled to the wireless nodes. 15. The system of claim 1, comprising a plurality of directional antennas placed around the patient or under a patient, wherein each directional antenna is aimed at the appliance to capture transmission from the wearable appliance. 16. A wireless system for a patient, comprising: an appliance monitoring clinic... | - | A61B005/00
US08942790 | B2 | 2015-01-27 | Needle and related methods | 2014-01-15 | An optical spectroscopic injection needle assembly. According to one embodiment, the assembly may include an injection needle, a light source, a spectrometer, a computer and an indicator. The injection needle, in turn, may include a hollow outer needle, a hollow inner needle, a pair of optical fibers, an inner catheter, an outer catheter, an inner hub and an outer hub. The proximal end of the outer needle may be fixedly mounted within the distal end of the inner catheter. The distal end of the inner hub may be fixedly mounted on the proximal end of the inner catheter, the proximal end of the inner hub being suited for connection to a syringe. The inner needle, as well as the distal ends of the optical fibers, may be positioned within the outer needle and may be held in place by an optical bonding material. The proximal ends of the optical fibers may extend from a side arm of the inner hub, one fiber may be coupled to the light source, the other fiber may be coupled to the spectrometer. The inner catheter and the outer needle may be slidably mounted within the outer catheter to permit the outer needle to be selectively extended or retracted from the distal end of the outer catheter. The outer hub may be fixedly mounted on the proximal end of the outer catheter. In use, as the outer needle may be inserted into a tissue, the tissue may be illuminated and the reflected light may be detected and compared to standards for various tissue types. The results of the comparison may then be indicated. | 1. An injection needle comprising: (a) a first catheter, the first catheter having a proximal end, a distal end and a longitudinal bore;(b) a first hollow needle, the first hollow needle extending distally from the distal end of the first catheter, the first hollow needle having a sharpened beveled distal end adapted to pierce tissue; and(c) a tubular member, the tubular member having a longitudinal bore, the tubular member being disposed within the first hollow needle, wherein the first catheter and the tubular member are configured to allow fluid to flow from the longitudinal bore of the first catheter to the longitudinal bore of the tubular member. 2. The injection needle of claim 1, wherein the first hollow needle has a proximal end, the proximal end being fixedly mounted within the longitudinal bore of the first catheter. 3. The injection needle of claim 1, wherein each of the first catheter and the tubular member is configured to directly contact fluid flowing from the longitudinal bore of the first catheter to the longitudinal bore of the tubular member. 4. The injection needle of claim 1, wherein the first hollow needle is axially fixed relative to the tubular member. 5. The injection needle of claim 1, wherein the tubular member is a second hollow needle. 6. The injection needle of claim 5, wherein the second hollow needle has a distal-facing distal end face, the distal-facing distal end face of the second hollow needle and a distal-facing distal end face of the first hollow needle lying along a common plane. 7. The injection needle of claim 1, further comprising a bonding material disposed within the first hollow needle. 8. The injection needle of claim 7, wherein the bonding material includes epoxy. 9. The injection needle of claim 7, wherein a distal end of the bonding material includes a distal face configured to lie flush with the beveled distal end of the needle. 10. A method of treating a tissue, the method comprising the steps of: (a) inserting a first hollow needle into an insertion site of a body part to a first depth, the first hollow needle extending distally from the distal end of a first catheter and having a sharpened beveled distal end adapted for insertion into the body part, the first hollow needle including a tubular member disposed within a lumen of the first hollow needle, the tubular member having a longitudinal bore, wherein each of the first catheter and the tubular member is configured to directly contact and allow fluid to flow from the longitudinal bore of the first catheter to the longitudinal bore of the tubular member, the first hollow needle including fiber optics disposed within the first hollow needle and radially outward from the tubular member, for transmitting light to the body part and for collecting light reflected from the body part;(b) illuminating the body part at the first depth using light transmitted through the fiber optics from a light source;(c) detecting the light reflected from th... | Boston Scientific Scimed, Inc. | A61B005/00 A61M005/158 A61B017/34 A61B017/00 A61B019/00 A61M025/00
US09186468 | B2 | 2015-11-17 | Method and apparatus for penetrating tissue | 2014-01-14 | A tissue penetrating system has a housing member. A plurality of penetrating members are positioned in the housing member. A tissue stabilizing member is coupled to the housing. A penetrating member sensor is coupled to the plurality of penetrating members. The penetrating member sensor is configured to provide information relative to a depth of penetration of a penetrating member through a skin surface. | 1. A tissue penetrating system, comprising: a housing member;a plurality of penetrating members positioned in the housing member,an electronic penetrating member driver positioned in the housing member for driving each of the plurality of penetrating members;a memory that stores a plurality of penetrating event velocity settings and penetrating event skin tenting profiles;a plurality of sensors, each of the plurality of sensors associated with a penetrating member positioned in the housing member, each of the plurality of sensors configured to receive a body fluid sample in response to a penetrating event of target tissue made with a penetrating member; anda processor positioned in the housing member and coupled to the electronic penetrating member driver and the memory, the processor accessing penetrating event velocity settings and penetrating event skin tenting profiles from the memory for setting penetration parameters of a penetrating member for a penetrating member penetration event in order to create a puncture wound in the target tissue for a successful penetration achieve a desired amount of blood. 2. The system of claim 1, further comprising: a tissue stabilizing member located at an exterior of said housing, said tissue stabilizing member being coupled to the housing and configured to enhance fluid flow from the target tissue to a sample chamber. 3. The system of claim 2, the system further including a sample chamber, wherein the sample chamber has a volume no greater than 1 μL. 4. The system of claim 2, wherein the tissue stabilizing member is configured to apply a force to the target tissue and cause the target tissue to press in an inward direction relative to the housing member. 5. The system of claim 2, wherein the tissue stabilizing member is configured to create a stretching of a skin surface. 6. The system of claim 2, wherein the tissue stabilizing member includes a plurality of protrusions. 7. The system of claim 2, wherein the tissue stabilizing member is configured to apply a stimulation to the target tissue. 8. The system of claim 1, wherein the memory stores dwell times of the penetrating member in the target tissue. 9. The system of claim 1, wherein the memory stores penetration depths of penetrating members in target tissue. 10. The system of claim 1, wherein the processor is configured to monitor position and speed of a penetrating member as the penetrating member moves in a first direction. 11. The system of claim 1, wherein the processor is configured to adjust an application of force to a penetrating member to achieve a desired speed of the penetrating member. 12. The system of claim 1, wherein the processor is configured to adjust an application of force to a penetrating member when the penetrating member contacts the target tissue so that the penetrating member penetrates the target tissue within a desired range of speed. 13. The system of claim 1, wherein the processor is configured to monitor velocity... | Sanofi-Aventis Deutschland GMBH | A61B005/00 A61M005/32 A61B005/15 A61B005/155 A61B005/151
US09204825 | B2 | 2015-12-08 | Method and apparatus for monitoring an object | 2013-10-08 | A method and system of monitoring an object (e.g., for change in configuration of a person) includes projecting a radiation pattern onto the object; recording at a first time first image data representing a portion of the projected radiation pattern on the object, the first image data representative of a three dimensional configuration of the object at the first time; recording at a second time second image data representing a portion of the projected pattern of radiation on the object, the second image data representative of a three dimensional configuration of the object at the second time; and processing the first and second image data to generate differential data representative of a change in the configuration of the object between the first and second times. | 1. A method of monitoring a regional lung function of a person, the method including the steps of: a) projecting a pattern of radiation onto at least a portion of the person for monitoring;b) recording at a first instant in time first image data from a video camera disposed at a first viewpoint toward said portion of the person, said first image data representing at least a portion of said projected pattern of radiation on the portion of the person, said first image data being representative of a three dimensional configuration of said portion of the person at said first instant in time;c) recording at a second instant in time second image data from said video camera disposed at said first viewpoint toward said portion of the person, said second, image data representing at least a portion of said projected pattern of radiation on the portion of the person, said second image data being representative of a three dimensional configuration of said portion of the person at said second instant in time; andd) processing said first and second image data to generate differential data representative of a change in volume of said portion of the person between the first and second instants in time to determine the regional lung function of the person. 2. A method according to claim 1, wherein the portions in steps b) and c) are substantially the same portion of the pattern, or wherein, the portions in step b) and c) are different portions of the pattern. 3. A method according to claim 2, wherein the method includes processing the first and second image data to identify gross movement of the portion of the person between the first and second instants in time. 4. A method according to claim 1, wherein in step a) a sequence of different patterns of radiation is projected onto the portion of the person, each of the different patterns being projected consecutively at a different instant in time. 5. A method according to claim 1, including: recording further image data representing at least a portion of the projected pattern of radiation on the portion of the person at a plurality of further instants in time, said further image data being representative of a three dimensional configuration of said portion of the person at each of the plurality of further instants in time; processing said further image data to generate differential data representative of a change in the volume of said portion of the person between at least two of said plurality of further instants in time. 6. A method according to claim 5, wherein the further image data is recorded at a rate of 50 to 360 instants in time per second. 7. A method according to claim 1, wherein the method includes approximating the configuration of a portion of the portion of the person upon which the patient of radiation is not projected. 8. A method according to claim 7, wherein the method includes using the first and/or second image data for said approximating. 9. A method according to claim 7, wherein the m... | PNEUMACARE LIMITED | H04N013/04 A61B005/11 A61B005/00 A61B005/08 A61B005/113 G01B011/16 G01B011/25 G06T007/00 H04N013/02
US20140148714 | A1 | 2014-05-29 | AUTOMATIC ONLINE DELINEATION OF A MULTI-LEAD ELECTROCARDIOGRAM BIO SIGNAL | 2011-12-20 | Method for automatic online delineation of an electrocardiogram (ECG) bio signal, said method comprising the detection of said bio signal through several leads followed by the combination of those multiple acquisitions into a single root-mean-squared (RMS) curve, said RMS curve being then undergoing a real-time single-lead delineation based on a mathematical processing. | 1. Method for automatic online delineation of an electrocardiogram (ECG) bio signal, said method comprising the detection of an ECG bio signal through several leads followed by the combination of those multiple acquisitions into a single root-mean-squared (RMS) curve, said RMS curve being then undergoing a real-time single-lead delineation based on a mathematical processing. 2. Method according to claim 1 wherein said real-time single-lead delineation is based on a multi-scale Wavelet transform. 3. Method according to claim 1 wherein said real-time single-lead delineation is based on a multi-scale morphological Derivative. 4. Method according to claim 1 comprising the removal of baseline wander on each of the leads before the generation of the RMS curve. 5. Method according to claim 4 wherein the removal of baseline wander includes a morphological filtering. 6. Method according to claim 4 wherein the removal of baseline wander includes a cubic spline baseline estimation. 7. Method according to claim 1 comprising the automatic online delineation of the most relevant waves of an ECG, namely QRS, P &amp; T. 8. Method according to claim 1 wherein Compressed Sensing (CS) is simultaneously applied. 9. Wireless Body Sensor Network (WBSN) for monitoring a bio signal according to claim 1. 10. WBSN according to claim 9 comprising a standard mobile or wearable embedded platform such as an iPhone for displaying said bio signal. | ECOLE POLYTECHNIQUE FEDERALE DE LAUSANNE (EPFL) | A61B005/04 A61B005/044 A61B005/00
US08725525 | B2 | 2014-05-13 | Endoscope system | 2005-04-13 | The present invention relates to an endoscope system including: a real time clock; an interface for receiving medical information output from a peripheral device; and a control unit that adjusts clock information added to the received medical information into clock information of the real time clock when the peripheral device adds the clock information to the medical information, and adds clock information of the real time clock at a time of receiving to the received medical information when the peripheral device does not add the clock information to the medical information. According to the invention, even the medical information obtained from the different devices can be reproduced with data from the respective devices synchronized by associating the clock information based on the identical real time clock therewith. Consequently, even after the surgical operation, the contents of treatment performed during the surgical operation can be accurately reproduced. | 1. An endoscope system comprising: a plurality of peripheral devices each of which comprises a real time clock and outputs medical information with clock information of the real time clock added;a system controller that comprises a reference real time clock and performs communication with the plurality of peripheral devices via a communication interface;a storage unit that is provided in the system controller and stores, in at least an initialization, a first time lag as a time lag between the reference clock information of the reference real time clock and the clock information of the real time clock in each of the plurality of peripheral devices;a medical information obtaining unit that is provided in the system controller and obtains the medical information outputted from each of the plurality of peripheral devices through the communication interface after the initialization;a time lag detecting unit that is provided in the system controller and sequentially detects whether or not a second time lag as a time lag between the clock information added to the medical information obtained by the medical information obtaining unit via the communication interface and the reference clock information of the reference real time clock when the medical information obtaining unit obtains the medical information exceeds the first time lag by a threshold value or more; anda control unit that is provided in the system controller and, when the second time lag detected by the time lag detecting unit does not exceed the first time lag by the threshold value or more, adjusts the clock information added to the medical information obtained by the medical information obtaining unit by the clock information of the reference real time clock to be shifted by the first time lag and adjusts obtaining time when the medical information obtaining unit has obtained the medical information to have the time information by the reference clock information which is unified by the reference real time clock, andwhen the second time lag detected by the time lag detecting unit exceeds the first lag time by the threshold value or more, adjusts the clock information added to the medical information obtained by the medical information obtaining unit by the clock information of the reference real time clock to be shifted by the second time lag and adjusts obtaining time when the medical information obtaining unit has obtained the medical information to have the time information by the reference clock information which is unified by the reference real time clock. 2. An endoscope system according to claim 1, wherein the storage unit stores the medical information with the clock information added that is obtained by the medical information obtaining unit from the plurality of peripheral devices so that the clock information is associated with the second time lag information detected by the time lag detecting unit, and the endoscope system further comprising a reproducing unit for reproducin... | Olympus Corporation | A61B005/02 A61B005/04 A61B019/02 H04N005/14
US08721566 | B2 | 2014-05-13 | Spinal motion measurement device | 2010-11-12 | This invention is a minimally-invasive device, including bone-moving members and motion-measuring members, that can help surgeons to obtain objective, quantitative information concerning spinal flexion, extension, lateral bending, decompression, compression and torsion in order to select the best therapy for each patient. The prior art does not offer surgeons the opportunity to objectively and independently measure each of these movements. As a result, currently there is tremendous variation concerning which therapies are selected for which conditions. It is very unlikely that quality is being optimized and costs are being best managed with such high variation in practice patterns. This variation may be greatly reduced by the availability of objective information concerning spinal motion from this device. In this manner, this device can help surgeons to select the optimal therapy, to improve the quality of care, and to reduce the risk and expense of unnecessary spinal procedures and hardware. | 1. A first bone-moving member which has a longitudinal axis, wherein the distal portion of this longitudinal axis is configured to be inserted into a first spinal vertebra, wherein the proximal portion of this longitudinal axis is configured to protrude out from the skin of a person's back, one or more actuators to apply force to at least two longitudinally-separated locations along the proximal portion of the longitudinal axis of this bone-moving member; and wherein this application of force is active and not just passive resistance of force that comes from natural muscle movement; wherein the one or more actuators are electric, hydraulic or pneumatic actuators; a second bone-moving member which has a longitudinal axis, wherein the distal portion of this longitudinal axis is configured to be inserted into a second spinal vertebra, wherein the proximal portion of this longitudinal axis is configured to protrude out from the skin of a person's back, wherein the one or more actuators apply force to at least two longitudinally-separated locations along the proximal portion of the longitudinal axis of this bone-moving member; wherein this application of force is active and not just passive resistance of force that comes from natural muscle movement; wherein movement of a least one of the first and second bone-moving members causes vertebral movement of the first and second spinal vertebrae relative to each other; wherein this vertebral movement is selected from one, or a combination, of the movements in the group consisting of flexion, extension, lateral bending, decompression, compression, and torsion; wherein an amount of flexion or extension can be adjusted independently of an amount of decompression or compression; and wherein an amount of decompression or compression can be adjusted independently of an amount of flexion or extension; one or more bone movement measuring members that measure movement of the first and second spinal vertebrae relative to each other in response to the active application of force to the first and/or second bone-moving members; and one or more movement analyzing members that analyze movement of the first and second spinal vertebrae relative to each other, wherein the results of this analysis are used to help select a therapy. 2. The device in claim 1 wherein amounts of flexion, extension, or lateral bending are defined as follows: an amount of flexion is the degree of a linear angle formed by the intersection of the lateral cross-sectional planes of two vertebrae, wherein the vertex of this angle is anterior to the center of the vertebrae; an amount of extension is the degree of a linear angle formed by the intersection of the lateral cross-sectional planes of two vertebrae, wherein the vertex of this angle is posterior to the center of the vertebrae; and an amount of lateral bending is the degree of a linear angle formed by the intersection of the lateral cross-sectional planes of two vertebrae, wherein the vertex of... | - | A61B005/103 A61B005/117 A61B017/56 A61F005/04 A61B017/00 A61F004/00 A61B017/70 A61B017/88
US20140135637 | A1 | 2014-05-15 | System And Method For Monitoring a Patient Status | 2014-01-23 | A system and method for automated diagnosis of myocardial ischemia through remote monitoring is described. Physiological measures comprising data either recorded on a regular basis by a medical device or derived therefrom is stored. Qualitative measures associated with the physiological measures are matched. Indications of myocardial ischemia are remotely identified. The qualitative measures for both of a reduction in exercise capacity and respiratory distress occurring contemporaneously are examined. The qualitative measures for angina that accompanies the reduction in exercise capacity and the respiratory distress are evaluated. A time course for each of the indications is determined. A patient status is formed comprising an onset of myocardial ischemia conditioned on the time course comprising a short duration. | 1. A system for monitoring a patient status, comprising: a medical device configured to record patient physiological measures on a regular basis, wherein the physiological measures comprise at least impedance measurements;a database module storing the physiological measures comprising a reference baseline data set and a monitoring set of data recorded by the medical device subsequently to the reference baseline data set;a processor configured to calculate the average of each physiological measure in the monitoring set;a comparison module configured to compare the average of each physiological measure in the monitoring set to the reference baseline;a diagnostic module configured to determine a patient status indicator comprising an indication of a change in patient status; anda feedback module configured to provide automated feedback based on the patient status indicator. 2. A system according to claim 1, further comprising an analysis module configured to compare each of the physiological measures against an indicator threshold comprising one of a finite cutoff value, weighted value, and statistical range, and further evaluate a potential onset, progression, regression, and status quo of myocardial ischemia based on findings of the indicator threshold comparisons. 3. A system according to claim 2, wherein the analysis module further assigns the weighted value comprising a highest weight to wall motion abnormalities in the reduction in exercise capacity and respiratory distress examinations. 4. A method for monitoring a patient status, comprising: recording patient physiological measures on a regular basis, wherein the physiological measures comprise at least impedance measurements;storing physiological measures in data sets comprising a reference baseline data set and one or more monitoring sets of data each recorded by the medical device subsequently to the reference baseline data set;calculating, by a processor, the average of each physiological measure in the monitoring set;comparing, by a comparison module, the average of each physiological measure in the monitoring set to the reference baseline;forming a patient status indicator, by a diagnostic module, comprising an indication of a change in patient status; andproviding automated feedback based on the patient status indicator. 5. A method according to claim 4, further comprising: comparing each of the physiological measures against an indicator threshold comprising one of a finite cutoff value, weighted value, and statistical range; andevaluating a potential onset, progression, regression, and status quo of myocardial ischemia based on findings of the indicator threshold comparisons. 6. A method according to claim 5, further comprising: assigning the weighted value comprising a highest weight to wall motion abnormalities in the reduction in exercise capacity and respiratory distress examinations. 7-8. (canceled) 9. The system according to claim 2, wherein the analysis module further ... | Cardiac Pacemakers, Inc. | A61B005/0402 A61B005/00
US20140121561 | A1 | 2014-05-01 | Specimen Collection Device | 2012-11-01 | The present invention is a specimen collection device. The specimen collection device is designed to provide a convenient and sanitary way to collect a specimen. The device is comprised of an upper portion with an opening, a lower portion with another opening, a handle and a securing mechanism. The oval shaped contour of the upper portion of the device conforms to female body. The handle at the exterior edge of the upper portion includes grips on the top and bottom surfaces of the handle to prevent the device from slipping from the users hands. The device includes a securing mechanism such as threads on the device that interlock with the threads on the opening a storage. The securing mechanism firmly connects the device to the storage eliminating leakage and loss due to misdirection. | 1. A specimen collection device, comprising: a tube with an upper portion and a lower portion;a securing mechanism; andat least one grasping mechanism with at least one projection. 2. The specimen collection device of claim 1, wherein said upper portion of said tube has at least one opening. 3. The specimen collection device of claim 1, wherein said lower portion of said tube has at least one opening such that said opening of said upper portion and said opening of said lower portion form a channel through which a specimen may flow. 4. The specimen collection device of claim 1, wherein said tube is made of material selected from the group consisting of plastic, vinyl, cardboard, and waxed paper. 5. The specimen collection device of claim 1, wherein said grasping mechanism is located on an exterior edge of said upper portion of said tube. 6. The specimen collection device of claim 1, wherein said securing mechanism is located at said lower portion of said tube. 7. The specimen collection device of claim 1, wherein said securing mechanism is selected from the group consisting of screwing mechanism, snapping mechanism, and twist-lock mechanism. 8. (canceled) 9. (canceled) 10. The specimen collection device of claim 1, wherein said grasping mechanism includes at least one projection. 11. The specimen collection device of claim 1, wherein said opening of said upper portion is oblong. | - | A61B005/20
US08738107 | B2 | 2014-05-27 | Equilibrium non-consuming fluorescence sensor for real time intravascular glucose measurement | 2008-05-09 | Embodiments of the present invention relates to analyte sensors. In particular, the preferred embodiments of the present invention relate to non-consuming intravascular glucose sensors based on fluorescence chemistry. | 1. A sensor for determining glucose concentration comprising: an optical fiber comprising a non-consuming, equilibrium fluorescence chemical indicator system disposed along a distal region of the optical fiber, the chemical indicator system comprising an HPTS-triCysMA fluorophore that generates a fluorescence emission signal when excited by light and a glucose binding moiety in close enough proximity to the fluorophore to interact with the fluorophore and modulate the fluorescence emission signal, wherein the extent of modulation of the fluorescence emission signal by the glucose binding moiety is related to the amount of glucose bound to the glucose binding moiety; a light source; and a detector. 2. The sensor of claim 1, wherein the fluorescence emission signal comprises a fluorescence intensity. 3. The sensor of claim 1, wherein the fluorescence emission signal comprises a fluorescence lifetime. 4. The sensor of claim 1, wherein the light source is a laser. 5. The sensor of claim 1, wherein the light source is a light emitting diode. 6. The sensor of claim 1, wherein the sensor further comprises a hydrogel that substantially immobilizes the glucose binding moiety and the fluorophore and is permeable to glucose. 7. The sensor of claim 1, wherein the sensor further comprises a membrane wherein the glucose binding moiety and the fluorophore are substantially retained within a volume at least partially enclosed by the membrane. 8. A method for determining the glucose concentration comprising: inserting the sensor of claim 1 into a patient; exciting the fluorophore with light; detecting a fluorescence emission signal from the fluorophore; and determining the concentration of glucose. 9. The method of claim 8, wherein the light is a pulse of light. 10. The method of claim 9, further comprising measuring the decay of the fluorescence emission signal over time; and calculating a fluorescence lifetime. 11. The method of claim 8, wherein the light is frequency modulated. 12. The method of claim 11, further comprising measuring the phase shift between the fluorescence emission signal and the light. 13. The method of claim 12, further comprising calculating a fluorescence lifetime. 14. The method of claim 11, further comprising measuring a modulation ratio; and calculating a fluorescence lifetime. 15. The method of claim 8, further comprising measuring the fluorescence intensity of the fluorescence emission signal. 16. The sensor of claim 1, wherein the glucose binding moiety comprises an aromatic boronic acid. 17. The sensor of claim 16, wherein the aromatic boronic acid is coupled to a viologen. 18. The sensor of claim 1, wherein the fluorophore and the glucose binding moiety are not covalently bound to one another. 19. The sensor of claim 1, wherein the fluorophore comprises an acid form that absorbs light at a first excitation wavelength and a base form that absorbs light at a second excitation wavelength, such that a pH-dependent sh... | Medtronic MiniMed, Inc. | A61B005/1455
US09220422 | B2 | 2015-12-29 | Blood pressure sleeve | 2012-11-19 | A blood pressure sleeve includes a first sheet having a top side and a bottom side and a second sheet having a top surface and a bottom surface. The second sheet is attached to the first sheet and defines an inflatable portion, the first and second sheets each having a fluid impermeable surface. The inflatable portion includes an opening sized for receiving a port that interconnects the exterior of the sleeve with the interior of the inflatable portion and in which the first sheet includes a slotted portion opposite the port and aligned therewith to receive the port when the sleeve is wrapped about the limb of a patient, and in which at least a portion of the wrapped cuff is treated to reduce frictional effects. | 1. A blood pressure sleeve comprising: a first sheet having a top surface and a bottom surface;a second sheet having a top surface and a bottom surface;said second sheet being attached to said first sheet and defining an inflatable interior portion between the bottom surface of said first sheet and the top surface of said second sheet, said inflatable interior portion including an opening that receives a port fluidly interconnecting the interior of said inflatable portion with the exterior of said sleeve,said first sheet including an axial extension having a slotted portion aligned with said port such that said port can be fitted within said slotted portion when said sleeve is circumferentially wrapped about the limb of a patient wherein the top surface of said first sheet is defined by a non-woven surface and the bottom surface is defined by a fluid impermeable surface, and in which at least one of said non-woven and fluid impermeable surfaces of at least a portion of said first sheet is treated to reduce frictional effects between contacting top and bottom surfaces of said first sheet in a wrapped configuration wherein at least a portion of one of the contacting top and bottom surfaces of the first sheet is treated such that at least one of the coefficient of static friction and the coefficient of dynamic friction between the top and bottom surfaces is increased from an untreated level. 2. A sleeve as recited in claim 1, wherein at least a portion of at least one of said contacting top and bottom surfaces of said first sheet is treated such that the differential between the static and dynamic frictional coefficients between said contacting surfaces is minimized. 3. A sleeve as recited in claim 1, wherein at least a portion of at least one of said contacting top and bottom surfaces of said first sheet is treated such that any typical variation in dynamic friction coefficient between said contacting surfaces is minimized. 4. A sleeve as recited in claim 1, wherein at least a portion of the fluid impermeable surface of said axial extension is exfoliated. 5. A sleeve as recited in claim 4, wherein the exfoliated portions of said axial extension of said sleeve are defined by a plurality of substantially parallel protrusions produced in the axial direction of said sleeve. 6. A sleeve as recited in claim 1, wherein at least a portion of the first sheet is at least one of washed and wiped. 7. A sleeve as recited in claim 1, wherein at least a portion of the first sheet is heat treated. 8. A sleeve as recited in claim 1, wherein at least a portion of said fluid impermeable surface is defined by a surface pattern disposed thereon, said at least one surface pattern being applied by one of sanding, extruding, stamping, heating and welding. 9. A sleeve as recited in claim 1, wherein the area of treatment of said fluid impermeable surface extends between a seam defining said inflatable portion and said slotted portion. 10. A sleeve as recited in cla... | WELCH ALLYN, INC. | A61B017/00 A61B005/022
US08738560 | B2 | 2014-05-27 | Systems and methods for automatically resolving interaction between programmable parameters | 2012-11-06 | This document discusses, among other things, a system capable of resolving interactions between programmable parameters for operation of a medical device. Programming these devices is a difficult task when many parameters are involved. The disclosed systems and methods attempt to reduce and minimize constraint violations between interdependent parameters using an initial set of parameter values supplied by user (typically a physician) input or calculated automatically, and constraint violations describing invalid parameter values. If possible, a set of parameter values with less egregious constraint violations is generated and may be displayed to the user. A user is prompted to accept the set of parameter values and program the medical device. | 1. A system for programming a multi-parameter programmable personal medical device, the system comprising: an external programming device, comprising a processor and a memory circuit, configured to program the multi-parameter programmable personal medical device, the external programming device comprising: a constraint violation comparison module configured to compare a first set of user-programmable parameter values against a plurality of interaction constraints to be capable to produce a first violation of one of the plurality of interaction constraints; andan interaction resolution engine configured to: determine, from the first set of parameter values, multiple candidate sets of parameter values that reduce or avoid the first violation and that are capable to adjust a plurality of parameters with respect to the first set of parameter values;classify the multiple candidate sets of parameter values with respect to the first set of parameter values; andminimize, in creating the multiple candidate sets of parameter values, a degree of any other violations of the plurality of interaction constraints. 2. The system of claim 1, wherein the external programming device comprises a prioritizing selector configured to receive a user-selection of a priority indication corresponding to at least one parameter value of the first set of user-programmable parameter values; and wherein the interaction resolution engine is configured to hold constant the at least one parameter value of the first set of user-programmable parameter values corresponding to the priority indication in determining at least one of the multiple candidate sets of parameter values. 3. The system of claim 1, wherein the interaction resolution engine is configured to minimize a variation between the first set of parameter values and at least one of the multiple candidate sets of parameter values. 4. The system of claim 1, comprising a multi-parameter programmable personal medical device, wherein the external programming device is configured to receive a stored measurement from the multi-parameter programmable personal medical device and to determine, automatically from the stored measurement, the first set of user-programmable parameter values. 5. The system of claim 4, wherein the external programming device is configured to receive, as the stored measurement from the multi-parameter programmable personal medical device, a measured lead impedance of a lead coupled to the personal medical device, an indication of a remaining battery power of the personal medical device, a patient fluid status indication, or a patient physical activity level indication. 6. The system of claim 1, wherein the interaction resolution engine is configured to determine, from the multiple candidate sets of parameter values, a second set of parameter values that resolves the first violation. 7. The system of claim 1, comprising an acceptance selector configured to receive a user input indicating a user accept... | Cardiac Pacemakers, Inc. | G06N005/02 A61B005/00 A61N001/00
US08731269 | B2 | 2014-05-20 | Method and system for substantially reducing artifacts in circular cone beam computer tomography (CT) | 2011-10-19 | Cone beam artifacts arise in circular CT reconstruction. The cone beam artifacts are substantially removed by reconstructing a reference image from measured data at circular source trajectory, generating synthetic data by forward projection of the reference image along a pre-determined source trajectory, which supplements the circular source trajectory to a theoretically complete trajectory, reconstructing a correction image from the synthetic data and substantially reducing the cone beam artifacts by generating a corrected image using the reference image and the correction image. | 1. A method of correcting cone beam artifacts in circular computed tomography, comprising the steps of: a) reconstructing a reference image from measured data at a predetermined circular source trajectory, the reference image being obtained based upon a filtered-backprojection algorithm by filtering along predetermined filtering directions, the predetermined filtering directions being given by Cseg+z/cos (gamma), where gamma is a cone angle, z is a vertical distance from Cseg, which is defined by a number of detector rows—1 divided by 2;b) generating synthetic data by forward projection of the reference image along a predetermined source trajectory, which supplements the circular source trajectory to a theoretically complete trajectory;c) reconstructing a correction image from the synthetic data; andd) substantially reducing the cone beam artifacts by generating a corrected image using the reference image and the correction image. 2. The method of correcting cone beam artifacts in circular computed tomography according to claim 1 wherein the reference image is one of a circular Feldkamp (CFK) image and a Hybrid convolution reconstruction (Hconv) image. 3. The method of correcting cone beam artifacts in circular computed tomography according to claim 1 wherein the correction image is a line scan reconstruction image. 4. The method of correcting cone beam artifacts in circular computed tomography according to claim 1 further comprising additional step f) of iterating the steps b) through d) using the corrected image as the reference image in the step b) for a predetermined number of times. 5. The method of correcting cone beam artifacts in circular computed tomography according to claim 1 wherein a low pass filter is applied in the step b). 6. The method of correcting cone beam artifacts in circular computed tomography according to claim 1 wherein the step a) generates a first circular image and a second circular image from the measured circular data, the first circular image has a full field of view while the second circular image is a desired field of view. 7. The method of correcting cone beam artifacts in circular computed tomography according to claim 6 wherein the step b) applies a predetermined OSR filter to the first circular image. 8. The method of correcting cone beam artifacts in circular computed tomography according to claim 7 wherein the step b) forward projects the first circular image to generate forward projected line data. 9. The method of correcting cone beam artifacts in circular computed tomography according to claim 8 wherein the step c) reconstructs an line image from the forward projected line data. 10. The method of correcting cone beam artifacts in circular computed tomography according to claim 9 wherein the step d) substantially reduces the cone beam artifacts by generating the corrected image using the second circular image and the line image. 11. The method of correcting cone beam artifacts in circular comput... | Kabushiki Kaisha Toshiba Toshiba Medical Systems Corporation | G06K009/00 A61B006/00 A61B005/00
US08728002 | B2 | 2014-05-20 | System and method for assessing real time pulmonary mechanics | 2010-12-28 | A system and method of calculating an accurate estimate of pulmonary mechanics of a patient, including but not limited to compliance, resistance, and plateau pressure without modification of ventilator flow pattern. The accurate estimation of pulmonary mechanics is derived from airway pressure and flow sensors attached to the patient using novel mathematical models. These estimated figures for pulmonary mechanics (respiratory system compliance and resistance) are important for monitoring patient treatment efficacy during mechanical ventilation and ensuring alveoli do not over distend to avoid baro- and/or volutrauma, especially in patients with restrictive lung diseases. The subject method of calculating these accurate estimated figures for pulmonary mechanics is based on linear or non-linear calculations using multiple parameters derived from the above-mentioned sensors. | 1. A method for real time estimation of at least one selected from the group consisting of CRS (respiratory system compliance), RRS (patient airway resistance), and Pplt inspiratory plateau pressure, comprising: (a) receiving respiratory parameters of a patient from a device that interfaces with patient pulmonary system and measures the respiratory parameters; (b) calculating, with a processor unit, the patient's τE (expiratory time constant) using at least one respiratory parameter from step (a), and (c) calculating with the processor unit at least one estimate selected from the group consisting of CRS, RRS, and Pplt, using at least one respiratory parameter from step (a) and the patient's τE from step (b), wherein the at least one respiratory parameter used to calculate the patient's τE is from exhalation and wherein the at least one respiratory parameter used to calculate at least one real time estimate selected from the group consisting of CRS, RRS, and Pplt, is from inspiration. 2. The method of claim 1, wherein the respiratory parameters include one or more from the group consisting of: inspiratory airway pressure, expiratory airway pressure, inspiratory flow rate expiratory flow rate, airway volume, airway resistance, expiratory carbon dioxide flow waveform, pulse oximeter plethysmogram waveforms, tidal volume, breathing frequency (f), peak inspiratory pressure (PIP), inspiratory time, P0.1, inspiratory trigger time, and trigger depth. 3. The method of claim 1, wherein the respiratory parameter used to calculate at least one real time estimate selected from the group consisting of CRS, RRS, and Pplt, is from a single point on an inspiratory time waveform. 4. The method of claim 3, wherein the single point is taken during minimal patient effort. 5. The method of claim 3, wherein the single point is taken at or near the end of the breath. 6. The method of claim 1, wherein the respiratory parameter used to calculate the patient's τE is from an expiratory waveform. 7. The method of claim 6, wherein the respiratory parameter is from the middle of the expiratory waveform. 8. The method of claim 1, wherein the patient's τE is calculated from a median or average of multiple τE estimates calculated during exhalation. 9. The method of claim 8, wherein the multiple τE estimates calculated are during exhalation where flow rate lies between 95% and 20% of peak expiratory flow rate. 10. The method of claim 8, wherein the multiple τE, estimates calculated are during exhalation where flow rate lies between 95% and 70% of peak expiratory flow rate. 11. The method of claim 8, wherein the multiple τE estimates calculated are during exhalation between 80% of exhaled volume and 20% of exhaled volume. 12. The method of claim 1, further comprising the step of applying a correction factor to the patient's τE that is calculated from exhalation, wherein the correction factor is derived from any one or more of the following: peak inspiratory flow, peak ex... | University of Florida Research Foundation, Inc. Convergent Engineering, Inc. | A61B005/08
US09066699 | B2 | 2015-06-30 | Lancing devices | 2014-01-08 | A lancing device includes a housing (10, 12) for receiving in use a replaceable lancet (34) introduced into said housing, a drive (58, 59) actuable to drive the lancet momentarily to project its tip from the housing, and a nose portion (14) having an aperture through which said lancet projects when fired. The nose portion is threadedly engaged (78, 81) with the forward end (10) of the housing to allow the penetration depth of said lancet tip to be pre-set, and is resiliently deformable between a position in which it is locked against rotation and a position in which it is free to rotate. | 1. A lancing device, comprising: a housing adapted for receiving in use a replaceable lancet introduced into said housing, the housing having a threaded forward end;a drive provided in the housing, the drive being actuable to drive said lancet momentarily to project a tip of the lancet from the forward end of the housing; anda nose portion moveably mounted to the forward end of the housing and having an aperture through which said lancet projects when fired, said nose portion being threadedly engaged with the threaded forward end of said housing to allow a penetration depth of said lancet tip to be pre-set,wherein said nose portion is resiliently deformable between an undeformed position in which the nose portion is locked against rotation relative to the housing, and a deformed position in which the nose portion is free to rotate relative to the housing,wherein application of pressure to opposed external regions of said nose portion causes bodily deformation of the nose portion into the deformed position. 2. The lancing device according to claim 1, wherein said nose portion has a rearward skirt having at least one abutment disposed to face one or more complementary abutments on or associated with said housing, said skirt portion being resiliently bodily deformable between a position in which said abutments engage to prevent or resist rotary movement of said nose portion, and a position in which said abutments move away from each other to allow rotation. 3. The lancing device according to claim 2, wherein said rearward skirt is generally cylindrical. 4. The lancing device according to claim 1, wherein the housing comprises a forward housing part and a rearward housing part, and the nose portion is captive on the forward housing part. 5. The lancing device according to claim 4, wherein the forward housing part slideably receives a lancet holder which has a cylindrical rear portion to a forward end of which is a circumferential guide flange, and extending forwardly are two resiliently deformable arms terminating forwardly in inwardly directed barbs. 6. The lancing device according to claim 5, wherein the lancet holder is urged rearwardly by means of a compression spring acting between the circumferential guide flange and a rearwardly facing shoulder in the forward housing part. 7. The lancing device according to claim 5, wherein the resiliently deformable arms with their inwardly directed barbs are adapted to receive in one way snap arrangement a rear end of the lancet. 8. The lancing device according to claim 5, wherein the lancet has a main body portion having a central cylindrical stem and diametrically opposed flanges, and the flanges are chamfered at a rear end to assist engagement and snapping past the barbs. 9. The lancing device according to claim 5, wherein the lancet holder includes a thrust surface against which a rear end of the lancet rests. 10. The lancing device according to claim 1, wherein the device includes a cocking sli... | OWEN MUMFORD LIMTED | A61B005/151 A61B005/15
US08989866 | B2 | 2015-03-24 | System and methods for assessing the neuromuscular pathway prior to nerve testing | 2013-09-17 | The present invention involves a system and methods for assessing the state of the neuromuscular pathway to ensure further nerve tests aimed at detecting at least one of a breach in a pedicle wall, nerve proximity, nerve direction, and nerve pathology, are not conducted when neuromuscular blockade levels may decrease the reliability of the results. | 1. A surgical system for performing nerve testing during at least a portion of a surgical procedure, comprising: an accessory configured to transmit a stimulation signal to a nerve forming part of a neuromuscular pathway including a muscle myotome associated with the nerve;a sensor configured to detect evoked responses from the muscle myotome; anda control unit coupled to the accessory and the sensor, the control unit being operable to (a) transmit via an accessory a stimulation signal to a nerve forming part of the neuromuscular pathway including a muscle associated with the nerve, (b) monitor the evoked responses from a sensor associated with the muscle, (c) assess the neuromuscular pathway by identifying a relationship between the magnitude of at least two evoked responses, wherein the relationship provides an indication as to a level of a neuromuscular blockade within a patient's body prior to or during said nerve testing, and further wherein said nerve testing includes at least one of static pedicle integrity testing, dynamic pedicle integrity testing, nerve detection during surgical access, and nerve root retraction. 2. The surgical system of claim 1, wherein the relationship identified is the ratio between the magnitude of a first evoked response and a second evoked response. 3. The surgical system of claim 1, wherein the relationship identified is at least one of the presence and absence of the second evoked response. 4. The surgical system of claim 2, wherein the sensor is configured to detect an EMG voltage output of the muscle myotome and the control unit determines the magnitude of said EMG voltage output to characterize the evoked response. 5. The surgical system of claim 4, wherein the magnitude of the voltage output is characterized by a peak-to-peak amplitude. 6. The surgical system of claim 4, wherein the relationship identified is the ratio of the amplitude of the second evoked response versus the amplitude of the first evoked response. 7. The surgical system of claim 4, wherein the stimulation signal comprises four electric current pulses of equal magnitude and the relationship is the amplitude ratio of a fourth evoked response versus the amplitude of a first response. 8. The surgical system of claim 1, wherein the system assesses the neuromuscular pathway prior to a nerve testing during at least one of cervical, thoracic and lumbar spine surgery. 9. The surgical system of claim 1, wherein the system assesses the neuromuscular pathway by applying the stimulation signal at least one of on or near the nerve. 10. The surgical system of claim 1, wherein the system assesses the neuromuscular pathway by applying the stimulation signal to electrodes adapted to be placed over a peripheral nerve. 11. The surgical system of claim 1, wherein the stimulation signal includes at least two current pulses, each having a pulse duration and a delivery frequency. 12. The surgical system of claim 11, wherein the pulse duration is the ra... | NuVasive, Inc. | A61N001/00 A61B019/00 A61B005/04 A61B005/0488 A61B005/11 A61B005/00 A61B017/02 A61B017/17 A61B017/88 A61N001/04
US08728004 | B2 | 2014-05-20 | Biopsy needle system having a pressure generating unit | 2012-04-12 | A biopsy needle system includes a cylinder with a fluid connection end, an open end and a cylinder wall. A piston is coupled to a threaded spindle shaft. The threaded spindle shaft is configured to extend from the piston and through the open end of the cylinder. The piston is inserted in the open end such that a cylinder interior volume is defined between the piston and the fluid connection end. A spindle nut is mounted to the open end of the cylinder. The spindle nut is threadably engaged with the threaded spindle shaft and configured to displace the piston via a linear translation of the threaded spindle shaft when the spindle nut is rotated. A biopsy needle is connected in fluid communication with the fluid connection end of the cylinder. | 1. A biopsy needle system, comprising: a cylinder with a fluid connection end, an open end and a cylinder wall;a threaded spindle shaft;a piston coupled to the threaded spindle shaft, the threaded spindle shaft being configured to extend from the piston and through the open end of the cylinder, the piston being inserted in the open end such that a cylinder interior volume is defined between the piston and the fluid connection end;a spindle nut mounted to the open end of the cylinder, the spindle nut being threadably engaged with the threaded spindle shaft and configured to displace the piston via a linear translation of the threaded spindle shaft when the spindle nut is rotated; anda biopsy needle connected in fluid communication with the fluid connection end of the cylinder. 2. The biopsy needle system of claim 1, wherein the piston is displaced in a first direction within the cylinder to generate a negative pressure in the biopsy needle, and the piston is displaced within the cylinder in a second direction opposite to the first direction to generate a positive pressure in the biopsy needle. 3. The biopsy needle system of claim 1, further comprising an absorbent element positioned around threaded spindle shaft and adjacent the piston, the absorbent element being configured to engage the cylinder wall. 4. The biopsy needle system of claim 1, further comprising a ventilation groove established in an interior of the cylinder wall only to a depth of a portion of a thickness of the cylinder wall, the ventilation groove being configured to provide a fluid bypass of the piston in a portion of a longitudinal extent of the cylinder wall. 5. The biopsy needle system of claim 4, further comprising an absorbent element adjacent the piston, the absorbent element being configured to engage the ventilation groove. 6. The biopsy needle system of claim 5, wherein the absorbent element is configured to engage an interior of the cylinder wall. 7. A disposable biopsy needle assembly, comprising: a cylinder;a piston positioned in the cylinder for movement within the cylinder;a threaded spindle shaft coupled to the piston;a spindle nut mounted to the cylinder, the spindle nut being threadably engaged with the threaded spindle shaft and configured to displace the piston via a linear translation of the threaded spindle shaft when the spindle nut is rotated; anda biopsy needle coupled in fluid communication with the cylinder, wherein one of a vacuum and an overpressure is communicated to the biopsy needle when the piston is displaced in the cylinder. 8. The disposable biopsy needle assembly of claim 7, wherein the cylinder, the piston, the threaded spindle shaft, and the spindle nut are assembled as a syringe pump assembly, the syringe pump assembly being connected in fluid communication with the biopsy needle. 9. The disposable biopsy needle assembly of claim 7, wherein the cylinder has a cylinder floor, and wherein a cylinder interior volume is defined between... | C.R. Bard, Inc. | A61B005/00
US09138151 | B2 | 2015-09-22 | Method and apparatus for management of heart failure hospitalization | 2014-01-28 | A hospitalization management system including a heart failure analyzer that receives diagnostic data including at least sensor data representative of one or more physiological signals sensed from a hospitalized patient using one or more sensors and assesses risk of rehospitalization for the patient using the diagnostic data. The outcome of the risk assessment is used during and following the patient's hospitalization for reducing the risk of rehospitalization. | 1. A system for managing a heart failure patient, the system comprising: a sensor processing circuit configured to receive one or more physiological signals and produce sensor data representative of the one or more physiological signals; anda heart failure analyzer circuit coupled to the sensor processing circuit, the heart failure analyzer configured to operate in a post-hospitalization mode including to: receive diagnostic data including information about the sensor data, the diagnostic data indicative of one or more conditions associated with heart failure decompensation, wherein the diagnostic data includes post-hospitalization respiration data associated with the patient; andproduce a risk class parameter classifying a level of risk for rehospitalization within a specified period using the diagnostic data. 2. The system of claim 1, wherein the sensor processing circuit is configured to include or to be coupled to an impedance sensor configured to sense a thoracic impedance, and wherein the sensor processing circuit is configured to determine the respiration data using information about the thoracic impedance. 3. The system of claim 2, wherein the sensor processing circuit is configured to determine the respiration data including a respiration characteristic comprising a respiration rate. 4. The system of claim 1, wherein the heart failure analyzer is configured to operate in the post-hospitalization discharge mode upon being triggered by heart failure analyzer circuit determining that the sensor data has met at least one specified criterion. 5. The system of claim 1, wherein the heart failure analyzer is configured to operate in the post-hospitalization discharge mode upon being triggered by a user command being received after a decision to discharge the patient from a hospitalization. 6. The system of claim 1, wherein the heart failure analyzer circuit includes at least one specified re-hospitalization criterion and at least one specified hospitalization criterion, wherein the at least one specified re-hospitalization criterion is easier to meet than the at least one specified hospitalization criterion. 7. The system of claim 1, wherein the heart failure analyzer is configured to include respiration data obtained outside of the post-hospitalization mode in the diagnostic data used to produce the risk class parameter classifying the level of risk for rehospitalization. 8. The system of claim 7, wherein the heart failure analyzer is configured to include respiration data obtained in a hospitalization mode in the diagnostic data used to produce the risk class parameter classifying the level of risk for rehospitalization. 9. The system of claim 8, wherein the heart failure analyzer is configured to include respiration data obtained in a non-hospitalization mode in the diagnostic data used to produce the risk class parameter classifying the level of risk for rehospitalization. 10. The system of claim 1, comprising an implantable medical... | Cardiac Pacemakers, Inc. | A61B005/04 A61B005/0205 A61B005/00 G06F019/00 A61B005/0215 A61B005/042 A61B005/053 A61B005/145 A61B007/00