## Sheet1
公告(開)號 | KindCode | 公告(開)日 | 名稱 | 申請日 | 摘要 | 申請範圍 | 專利權人 | IPC
US09492074 | B1 | 2016-11-15 | Computerized refraction and astigmatism determination | 2015-09-17 | The present disclosure relates generally to a system and method for determining the refractive error of a patient, more particularly determining the patient's refractive error by using a computerized screen, and providing the patient with a prescription for the patient's preferred type of corrective lenses. The system and method do not require the trip or expense of a doctor visit, and are optimized for convenience and cost effectiveness. In a general embodiment, the present disclosure provides a method for determining a corrective lenses prescription of a patient. The method includes, separately, for each eye of the patient, determining an astigmatism prescription for the patient via a computerized screen and without the use of a refractor lens assembly, including testing for a cylinder component and an axis component at the same time by presenting at least one diagram to the patient via the computerized screen and enabling the patient to select at least one input per diagram corresponding to a cylinder measurement and an axis measurement for the corrective lenses prescription for the patient. | 1. A method for determining a corrective lenses prescription for a patient comprising, separately, for each eye of the patient: determining an astigmatism prescription for the patient via a computerized screen and without the use of a refractor lens assembly, wherein determining the astigmatism prescription for the patient comprises testing for a cylinder component and an axis component at the same time by presenting at least one diagram to the patient via the computerized screen and enabling the patient to select at least one input per diagram, wherein the at least one input per diagram corresponds to a cylinder measurement and an axis measurement used to determine the cylinder component and the axis component of the corrective lenses prescription for the patient. 2. The method according to claim 1, wherein the method is provided via an internet. 3. The method according to claim 1, wherein presenting the at least one diagram comprises sequentially presenting at least two diagrams comprising at least two portions, and the at least two diagrams differ from each other by at least the spacing between the at least two portions. 4. The method according to claim 3, wherein the at least two diagrams are a same diagram. 5. The method according to claim 1, further comprising: acquiring an image of the patient; anddetermining a pupillary distance measurement for the patient based on a known canthal distance based on an age and a gender of the patient and at least one calibration data point that is related to the acquired image of the patient. 6. The method according to claim 1, wherein the method further comprises sending the determined cylinder component and the determined axis component to at least one doctor for review and approval. 7. The method according to claim 1, wherein the cylinder component is based, at least in part, on the cylinder measurements from the at least one input per diagram. 8. The method according to claim 1, wherein the axis component is based, at least in part, on the axis measurements from the at least one input per diagram. 9. The method according to claim 1, further comprising determining a sphere component of the corrective lenses prescription for the patient via the computerized screen by: (i) presenting a first figure to a patient via the computerized screen, wherein the first figure is too small to be clearly seen by the patient, and(ii) enabling the patient to make at least one input to increase the size of the first figure until it can be just barely be made out by the patient, wherein the at least one input corresponds to a first sphere measurement. 10. The method according to claim 9, wherein determining the sphere component of the corrective lenses prescription for the patient via the computerized screen comprises: (iii) presenting a second figure to a patient via the computerized screen, wherein the second figure is large enough to be clearly seen by the patient, and(iv) enabling the patient to make at least ... | Opternative, Inc. | A61B003/02 A61B003/032 A61B003/00 A61B005/00 A61B003/11 A61B003/036
US09504428 | B1 | 2016-11-29 | Systems, methods, and computer readable media for using descriptors to identify when a subject is likely to have a dysmorphic feature | 2016-07-18 | Systems, methods, and computer-readable media are disclosed for identifying when a subject is likely to be affected by a medical condition. For example, at least one processor may be configured to receive information reflective of an external soft tissue image of the subject. The processor may also be configured to perform an evaluation of the external soft tissue image information and to generate evaluation result information based, at least in part, on the evaluation. The processor may also be configured to predict a likelihood that the subject is affected by the medical condition based, at least in part, on the evaluation result information. | 1. A computer-implemented method for analyzing image pixels of soft tissue and determining a likely presence of a genetic variant, the method comprising: receiving, with processing circuitry, populational electronic information reflective of populational sets of values corresponding to pixels in a plurality of cranio-facial external soft tissue images associated with a plurality of geographically dispersed individuals having at least one genetic variant, wherein each populational set of values corresponds to relationships between at least one group of pixels in each of the cranio-facial external soft tissue images;generating, using the populational sets of values, electronic characterizations of each of the plurality of cranio-facial external soft tissue images;associating, in an electronic database, the electronic characterizations of each of the plurality of soft tissue images of the plurality of geographically dispersed individuals with at least one genetic variant;analyzing, with the processing circuitry, the electronic characterizations of each of the plurality of external soft tissue images to identify at least one populational predictor location associated with an external soft tissue attribute predictive of the at least one genetic variant;receiving, with the processing circuitry, subject-related electronic information reflective of subject-related sets of values corresponding to pixels of a cranio-facial external soft tissue image of a subject, wherein the subject-related sets of values correspond to relationships between at least one group of pixels in the cranio-facial external soft tissue image of the subject;analyzing, with the processing circuitry, the subject-related electronic information to identify a subject predictor location corresponding to the populational predictor location;comparing, information associated with pixels corresponding to the populational predictor location with information associated with pixels corresponding to the subject predictor location;determining, with the processing circuitry, whether a common dysmorphology exists between the subject predictor location and the populational predictor location; andpredicting, based on the determining, with the processing circuitry, whether the subject has the genetic variant. 2. The computer-implemented method of claim 1, wherein at a time of receiving, the subject is undiagnosed with the medical condition. 3. The computer-implemented method of claim 1, wherein the cranio-facial external soft tissue image of the subject includes at least one of a frontal view, a lateral view, an angled view, a top view, and a back view. 4. The computer-implemented method of claim 1, wherein receiving, with the processing circuitry, subject-related electronic information includes additionally receiving information associated with at least one of a hand of the subject and a foot of the subject. 5. The computer-implemented method of claim 1, wherein analyzing the electronic characteri... | FDNA Inc. | G06K009/00 A61B005/00 G06T007/00
US20160321947 | A1 | 2016-11-03 | SYSTEM AND METHOD FOR TREATING PATIENTS HAVING CONDITIONS THAT AFFECT WALKING | 2016-05-09 | A method for treating certain patients with walking impediments, such as stroke patents, are trained to walk more effectively by providing audio signals to them to reinforce them when they are walking properly, or to warn them to take remedial action when they are walking improperly. Sensors in an insert or shoe sense distribution of weight and foot strikes against a ground surface while walking, and an IMU senses foot movement. Outputs from these devices are analyzed by a processing system to detect when the patient is walking with an impediment, such as one that may cause stumbling and/or falling, and an audio warning is provided so the patient can train himself/herself to walk more properly. Such a device may also be used by a clinician to analyze foot problems in a rehabilitation setting, and devise a treatment protocol for the patient outside a rehabilitation setting. | 1. A medical device for determining position and orientation of a body part, comprising: a sensor portion and a processor portion, the sensor portion including a plurality of sensors that are interactive with the body part to determine the amount of pressure that is placed on this sensors;an accelerometer to measure the speed of the body part;a gyroscope to measure the yaw, pitch and roll orientation of the body part; and,a magnetometer to measure the geographic directional orientation of the device; andwherein the processor receives the data from the sensors and includes a communications component for communicating the processed data to a remote processor for further processing. 2. A method for treating a patient with an abnormal gait comprising: sensing weight applied to portions of at least one affected foot of said patient against a ground surface while said patient is walking,sensing direction of motion of said at least one affected foot while said patient is walking,sensing orientation of said at least one affected foot while said patient is walking,analyzing at least said weight, said direction of motion and said orientation of said at least one affected foot,developing an audio feedback signal to said patient, said audio feedback signal configured to train said patient to reduce or eliminate said abnormal gait. | TWD SPORTS TECH, LLC | G09B019/00 A61B005/00 A61B005/103
US10060939 | B2 | 2018-08-28 | Device and method for clinical data sampling and specimen banking | 2015-01-30 | A system and method are described that allow the autonomous collection of relevant data and samples from a patient during a clinical trial or during routine care. Sampling is accomplished by drawing multiple samples into tubing, such as microfluidic tubing, and using a pump to move the samples through the tubing. A spacer fluid is provided to separate each sample and to prevent contamination between each. A microcontroller is used to control the operation of the pump and to gather data about the patient from the electronic medical record or other alternative inputs, and the sampling, including data from onboard sensors. | 1. A patient data and sample collection and banking system comprising: a tube capable of transporting a sample;a first pump coupled to the tube, wherein the first pump moves the sample through the tube;a spacer fluid;a second pump in fluid communication with the spacer fluid and connected to the tube, wherein the second pump is capable of injecting the spacer fluid into the tube;a sensor capable of differentiating between the sample and the spacer fluid contained within the tube, wherein the sensor generates a data signal;a microcontroller electrically connected to each of the sensor, the first pump, and the second pump, wherein the microcontroller sends control signals to the first pump and the second pump, causing the second pump to interpose the spacer fluid between the sample and an adjacent subsequent sample; anda communications interface connecting the microcontroller to a database, wherein the microcontroller is capable of receiving and transmitting data through the communications interface. 2. The system of claim 1, further comprising: a storage vessel, wherein a portion of the tube is contained within an interior volume of the storage vessel; anda cooling device that cools the interior volume of the storage vessel. 3. The system of claim 2, wherein the cooling device is a thermoelectric cooler. 4. The system of claim 1, wherein the database is an electronic medical record system. 5. The system of claim 1, wherein the communications interface is wireless. 6. The system of claim 1, wherein the microcontroller receives the data signal from the sensor. 7. The system of claim 1, wherein the spacer fluid is a fluorocarbon. 8. The system of claim 1, wherein the tube is hydrophobic. 9. The system of claim 1, wherein the tube is hydrophilic. 10. The system of claim 1, wherein the microcontroller further comprises a single-board computer. 11. The system of claim 1, wherein the microcontroller is electrically connected to each of the sensor, the first pump, and the second pump by a wireless connection. 12. A method of collecting patient data and collecting and banking patient samples, the method comprising: drawing a sample into a tube;moving the sample along a portion of the length of the tube through the use of a pump;injecting a spacer fluid into the tube containing the sample to create sequential samples comprising a first sample and a second sample;wherein the spacer fluid is interposed between the first sample and the second sample to create discrete sections of sample and spacer fluid along the tube;sensing at least one of the first sample, the second sample, and the spacer fluid at a point along the tube;providing a microcontroller in communication with the sensor and the pump;sending a control signal from the microcontroller to the pump;receiving data in the microcontroller from the sensor, wherein the data comprises an identification of at least one of the first sample and the second sample,wherein each identified sample contai... | CARNEGIE MELLON UNIVERSITY | G01N035/08 G01N001/18 A61B010/00 A61B005/15 A61B005/155 G01N033/546 G01N001/10 G06F019/00 H04B001/40
US09506900 | B2 | 2016-11-29 | Gas treatment device and medical equipment using the same | 2014-07-17 | Provided are gas treatment devices and medical equipment thereof. The gas treatment device can include at least a first gas monitoring module and a second gas monitoring module, a master control module and an integrated gas circuit board. A gas outlet, at least one gas inlet and a monitoring interface can be arranged on a surface of the integrated gas circuit board, while a first and a second gas circuits may be arranged inside the integrated gas circuit board. The gas inlet can include a first gas inlet and a second gas inlet. The gas outlet and the first gas inlet can communicate with first and second ends of the first gas circuit, and the second gas inlet can communicate with one end of the second gas circuit. The first and the second gas circuits can communicate with the first and the second gas monitoring modules through corresponding monitoring interfaces. | 1. A gas treatment device, comprising: a first gas monitoring module;a second gas monitoring module;a master control module respectively coupled to the first gas monitoring module and the second gas monitoring module to control said first and second gas monitoring modules; andan integrated gas circuit board, wherein the integrated gas circuit board comprises:a gas outlet, at least one gas inlet and at least one monitoring interface arranged on a surface of the integrated gas circuit board, wherein the gas inlet comprises a first gas inlet and a second gas inlet;a first gas circuit arranged inside the integrated gas circuit board, wherein the first gas circuit is a through passage with both inlet and outlet, the first gas inlet and the gas outlet communicate with first and second ends of the first gas circuit, and the first gas circuit communicates with the first gas monitoring module through the monitoring interface; andat least one second gas circuit arranged inside the integrated gas circuit board, wherein the second gas circuit is a blind passage with one open end, the second gas inlet communicates with the open end of the second gas circuit, and the second gas circuit communicates with the second gas monitoring module through the monitoring interface. 2. The gas treatment device of claim 1, further comprising a circuit board, wherein the master control module is mounted on the circuit board, the circuit board and the integrated gas circuit board are designed as a laminated structure, and the circuit board is disposed on a surface of the integrated gas circuit board where the monitoring interface is arranged. 3. The gas treatment device of claim 2, further comprising: at least one three-way valve communicating with the master control module through signals, wherein each three-way valve has a zero-calibration end;at least one zero-calibration interface arranged on a surface of the integrated gas circuit board;a zero-calibration gas circuit arranged inside the integrated gas circuit board, wherein the zero-calibration gas circuit is a blind passage with one open end, the gas inlet also comprises a zero-calibration gas inlet, and a gas inlet end of the zero-calibration gas circuit communicates with the zero-calibration gas inlet, and the zero-calibration gas circuit communicates with the zero-calibration end of each three-way valve through the zero-calibration interface and controllably communicates with a portion of the first gas circuit in communication with the first gas monitoring module or with a portion of the second gas circuit in communication with the second gas monitoring module through the three-way valve. 4. The gas treatment device of claim 3, wherein: each three-way valve further comprises a first connection end and a second connection end, wherein the first connection end and the second connection end are in constant communication with each other, and the zero-calibration end communicates with the second connection end in the st... | SHENZHEN MINDRAY BIO-MEDICAL ELECTRONICS CO., LTD. | B01D053/02 G01N033/00 A61M016/08 A61M016/00 G05D007/06 A61B005/083 A61M016/01 A61M016/10
US09491863 | B2 | 2016-11-08 | Mounting system that maintains stability of optics as temperature changes | 2014-06-26 | An optical system comprises a detector to determine one or more intensities of light impinging on one or more locations of the detector and an optical element to redirect light towards the detector along a detection axis. The detector and optical element are coupled together by three or more substantially flat flexures respectively defining three or more flexure planes parallel to the detection axis. | 1. A scanner comprising: a light source to generate light;a microlens array to split the light into an array of light beams;a base;a detector, mounted to the base, comprising an array of sensors, wherein each sensor of the array of sensors determines an intensity of light impinging on the sensor; anda beam splitter to transmit the array of light beams towards a target and redirect a reflected array of light beams from the target towards the detector along a detection axis in a first direction,wherein the beam splitter is coupled to the base by three or more flexures, and wherein thermal expansion or contraction of the beam splitter with respect to at least one of the detector or the base bends each flexure of the three or more flexures in a second direction radiating from the detection axis without bending the flexure in a third direction perpendicular to the first direction and the second direction, wherein the three or more flexures maintain an alignment of the microlens array to the detector to a sub-micron level of accuracy. 2. The scanner of claim 1, wherein the beam splitter has a first coefficient of thermal expansion that is different from a second coefficient of thermal expansion of at least one of the detector or the base. 3. The scanner of claim 1, wherein each flexure has a height in the first direction, a thickness in the second direction, and a width in the third direction, wherein the thickness is less than one-tenth the height and the width. 4. The scanner of claim 1, wherein the base comprises a printed circuit board (PCB) having a first coefficient of thermal expansion that is approximately equal to a second coefficient of thermal expansion of the detector, the beam splitter comprises a housing that houses an optical beam-splitting element, and the three or more flexures attach the PCB to the housing. 5. A system comprising: a base having a substantially flat surface defining a base plane; andthree or more substantially flat flexures protruding from the base, the three or more substantially flat flexures respectively defining three or more flexure planes approximately perpendicular to the base plane, the three or more flexure planes respectively defining three or more flexure lines perpendicular to the flexure planes, wherein each of the three or more substantially flat flexures is flexible along a respective flexure line of the three or more flexure lines and is rigid perpendicular to the respective flexure line, wherein the three or more flexure lines meet at an intersection point, and wherein the intersection point is maintained with changes in temperature. 6. The system of claim 5, wherein the three or more substantially flat flexures comprise a first flexure defining a first flexure line, a second flexure defining a second flexure line collinear with the first flexure line, a third flexure defining a third flexure line perpendicular to the first flexure line, and a fourth flexure defining a four flexure line collinear ... | Align Technology, Inc. | H05K001/18 A61C009/00 G01B011/24 G02B003/00 G02B007/00 G02B027/10 A61B001/00 A61B001/247 A61B005/00 G02B026/10
US20160317062 | A1 | 2016-11-03 | WEARABLE MICROWAVE RADIOMETER | 2016-04-26 | Provided among other things is a wearable microwave radiometer. For example, a wearable microwave radiometer apparatus for measuring relative temperature differences comprising: (a) a circumambient garment configured to fit snugly; (b) control flat, flexible radiometer antenna(s) fitted to, or configured to fit to, the garment; (c) active flat, flexible radiometer antenna(s) fitted to, or configured to fit to, the garment, which active antenna(s) are configured in the apparatus to be positioned in a spaced-apart manner relative to the control antenna(s); and (d) a radiometer configured to monitor microwave signal from the control and active antennas and fitted to, or configured to fit to, the garment, wherein the antennas are operatively connected to, or configured to connect to, the radiometer. | 1. A wearable microwave radiometer apparatus for measuring relative temperature differences comprising: a circumambient garment configured to fit snugly;control flat, flexible radiometer antenna(s) fitted to, or configured to fit to, the garment;active flat, flexible radiometer antenna(s) fitted to, or configured to fit to, the garment, which active antenna(s) are configured in the apparatus to be positioned in a spaced-apart manner relative to the control antenna(s); anda radiometer configured to monitor microwave signal from the control and active antennas and fitted to, or configured to fit to, the garment, wherein the antennas are operatively connected to, or configured to connect to, the radiometer. 2. The wearable radiometer apparatus of claim 1, wherein the garment comprises microwave shielding and configured to isolate the antennas from exterior microwaves. 3. The wearable radiometer apparatus of claim 1, wherein the garment has fitted to it, or configured to fit to it, one or first garment locators, the locators configured to lock into cooperative second locators. 4. The wearable radiometer of claim 1, wherein an outer side of the garment comprises two or more locations that reversibly accept surgical tape. 5. The wearable radiometer apparatus of claim 1, wherein the garment is in the form of a brassiere with two breast cups, and wherein the antennas are configured to fit in separate cups. 6. The wearable radiometer apparatus of claim 1, wherein the garment is a stretchable torso suit, and wherein the antennas are configured to monitor separate locations on the torso. 7. The wearable radiometer apparatus of claim 1, further comprising a data recorder for recording as a function of time the microwave data from the radiometer. 8. A wearable brown adipose tissue activity monitor comprising: the radiometer apparatus of claim 1;a separate physical activity monitor;wherein the radiometer is operatively connected to the activity monitor, and wherein the scanning rate of the radiometer is adjusted based on the level of physical activity determined by the physical activity monitor. 9. A kit comprising: the wearable radiometer apparatus of claim 1; anda microwave shielding garment configured to fit thereover. 10. A method of monitoring the activity of brown adipose tissue comprising: fitting the garment of the wearable radiometer apparatus of claim 1 on a subject with one or more of the antennas of the radio fitted to detect radiation from the brown adipose tissue and one or more other such antennas fitted to detect radiation from tissue that is not brown adipose tissue;recurrently activating the radiometer to take readings of the temperature associated with the brown adipose tissue; andoutputting from the wearable radiometer a representation of the temperature associated with the brown adipose tissue over time. 11. The method of claim 10, further comprising: operating a separate physical activity monitor of the subject; andadjusting the... |  | A61B005/05 A61B005/00 A61N005/02 A61B005/01
US20160331320 | A1 | 2016-11-17 | ADAPTIVE WEARABLE SMART FABRIC | 2016-03-24 | The present disclosure discloses an adaptive wearable smart fabric. The adaptive wearable smart fabric may comprise sensors being accelerometer sensor, load sensor and pulse sensor. The accelerometer sensor and load sensor are adapted to sense the posture data and movement data of the user of an adaptive wearable smart fabric. The sensors are coupled with microcontroller that captures the sensed data and determines the posture based on analytic model. The microcontroller may be further coupled with PID controller and air pump which may inflate and deflate the air diaphragm placed within the fabric. The inflation and deflation of air diaphragm is dynamically controlled to provide comfort to the user of an adaptive wearable smart fabric. | 1. An adaptive wearable smart fabric comprising: one or more sensors adapted to sense posture data and movement data of a user wearing an adaptive smart fabric;a processor coupled with a memory configured to store instructions, wherein the processor executes the instructions in order to: capture the posture data and the movement data from the one or more sensors; anddetermine, using an analytic model, posture of the user wearing an adaptive smart fabric based upon the posture data and the movement data captured from the one or more sensors; anda Proportional-Integral-Derivative (PID) controller coupled with the processor, wherein the PID controller is configured to dynamically control, via a combination of air pump and a valve, inflation or deflation of an air diaphragm placed within the fabric, and wherein the air diaphragm is inflated or deflated based on the posture of the user wearing an adaptive smart fabric. 2. The adaptive wearable smart fabric of claim 1, wherein the analytic model is based on Adaptive Resonance Theory (ART). 3. The adaptive wearable smart fabric of claim 1, wherein the one or more sensors comprises an accelerometer sensor to capture the posture data. 4. The adaptive wearable smart fabric of claim 1, wherein the one or more sensors comprises a load sensor to capture the movement data. 5. The adaptive wearable smart fabric of claim 1, wherein the one or more sensors further comprises a pulse sensor to capture the vital signs of the user wearing an adaptive smart fabric wherein the vital signs are pulse heart rate. 6. The adaptive wearable smart fabric of claim 1, wherein the inflation and deflation of the air diaphragms is such that the inflation and deflation maintains aerodynamic equilibrium. 7. The adaptive wearable smart fabric of claim 1, wherein the posture data captured comprises of standing, sitting and sleeping. 8. The adaptive wearable smart fabric of claim 1, wherein the one or more air diaphragms are placed within the fabric surrounding the neck collar, neck shoulders, underneath knees, lower back near spine, beneath waist, around waist, underneath legs, around ankle and underneath head. 9. A method comprising: sensing, via one or more sensors, posture data and movement data of a user wearing an adaptive smart fabric;capturing, by a processor, the posture data and the movement data from one or more sensors;determining, by the processor, using an analytic model, posture of the user wearing an adaptive smart fabric based upon the posture data and the movement data captured from the one or more sensors; andcontrolling, by a Proportional-Integral-Derivative (PID) controller coupled with the processor, air for dynamic inflation or deflation of an air diaphragm placed within the fabric, and wherein the air diaphragm is inflated or deflated based on the posture of the user wearing an adaptive smart fabric. |  | A61B005/00 A61B005/0205 G05B019/406 A41D001/00
US10194982 | B2 | 2019-02-05 | Physiological mapping for arrhythmia | 2016-08-02 | A non-transitory computer-readable medium can have instructions executable by a processor. The instructions can include an electrogram reconstruction method to generate reconstructed electrogram signals for each of a multitude of points residing on or near a predetermined cardiac envelope based on geometry data and non-invasively measured body surface electrical signals. The instructions can include a phase calculator to compute phase signals for the multitude of points based on the reconstructed electrogram signals and a visualization engine to generate an output based on the computed phase signals. | 1. A non-transitory computer-readable medium having instructions executable by a processor, the instructions comprising: an electrogram reconstruction method to generate reconstructed electrogram signals for each of a multitude of points residing on or near a predetermined cardiac envelope based on non-invasively measured body surface electrical signals;a post-inverse solution processing method to filter the reconstructed electrogram signals and provide corresponding filtered reconstructed electrogram signals, wherein the post-inverse solution processing method further comprises: a bandpass filter applied to the reconstructed electrogram signals to pass one or more predetermined frequency bands; anda baseline removal function programmed to remove baseline wander from the bandpass-filtered signal;a phase calculator to compute phase signals for the multitude of points based on the filtered reconstructed electrogram signals; anda visualization engine to generate an output based on the computed phase signals, wherein the output comprises at least one spatially and temporally consistent map to characterize one or more mechanisms of an arrhythmia for multiple chambers of a patient's heart over multiple time intervals. 2. The medium of claim 1, wherein the instructions further comprise a preprocessing method programmed to process the non-invasively measured body surface electrical signals prior to the electrogram reconstruction method to remove signal features determined not to contribute to a predefined arrhythmia and to provide corresponding processed electrical signals, the electrogram reconstruction method generating the reconstructed electrogram signals from the corresponding processed electrical signals. 3. The medium of claim 2, wherein the preprocessing method is further programmed to remove signal features from the non-invasively measured body surface electrical signals that are due to ventricular electrical activity to provide the corresponding processed electrical signals to have an increased specificity for an atrial type of arrhythmia. 4. The medium of claim 3, wherein the preprocessing method further is further programmed to at least one of implement cancellation of QRS-waves or cancellation of T-waves from the non-invasively measured body surface electrical signals to remove the signal features from the non-invasively measured body surface electrical signals. 5. The medium of claim 2, wherein the instructions further comprise a graphical user interface programmed to specify a predetermined type arrhythmia for evaluation in response to a user input, the preprocessing method being programmed to selectively control the preprocessing depending in response to the user input. 6. The medium of claim 5, wherein if the user input selects evaluation of an atrial type of arrhythmia, the preprocessing method being programmed to remove signal features relating to ventricular electrical activity from the non-invasively measured body surface electr... | CARDIOINSIGHT TECHNOLOGIES, INC. | A61B018/14 A61B005/044 A61B005/04 A61B005/00 A61B005/046 A61B005/0464 A61B005/0408 A61B017/00 A61B018/00
US09486568 | B2 | 2016-11-08 | Fuzzy logic | 2014-02-26 | The described system and method for blood treatment are configured to detect at least two hemodynamic parameters, for example the blood pressure and the relative blood volume, during the blood treatment. At least two fuzzy modules receive measuring values of the hemodynamic parameters as input variables, wherein the output signals transmitted by the fuzzy modules are weighted by at least one weighting module. A setting means effectuates setting of at least one variable, for example an ultrafiltration rate, a dialysis fluid conductivity or a dialysis fluid temperature, in response to the output signal transmitted by the weighting module. In this way, e.g. threatening intradialytic hypotensive episodes can be detected and avoided. The system can be designed as a dialyzer for hemodialysis, hemofiltration or hemodiafiltration. | 1. A system for blood treatment which is configured to detect at least two hemodynamic parameters during the blood treatment, the system comprising: at least three fuzzy modules which receive measured values of the hemodynamic parameters as input variables, wherein each of the at least three fuzzy modules forms a respective output value (hre1, hre2, hre3), each of the respective output values representing a hypotonic relevance status variable;at least one weighting module to which a plurality of output signals transmitted by the at least three fuzzy modules are supplied, wherein the weighting module is configured to combine the respective output values hre1, hre2, and hre3 formed by the at least three fuzzy modules into a resulting output value;a further fuzzy module configured to evaluate the resulting output value together with a relative ultrafiltration volume, such that the evaluation at least one of describes a ratio between a current and a total ultrafiltration volume or evaluates a relative time, which describes a ratio between a current and a total time; wherein the further fuzzy module computes and sets at least one of a corresponding desired ultrafiltration rate, dialysis fluid conductivity, or dialysis fluid temperature, in response to an output signal transmitted by the weighting module. 2. The system according to claim 1, configured to detect or avoid intradialytic hypotensive episodes and in which the hemodynamic parameters monitored comprise two or more of the following parameters: blood pressure, course of blood pressure, relative blood volume, course of relative blood volume, hematocrit value, hematocrit course, oxygen saturation, course of oxygen saturation of the blood, heart rate, course of heart rate,absorbance of uremic toxins or hemodynamic courses, or,physical parameters or physical courses including blood pressure values measured by the system, the blood pressure values including at least one of arterial blood pressure, venous blood pressure, course of arterial blood pressure, or course of venous blood pressure. 3. The system according to claim 1, which is designed as a dialyzer for hemodialysis, hemofiltration or hemodiafiltration. 4. The system according to claim 1, which is configured to discontinuously measure blood pressure values at predetermined irregular time intervals, to compare them to a limit and, in the case of decrease of the blood pressure value below the limit, to change to continuous blood pressure measurement. 5. The system according to claim 1, in further comprising a short time fuzzy module configured to measure blood pressure values at different time intervals,compared the measured blood pressure values to a limit,evaluate the behavior of the blood pressure at an earlier time period comprising one or more particular earlier time intervals at which the blood pressure values were measured, andcompute a variable reflecting the patient's condition by evaluating rules or fuzzy rules. 6. The system acc... | B. BRAUN AVITUM AG | A61M001/16 A61M001/34 B01D061/22 B01D061/32 A61B005/02 A61B005/021 A61M001/36 A61B005/024 A61B005/145 A61B005/1455
US20160317085 | A1 | 2016-11-03 | NONINVASIVE SYSTEM AND METHODS FOR UTILIZING IMPEDANCE FOR THE DETECTION OF CEREBROSPINAL FLUID VOLUME | 2016-04-29 | A cerebrospinal fluid (CSF) detection device includes a headband including at least four electrodes integrated into the headband. The electrodes are configured to make electrical contact with a person's head when the headband is placed on the person's head. The CSF detection device also includes an impedance circuit integrated into the headband and coupled to the at least four electrodes. The impedance circuit includes memory and an impedance analyzer coupled to the at least four electrodes and is configured to measure an impedance of the person's head. A first pair of the at least four electrodes is used by the impedance circuit to inject an electrical signal into the person's head and a second pair of the electrodes are used by the impedance analyzer to sense a signal. The first pair of electrodes is interleaved within the headband with respect to the second pair of electrodes. | 1. A cerebrospinal fluid (CSF) detection device, comprising: a headband including at least four electrodes integrated into the headband, wherein the electrodes are configured to make electrical contact with a person's head when the headband is placed on the person's head;an impedance circuit integrated into the headband and coupled to the at least four electrodes, wherein the impedance circuit includes memory and an impedance analyzer coupled to the at least four electrodes and is configured to measure an impedance of the person's head;wherein a first pair of the at least four electrodes is used by the impedance circuit to inject an electrical signal into the person's head and a second pair of the electrodes are used by the impedance analyzer to sense a signal, wherein the first pair of electrodes is interleaved within the headband with respect to the second pair of electrodes. 2. The CSF detection device of claim 1, further comprising a wireless interface. 3. The CSF detection device of claim 2, wherein the wireless interface is configured to transmit impedance measurements. 4. The CSF detection device of claim 2, wherein the wireless interface is configured to transmit impedance voltage and current data. 5. The CSF detection device of claim 2, wherein the memory is configured to store multiple impedance measurements and wherein the wireless interface is configured to transmit the stored impedance measurements to an external device. 6. The CSF detection device of claim 5, wherein the memory is configured to store impedance measurements taken over a time period of at least a month. 7. The CSF detection device of claim 1, wherein the headband includes a curved portion comprising a forehead segment, a pair of temple portions, and a pair of temple tips, wherein each temple tip includes one of the electrodes, and wherein a longitudinal axis of each temple tip is at an angle with respect to a longitudinal axis of each temple portion. 8. The CSF detection device of claim 6, wherein the angle is between about 80 degrees and about 120 degrees. 9. The CSF detection device of claim 8, wherein each temple portion includes one of the electrodes. 10. The CSF detection device of claim 1, wherein the headband is not one continuous loop and, instead, is configured to fit about a partial circumference of the person's head. 11. A cerebrospinal fluid (CSF) detection device, comprising: a headband including at least four electrodes integrated into the headband, wherein the electrodes are configured to make electrical contact with a person's head when the headband is placed on the person's head;an impedance circuit integrated into the headband and coupled to the at least four electrodes, wherein the impedance circuit includes memory and an impedance analyzer coupled to the at least four electrodes and is configured to measure an impedance of the person's head;wherein a first pair of the at least four electrodes is used by the impedance circuit to inject an ... |  | A61B005/00 A61B005/053
US09943266 | B2 | 2018-04-17 | Time-domain interference removal for heart rate measurements | 2015-12-17 | Heart rate monitors are plagued by noisy photoplethysmography (PPG) data, which makes it difficult for the monitors to output a consistently accurate heart rate reading. Noise is often caused by motion. Using known methods for processing accelerometer readings that measure movement to filter out some of this noise may help, but not always. The present disclosure describes an improved front-end technique (time-domain interference removal) based on using adaptive linear prediction on accelerometer data to generate filters for filtering the PPG signal prior to tracking the frequency of the heartbeat (heart rate). The present disclosure also describes an improved back-end technique based on steering the frequency of a resonant filter in order to track the heartbeat. Implementing one or both of these techniques leads to more accurate heart rate measurements. | 1. An apparatus for assisting identification and/or tracking of a heartbeat signal, the apparatus comprising: means for receiving, at one or more processing units, a first signal generated by at least one heartbeat sensor and a second signal generated by at least one motion sensor, the second signal indicative of a motion of the heartbeat sensor;means for applying, by the one or more processing units, adaptive linear prediction to at least a portion of the second signal to determine coefficients of an adaptive linear prediction filter configured to filter at least a part of noise content present in the second signal from a signal indicative of the motion of the heartbeat sensor; andmeans for generating, by the one or more processing units, a filtered first signal by subtracting, from the first signal, a signal generated by applying, to the first signal, a filter with the determined coefficients. 2. The apparatus according to claim 1, wherein: the second signal comprises at least a first portion indicative of motion of the heartbeat sensor with respect to a first direction and a second portion indicative of motion of the heartbeat sensor with respect to a second direction, andapplying adaptive linear prediction to at least a portion of the second signal comprises: applying adaptive linear prediction to the first portion of the second signal to determine a first set of coefficients of a first adaptive linear prediction filter configured to filter at least a part of noise content present in the first portion of the second signal from a signal indicative of the motion of the heartbeat sensor with respect to the first direction, andapplying adaptive linear prediction to the second portion of the second signal to determine a second set of coefficients of a second adaptive linear prediction filter configured to filter at least a part of noise content present in the second portion of the second signal from a signal indicative of the motion of the heartbeat sensor with respect to the second direction. 3. The apparatus according to claim 2, wherein generating a filtered first signal comprises generating the filtered first signal by subtracting from the first signal a signal generated by applying a filter with the determined first set of coefficients to the first signal and subtracting a signal generated by applying a filter with the determined second set of coefficients to the first signal. 4. The apparatus according to claim 1, wherein the filter comprises a finite impulse response (FIR) filter. 5. The apparatus according to claim 1, wherein the adaptive linear prediction is based on a power-normalized least mean square (LMS) update algorithm. 6. The apparatus according to claim 5, wherein an update equation of the power-normalized LMS update algorithm includes a leak factor (LF). 7. The apparatus according to claim 1, further comprising: means for processing the second signal with a pre-processing filter to substantially attenuate signal content ou... | ANALOG DEVICES, INC. | A61B005/02 A61B005/00 A61B005/024 A61B005/11
US09706956 | B2 | 2017-07-18 | Method and apparatus for assessing cardiac and/or mental health | 2016-05-02 | Aspects of the disclosure are directed to detecting physiological and/or other characteristics of subjects. As may be implemented in accordance with one or more embodiments, a time series of cardiac intervals is computed from a recording of activity of a beating heart of a subject, and the time series is decomposed into subcomponents. An envelope of at least one of the subcomponents is computed, and the presence and/or degree of a depressive or stressed mental state of the subject is detected based upon characteristics of the envelope. | 1. A method comprising: computing a time series of cardiac intervals from a recording of activity of a beating heart of a subject;decomposing the time series into subcomponents;computing an envelope of at least one of the subcomponents; anddetermining a degree of mental stress of the subject based upon characteristics of the envelope. 2. The method of claim 1, wherein determining the degree of mental stress based upon one or more characteristics of the envelope includes detecting the presence of one or more of: a periodic component of a predetermined frequency;a time averaged mean energy in a first scale that exceeds a time averaged mean energy in a second scale for a specified time; andincreased entropy in one of the subcomponents corresponding to a high frequency band. 3. The method of claim 1, wherein determining the degree of mental stress based upon one or more characteristics of the envelope includes evaluating a degree of randomness of fluctuations in energy of the time series over a predetermined time period. 4. The method of claim 3, wherein evaluating the degree of randomness of the fluctuations in energy includes computing entropy. 5. The method of claim 4, further including computing the metric of entropy using one of sample entropy and approximate entropy. 6. The method of claim 1, wherein computing a time series of inter-beat intervals includes: detecting a plethora of heart beats in the recording;computing a raw sequence of inter-beat intervals from consecutive ones of the detected beats;identifying invalid beats from the detected beats;creating a cleaned sequence of inter-beat intervals by excluding intervals computed using ones of the beats identified as being invalid; andresampling said cleaned sequence of inter-beat intervals to create an equispaced time series of inter-beat intervals. 7. The method of claim 6, wherein identifying invalid beats includes identifying invalid beats based on characteristics in the recording selected from the group of: ventricular arrhythmias;atrial fibrillation;characteristics indicating that a signal detected as a beat is not a beat; andnoise beyond a noise threshold. 8. The method of claim 6, wherein identifying invalid beats includes identifying ectopic beats by: decomposing the recording into subcomponents;detecting the presence of ventricular depolarizations in the subcomponents;establishing a window around each detected ventricular depolarization;computing the energy of high frequency and low-frequency subcomponents in each window;computing, for each window, the ratio of low frequency energy to high frequency energy; anddetecting the presence of an ectopic beat in a window based upon the computed ratio. 9. The method of claim 8, wherein computing high frequency energy in a window includes: selecting one or more subcomponents corresponding to high frequency; andcomputing the high frequency energy using at least one of the sum of squares of the amplitude and the sum of the absolute valu... | VivaQuant LLC | A61B005/16 A61B005/04 A61B005/0456 A61B005/0205 A61B005/00 A61B007/02 A61B005/02 A61B005/021 A61B005/0245 A61B005/026 A61B005/0408 A61B005/0452 A61B005/046 A61B005/0464 A61B005/0468 A61B005/0472 A61B005/11 G06F017/14 G06F019/00 G06K009/00 A61B005/024
US09498290 | B2 | 2016-11-22 | Surgical navigation devices and methods | 2014-10-15 | A trajectory frame for use with surgical navigation systems includes a base having a patient access aperture formed therein. A yoke is mounted to the base and is rotatable about a roll axis. A platform is mounted to the yoke and is rotatable about a pitch axis. An elongated guide is secured to the platform and includes opposite proximal and distal end portions and a bore that extends from the proximal end portion to the distal end portion. The guide is configured to removably receive various devices therein for quick release therefrom, including an optical tracking probe (which may be a universal tracker) detectable by a camera-based tracking system or an EM probe detectable by an EM navigation system, a microelectrode probe driver adapter, a drill guide and drill bit, skull fixation device and driver, and a catheter guide. | 1. A trajectory assembly for use with a surgical system, comprising: a base having a patient access aperture formed therein, wherein the base is configured to be secured to a body of a patient, the base comprising a circular perimeter with a plurality of ears spaced apart about the circular perimeter, the ears extending laterally outward from the base;a yoke movably mounted to the base and rotatable about a roll axis;a platform movably mounted to the yoke and rotatable about a pitch axis;a support column secured to the platform, wherein the support column comprises opposing axially spaced apart proximal and distal ends with a bore therethrough, wherein the proximal end resides a distance above the platform;a tracking probe removably secured to the support column, the tracking probe comprising an elongate body that extends through the bore of the support column, wherein the tracking probe comprises opposing proximal and distal ends and a plurality of reflective members arranged in a spaced apart geometric relationship, and wherein the proximal end of the tracking probe resides above the support column and the distal end of the tracking probe resides below the platform, above the base; anda bracket attached to at least one of the ears of the base and supporting an arm that extends laterally outwardly therefrom a distance between about 0.25 and about 3 inches with laterally spaced apart first and second ends, the second end of the arm comprising a first starburst connector configured to engage a reference frame with an array of reflective members thereon for tracking by a camera based tracking system. 2. The trajectory assembly of claim 1, wherein the elongate body of the tracking probe comprises a cylindrical body with a first diameter extending through the bore of the support column that merges into a lower segment with a second smaller diameter, and wherein the proximal end of the elongate body is attached to a planar body that holds the reflective members of the tracking probe in the spaced apart geometric relationship with a plurality of the reflective members at a location that is above the support column. 3. The trajectory assembly of claim 1, wherein the reflective members of the tracking probe are also detectable by the camera-based tracking system, and wherein the elongate body of the tracking probe has a proximal diameter that is larger than a diameter at the distal end thereof. 4. The trajectory assembly of claim 1, wherein the support column is configured to releasably, serially and interchangeably, secure a microelectrode probe driver adapter with a plurality of spaced apart downwardly extending microelectrode ports, wherein the microelectrode probe drive adapter has an elongate cylindrical body with opposing upper and lower ends, wherein, in position in the support column, the upper end of the cylindrical body holds the ports above the support column and has a larger outer diameter than the lower end. 5. The trajectory assembly of... | MRI Interventions, Inc. | A61B019/00 A61N001/05 A61B017/17 A61B017/16 A61M025/02 A61B017/00 A61B006/03 G01R033/28 G01R033/48 G01R033/565 A61B006/00 A61B005/055
US09495516 | B2 | 2016-11-15 | Systems, methods, and devices for image reconstruction using combined PDE-constrained and simplified spherical harmonics algorithm | 2013-11-21 | Systems, methods, and devices for image reconstruction using combined PDE-constrained and simplified spherical harmonics (SPN) algorithm are presented herein. SPN equations can be used as the forward model in diffuse optical tomography (DOT) and employed in a PDE-constrained reduced space sequential quadratic programming (rSQP) optimization method to reconstruct spatially distributed optical properties, such as absorption, scattering, fat, oxygenated hemoglobin, de-oxygenated hemoglobin, fluorescent concentration, quantum yield, etc. The SPN algorithm with the PDE-constrained rSQP optimization method allows for DOT imaging that uses significantly less computational resources (e.g., time and random-access memory (RAM)) than methods employing the equation of radiative transfer (ERT). The techniques disclosed herein allow for more expeditious image processing as well as the potential for clinical diagnosis using DOT imaging. Diagnosis can be performed by a computer-aided diagnosis (CAD) system, which can provide clinically relevant analysis and interaction shortly after patient imaging. | 1. A computer aided diagnostic system, comprising: a data storage configured to receive optical tomographic data representing interrogated tissues of a living animal;a processor configured to retrieve said optical tomographic data from said data storage and estimate volumetric properties of the living animal,said processor being further configured to output display data and/or classification data representing said volumetric properties and/or classifying clinical features of said living animal,wherein the processor is configured to execute instructions to estimate said properties using a method for performing a partial differential equation (PDE)-constrained reduced Hessian sequential quadratic programming (rSQP) optimization in which a constraint is defined by a simplified spherical harmonics approximation of the equation of radiative transfer. 2. The system of claim 1, wherein the spatially distributed properties include at least one of: volumetric absorption, volumetric scattering, volumetric fat distribution, volumetric distribution of oxygenated hemoglobin, and/or de-oxygenated hemoglobin, volumetric fluorophore concentration and/or distribution, and/or volumetric quantum yield. 3. The system of claim 1, wherein the PDE-constrained optimization includes minimizing a Lagrangian function. 4. The system of claim 1, wherein the processor comprise multiple computing cores, the processor being configured to perform the PDE-constrained optimization in parallel using said multiple cores. 5. The system of claim 1, wherein the simplified spherical harmonics approximation includes a finite-volume frequency-domain SPN equation. 6. The system of claim 1, wherein the simplified spherical harmonics approximation is an SP3 model. 7. The system of claim 1, wherein the processor is configured to use less than or equal to 400 MB of RAM in performing the PDE-constrained optimization. 8. The system of claim 1, further comprising a diffuse optical tomography (DOT) device coupled to the data storage for transmitting optical tomographic data thereto, the DOT device including at least one illumination source and at least one detector. 9. The system of claim 1, further comprising at least one illumination source configured to provide near-infrared radiation at a modulation frequency in a range of 200 MHz to 800 MHz. 10. The system of claim 1, further comprising a CCD camera or photodiodes connected to an optical fiber that detect radiation emanating from the interrogated tissue. 11. The system claim 1, wherein the processor is configured to classify clinical features of the living animal based at least in part on the estimated volumetric properties. 12. A computer aided diagnostic system, comprising: a data processor configured to receive optical tomographic data representing interrogated tissues of a living animal;the data processor being configured to estimate volumetric properties of the living animal from the receive optical tomographic data,said proce... | THE TRUSTEES OF COLUMBIA UNIVERSITY IN THE CITY OF NEW YORK | G06K009/00 G06F019/00 A61B005/00 G06T007/00 G06K009/46 G06T011/00
US10589124 | B2 | 2020-03-17 | Integrated high-resolution untethered flexible neural implant | 2015-01-13 | Systems and methods for stimulating neural tissue are disclosed. An array of optically emissive pixels is configured to deliver light to the neural tissue of a subject. Individual pixels within the array can be addressed to selectively illuminate a portion of the neural tissue when a neurological event occurs. The system can also include an array of microelectrodes in electrical communication with the array of pixels and a power source. A biocompatible substrate can be used to support the microelectrodes pixels, and the power source. A microelectrode circuit and a pixel circuit can also be supported by the biocompatible substrate. | 1. A system for monitoring and stimulating tissue in a subject, the system comprising: an array of microelectrodes electrically configured to couple to the tissue of the subject and configured to communicate electrical signals with the tissue;an addressable array of optically emissive pixels configured to communicate with the array of microelectrodes and to communicate light to the tissue;a microelectrode circuit electrically coupled to the array of microelectrodes and configured to receive electrical signals from individual microelectrodes in the array of microelectrodes; anda pixel circuit mapped to the array of optically emissive pixels to selectively illuminate individual optically emissive pixels in the array of optically emissive pixels, wherein the pixel circuit comprises a plurality of pixel subcircuits, each pixel subcircuit comprising a first transistor and a second transistor, the first transistor comprising a first transistor first terminal, a first transistor second terminal, and a first transistor gate terminal, the second transistor comprising a second transistor first terminal, a second transistor second terminal, and a second transistor gate terminal, the first transistor gate terminal coupled to a gate input, the first transistor first terminal coupled to a source input, the first transistor second terminal coupled to the second transistor gate terminal, the second transistor first terminal coupled to a voltage source, the second transistor second terminal coupled to one of the optically emissive pixels, wherein the source input is coupled to a second pixel subcircuit and the gate input is coupled to a third pixel subcircuit. 2. The system of claim 1 further comprising a substrate supporting at least one of the array of microelectrodes, the microelectrode circuit, the pixel circuit, and the addressable array of optically emissive pixels. 3. The system of claim 2 further comprising an inductor supported by the substrate and configured to provide operational power to at least one of the array of microelectrodes, the microelectrode circuit, the pixel circuit, and the addressable array of optically emissive pixels. 4. The system of claim 3 further comprising a wireless power supply in communication with the indicator and configured to provide power to the microelectrode circuit and the pixel circuit. 5. The system of claim 1 further comprising a heat sink configured to control a temperature of at least one of the array of microelectrodes, the microelectrode control circuit, the optically emissive element control circuit, and the addressable array of optically emissive elements. 6. The system of claim 5 wherein the heat sink includes a heat dissipation foil. 7. The system of claim 1, wherein the optically emissive pixels are flexible organic light-emitting diodes. 8. The system of claim 1 wherein the tissue is a cortical surface of the brain and the array of microelectrodes is configured to capacitively couple to the cortical ... | Arizona Board of Regents on behalf of Arizona State University | A61N005/06 A61B005/04
US10117644 | B2 | 2018-11-06 | Electrophysiological diagnostic catheter especially for obtaining of endomyocardial biopsy of heart tissue | 2015-03-12 | The electrophysiological diagnostic catheter obtains an endomyocardial biopsy of heart tissues. The catheter includes a manipulation handgrip, main channel, distal ring and diagnostic rings connected with electrical connections. There is a centrally located, open internal channel, wherein inlet/outlet of internal channel is located in the distal ring, or is guided and monitored using a system for 3D electroanatomical mapping. | 1. An electrophysiological diagnostic catheter to obtain an endomyocardial biopsy of heart tissues and to be guided and monitored by an electroanatomical 3D mapping system, the catheter comprising: a main tube being flexible in a deployed configuration and having a distal end and a proximal end;a manipulation handgrip on said main tube adjacent said proximal end;a plurality of diagnostic rings on said main tube, wherein at least one diagnostic ring is a distal ring at said distal end of said main tube; anda bioptome removably engaged to said main tube, said bioptome being comprised of a forceps, a hinge, and a bioptome tube,wherein said main tube is comprised of an internal channel with distal opening at said distal ring and a proximal opening as said proximal end, said internal channel being centrally located in said main tube,wherein said distal opening is in fluid connection with said proximal opening, andwherein said bioptome has a stand-by configuration relative to said main tube with said forceps and said distal ring forming a rounded arc at said distal end. 2. The electrophysiological diagnostic catheter according to claim 1, wherein said rounded arc is atraumatic in said deployed configuration. 3. The electrophysiological diagnostic catheter according to claim 1, further comprising: an electric connection in connection with said proximal end of said main tube at said manipulation hand grip; anda connection to said internal channel in connection with said proximal end of said main tube at said manipulation hand grip. 4. The electrophysiological diagnostic catheter according to claim 1, wherein said plurality of diagnostic rings number between 4 to 20 diagnostic rings. 5. The electrophysiological diagnostic catheter according to claim 1, wherein said internal channel is surrounded by electric wires within said main tube, said electric wires connecting diagnostic rings and said distal ring with said manipulation handgrip, further comprising: an electrophysiological system in communication with said diagnostic rings through said electric wires. 6. The electrophysiological diagnostic catheter according to claim 1, wherein bioptome has a removed configuration with said forceps, hinge, and bioptome withdrawn from said internal channel. 7. The electrophysiological diagnostic catheter according to claim 6, wherein said forceps are comprised of laws forming said rounded arc 1′ in said stand-by configuration. 8. The electrophysiological diagnostic catheter according to claim 1, further comprising: a blocking means at said distal end of said main tube and in said internal channel. 9. The electrophysiological diagnostic catheter according to claim 8, wherein said blocking means is comprised of a thread, said bioptome being rotated at least one half turn within said internal channel by said thread so as to allow said forceps to open and close. 10. The electrophysiological diagnostic catheter according to claim 3, further comprising: a valve, a... | MEDIDATA SP. Z O.O. | A61B005/00 A61B010/06 A61B005/042 A61B005/06
US10449290 | B2 | 2019-10-22 | Therapeutic product delivery device | 2015-01-30 | A therapeutic product delivery device is described which comprises a device body and a cartridge for holding a therapeutic product. An engagement structure is provided for releasably engaging the cartridge with the device body. A fault detector is provided for detecting a fault in the delivery of the therapeutic product from the cartridge. A release trigger is responsive to the detection of a fault to cause the engagement structure to release the cartridge from the device body. In this way, a fault causes the cartridge to be released from the device body, which will prevent any further delivery of the therapeutic product to the patient. This solution is strongly preferable to a solution in which a product delivery mechanism (e.g. a pump) is merely paused or stopped, since when the cartridge separates then no further delivery is possible at all, until the cartridge is reattached (or more probably replaced with a new cartridge in case the fault is with the cartridge). | 1. A therapeutic product delivery device comprising: a device body;a cartridge for holding a therapeutic product;an engagement structure for releasably engaging the cartridge with the device body the engagement structure comprising: one or more first engaging elements on one or other of the device body and the cartridge, the first engaging elements being engagable with one or more corresponding second engaging elements on the other of the device body and the cartridge,a releasing element which is moveable between a retaining position in which the first engaging elements are able to engage the second engaging elements, and a releasing position in which the first engaging elements are not able to engage with the second engaging elements, anda wire element which is deformable in response to an applied electric current to move the releasing element from the retaining position to the releasing position; a fault detector for detecting a fault in the delivery of the therapeutic product from the cartridge; anda release trigger, responsive to the detection of a fault, to apply an electric current to the wire element, thereby deforming the wire element to cause the engagement structure to release the cartridge from the device body. 2. The therapeutic product delivery device according to claim 1, wherein the cartridge comprises a reservoir containing the therapeutic product and a pumping device for pumping the therapeutic product from the reservoir to the patient. 3. The therapeutic product delivery device according to claim 2, wherein the device body comprises a biasing element which presses against the reservoir of the cartridge when the cartridge is engaged with the device body; andthe force exerted by the biasing element on the cartridge causes the cartridge to be ejected away from the device body when the engagement structure releases the cartridge from the device body. 4. The therapeutic product delivery device according to claim 3, wherein the biasing element comprises a spring. 5. The therapeutic product delivery device according to claim 1, wherein the first engaging elements are clips, and the second engaging elements are lugs. 6. The therapeutic product delivery device according to claim 1, wherein the engagement structure comprises a spring which biases the releasing element towards the retaining position, the wire element acting against the bias in response to the applied electric current to move the releasing element into the releasing position. 7. The therapeutic product delivery device according to claim 1, comprising a release actuator, responsive to user manipulation to move the releasing element from the retaining position to the releasing position. 8. The therapeutic product delivery device according to claim 1, wherein the fault detector detects a fault when a rate of delivery of the therapeutic product exceeds a predetermined threshold rate. 9. The therapeutic product delivery device according to claim 3, wherein the biasing el... | INSULET NETHERLANDS B.V. | A61M005/142 A61M005/20 A61M005/50 A61M005/315 A61B005/145 G06F019/00 A61M005/24
US09492114 | B2 | 2016-11-15 | Accelerated evaluation of treatments to prevent clinical onset of alzheimer's disease | 2014-10-08 | Systems and methods for evaluating prospective treatments for progressive brain disorders like Alzheimer's disease and the progressive effects of aging involve the use of an imaging device communicatively coupled to a computing device. The imaging device may takes a plurality of brain imaging measurements from each of a plurality of human subjects who are divided into a treated group and an untreated group based on various subject data including whether the subjects carry certain alleles of genes known to increase the risk of developing the brain disorder at issue. The computing device receives the brain imaging measurements from the imaging device and applies an advanced processing method that permits enhanced computational efficiency when calculating rates of change for the two groups and determining whether any calculated difference between the rates is statistically significant. | 1. A method for determining the efficacy of a prospective prevention therapy for Alzheimer's disease (AD) in persons having no clinical symptoms of AD, the method comprising: receiving at a computing device a plurality of brain imaging measurements from one or more positron emission tomography (PET) scanners, the brain imaging measurements indicating a concentration of amyloid plaques or neurofibrillary tangles deposited in a brain of each of a plurality of subjects in an AD prevention therapy study, each subject having no clinical symptoms of AD and at least one of Down syndrome or a concentration of amyloid plaques or neurofibrillary tangles deposited in the brain, wherein the concentration is at least equal to a threshold concentration of amyloid plaques or neurofibrillary tangles deposited in the brain, and wherein a first portion of the measurements were obtained by the PET scanner from a first group of the subjects who first received a prospective prevention therapy for AD, a second portion of the measurements were obtained by the PET scanner from a second group of the subjects who did not first receive the prospective prevention therapy for AD; andexecuting instructions stored in memory of the computing device, wherein execution of the instructions by a processor of the computing device: determines a correlation between the brain imaging measurements and a plurality of coordinates of a brain atlas,extracts from the brain imaging measurements data corresponding to a region of interest identified by at least a portion of the brain atlas coordinates, the data indicating the concentration of amyloid plaques or neurofibrillary tangles deposited in the region of interest,calculates based on a predetermined interval a rate of change in the concentration of amyloid plaques or neurofibrillary tangles deposited in the region of interest for each of the plurality of subjects,compares the rates of change in the concentration of amyloid plaques or neurofibrillary tangles deposited in the region of interest calculated for the first group of the subjects to the rates of change in the concentration of amyloid plaques or neurofibrillary tangles deposited in the region of interest calculated for the second group of the subjects,determines that a difference between the rates of change in the concentration of amyloid plaques or neurofibrillary tangles deposited in the region of interest between the first group of the subjects and the second group of the subjects is statistically significant, andreports to a user of the computing device by way of a user interface that based on the statistically significant difference the prospective prevention therapy for AD is efficacious in persons having no clinical symptoms of AD and at least one of Down syndrome or at least the threshold concentration of amyloid plaques or neurofibrillary tangles deposited in the brain. 2. The method of claim 1, further comprising receiving at the computing device a second plurality of b... | Banner Health Systems, Inc. | A61B005/00 A61B005/05 A61B005/0476 A61B006/03 A61B005/055 G01N033/50 G01N033/68 G06F019/00
US09486156 | B2 | 2016-11-08 | Eye fatigue determination apparatus and eye fatigue determination method | 2013-11-19 | An eye fatigue determination apparatus includes: an electrooculogram obtainment unit that obtains an electrooculogram indicating a potential measured using an electrode placed near an eye of a viewer who is viewing video content, the electrooculogram being measured in a plurality of predetermined time sections during display of the video content; an impedance obtainment unit that obtains an impedance between the electrode and the viewer's skin at a position where the electrode is placed, the impedance being measured in the plurality of predetermined time sections; an electrooculogram correction unit that corrects the electrooculogram measured in the plurality of predetermined time sections and obtained by the electrooculogram obtainment unit, based on the impedance measured in the plurality of predetermined time sections and obtained by the impedance obtainment unit; and a fatigue determination unit that determines fatigue of the viewer's eye, based on the electrooculogram corrected by the electrooculogram correction unit. | 1. An eye fatigue determination apparatus comprising: a video content obtainment unit configured to obtain video content;a measurement schedule determination unit configured to, from the video content obtained by the video content obtainment unit, determine an electrooculogram measurement time section in each of a first time section and a second time section during display of the video content, and determine an impedance measurement time section in each of the first time section and the second time section based on the determined electrooculogram measurement time section, the electrooculogram measurement time section being a time section for measuring an electrooculogram, and the impedance measurement time section being a time section for measuring an impedance;an electrooculogram obtainment unit configured to obtain the electrooculogram indicating a potential measured using an electrode placed near an eye of a viewer who is viewing the video content, the electrooculogram being measured in each of the first time section and the second time section which are determined by the measurement schedule determination unit;an impedance obtainment unit configured to obtain the impedance between the electrode and the viewer's skin at a position where the electrode is placed, the impedance being measured in each of the first time section and the second time section which are determined by the measurement schedule determination unit;an electrooculogram correction unit configured to correct the electrooculogram measured in the first time section based on the impedance measured in the first time section, and correct the electrooculogram measured in the second time section based on the impedance measured in the second time section; anda fatigue determination unit configured to determine fatigue of the viewer's eye, by comparing the electrooculogram measured in the first time section and corrected by the electrooculogram correction unit and the electrooculogram measured in the second time section and corrected by the electrooculogram correction unit,wherein the measurement schedule determination unit is configured to determine the first time section and the second time section according to a movement amount of an object in the video content, the movement amount of the object in the video content included in the first time section and the movement amount of the object in the video content included in the second time section being equal to each other. 2. The eye fatigue determination apparatus according to claim 1, wherein the measurement schedule determination unit is configured to, in the case where the video content is stereoscopic video content, determine the first time section and the second time section according to the movement amount of the object in the video content in a depth direction, the movement amount of the object in the video content in the depth direction included in the first time section and the movement amount of the object in the video conte... | PANASONIC INTELLECTUAL PROPERTY MANAGEMENT CO., LTD. | A61B005/0496 A61B005/16 A61B003/113 A61B005/00 A61B005/04 A61B005/053
USRE046189 | E1 | 2016-11-01 | Field deployable concussion assessment device | 2015-06-23 | A device and method for assessment of traumatic brain injury (TBI) is described. The device is configured to acquire brain electrical signals from a patient's forehead using one or more neurological electrodes. The acquired brain electrical activity data is subjected to artifact rejection and feature extraction, and a subset of features are then combined in at least one classifier function. The classifier functions statistically place a patient in one of four categories related to the extent of brain dysfunction: 1) normal brain electrical activity; 2) abnormal brain electrical activity consistent with non-structural injury with less severe manifestations of functional brain injury; 3) abnormal brain electrical activity consistent with non-structural injury with more severe manifestations of functional brain injury; and 4) abnormal brain electrical activity consistent with structural brain injury. | 1. An apparatus for assessment of traumatic brain injury in a patient, comprising: a patient sensor comprising at least one neurological electrode; anda handheld base unit operatively coupled to the patient sensor, the base unit comprising: a digital signal processor configured to perform automatic identification and removal of artifacts from brain electrical signals acquired by the at least one neurological electrode, extract one or more features from the acquired brain electrical signals, and execute at least one classification function to classify the patient into one of foura plurality of categories indicative of the presence and severity of traumatic brain injury;wherein the at least one classification function is designed using a training database comprising a population of controls and patients who reportedly sustained closed head injuries and the training database is organized using Standard Assessment of Concussion (SAC) scores. 2. The apparatus of claim 1, wherein the at least one classification function comprises at least three classification functions. 3. The apparatus of claim 2, wherein the digital signal processor is configured to execute the at least three classification functions in cascade. 4. The apparatus of claim 2, wherein the digital signal processor is configured to execute the at least three classification functions in a sequence, the sequence comprising the steps of: executing a first classification function designed to classify patients with structural brain injury from patients who are normal or have only functional brain injury;executing a second classification function designed to classify normal patients from patients having structural and/or functional brain injury; andexecuting a third classification function designed to classify patients with two separate grades of functional brain injury. 5. The apparatus of claim 2, wherein the three classification functions comprise: a first classification function designed to classify patients with structural brain injury from patients who are normal or have only functional brain injury;a second classification function designed to classify normal patients from patients having structural and/or functional brain injury; anda third classification function designed to classify patients with severe and less severe manifestations of functional injury when no structural injury is present. 6. The apparatus of claim 1, wherein the at least one classification function comprises at least two classification functions. 7. The apparatus of claim 6, wherein the digital signal processor is configured to execute the at least two classification functions in parallel. 8. The apparatus of claim 7, wherein the digital signal processor is configured to execute the at least two classification functions independent of each other. 9. The apparatus of claim 8, wherein the base unit further comprises a user interface for displaying one or more classification performance measures to enable a cli... | Brainscope Company, Inc. New York University | A61B005/04
US09498627 | B2 | 2016-11-22 | Wireless closed-loop and system to detect and treat sleep apnea | 2014-01-15 | A wireless implantable system is provided that is externally powered and comprises of a closed-loop feedback for treating both patients with obstructive and central sleep apnea. A method is provided for treating sleep apnea using an implantable device. The method comprises sensing an inspiration (IN) signal representative of inspiration experienced by a patient from a respiratory surrogate signal and sensing a respiratory effort (RE) signal representative of an amount of effort exerted by the patient during respiration. The method also comprises analyzing the inspiration signal relative to an IN baseline, that corresponds to normal respiratory behavior, to identify an IN indicator, analyzing the RE signal relative to an RE baseline, that corresponds to a normal amount of respiratory exerted by the patient, to identify an RE indicator, declaring a central sleep apnea (CSA) state or an obstructive sleep apnea (OSA) state based on the IN and RE indicators, and delivering at least one of a CSA therapy when the CSA state is declared or an OSA therapy when the OSA state is declared. | 1. A method for treating sleep apnea using an implantable device, the method comprising: sensing an inspiration (IN) signal representative of inspiration experienced by a patient from a respiratory surrogate signal;sensing a respiratory effort (RE) signal representative of an amount of effort exerted by the patient during respiration;analyzing the inspiration signal relative to an IN baseline, that corresponds to normal respiratory behavior;analyzing the RE signal relative to an RE baseline, that corresponds to a normal amount of respiratory effort exerted by the patient;declaring a central sleep apnea (CSA) state when the inspiration signal is less than the IN baseline and the RE signal is less than the RE baseline or an obstructive sleep apnea (OSA) state when the when the inspiration signal is less than the IN baseline and the RE signal is greater than the RE baseline; anddelivering at least one of a CSA therapy when the CSA state is declared or an OSA therapy when the OSA state is declared. 2. The method of claim 1, wherein the delivering includes delivering at least one of a nerve stimulation or a muscle stimulation configured to induce breathing. 3. The method of claim 1, wherein the CSA therapy includes targeting nerve stimulation at a phrenic nerve when the declaring declares the CSA state. 4. The method of claim 1, wherein the OSA therapy includes targeting nerve stimulation at a hypoglossal nerve when the declaring declares the OSA state. 5. The method of claim 1, wherein the CSA therapy includes targeting muscle stimulation at a diaphragm when the declaring declares the CSA state. 6. The method of claim 1, wherein the OSA therapy includes targeting muscle stimulation at oropharyngeal muscles when the declaring declares the OSA state. 7. The method of claim 1, wherein the sensing includes sensing at least one of a blood pressure or a blood oxygen saturation as an indirect measure of respiration. 8. The method of claim 7, wherein the therapy is delivered upon detection of a change or cessation of respiratory-related blood pressure oscillations in a pulmonary artery. 9. The method of claim 7, wherein the therapy is delivered upon detection of reduced oxygen saturation in a pulmonary arterial blood or superior vena cava. 10. The method of claim 1, wherein the sensing comprises receiving a surrogate pulmonary artery blood pressure (PABP) signal that changes over respiratory cycles, the surrogate PABP signal including an indication of a magnitude and a period of the inspiration. 11. The method of claim 1, wherein the sensing further comprises low pass filtering the PABP signal with a cutoff at a predefined frequency to generate a low pass filtered PABP signal that increases and decreases in magnitude in accordance with changes in inspiration over a respiratory cycle. 12. A system for treating sleep apnea, comprising: sensors configured to sense inspiration and output an inspiration (IN) signal, representative of inspiration experi... | PACESETTER, INC. | A61N001/00 A61N001/36 A61B005/08 A61B005/00 A61B005/021 A61B005/145 A61B005/0215 A61B005/053
US09486155 | B2 | 2016-11-08 | Method and apparatus for atrial arrhythmia episode detection | 2015-04-24 | A method and medical device for determining a P-wave of a cardiac signal that includes sensing the cardiac signal, determining a P-wave sensing window in response to the sensed cardiac signal, the P-wave sensing window having a first portion and a second portion, determining signal characteristics of the sensed cardiac signal within the first portion and within the second portion, comparing the determined signal characteristics, and determining the P-wave in response to the comparing. | 1. A method of determining a P-wave of a cardiac signal in an implantable medical device, comprising: sensing the cardiac signal;identifying one or more R-waves within the cardiac signal;determining one or more P-wave sensing windows, wherein each of the P-wave sensing window is associated with one of the one or more identified R-waves;determining a characteristic P-wave sensing window based on the one or more determined P-wave sensing windows, the characteristic P-wave sensing window having a first portion and a second portion;determining a first derivative signal of the cardiac signal within the characteristic P-wave sensing window;determining a second derivative signal of the cardiac signal within the characteristic P-wave sensing window;analyzing the first derivative and the second derivative of the cardiac signal within the characteristic P-wave window to determine a first set of signal characteristics of the cardiac signal within the first portion of the characteristic P-wave sensing window and a second set of signal characteristics of the cardiac signal within the second portion of the characteristic P-wave sensing window, the signal characteristics including zero crossings of the first derivative signal and amplitudes of the second derivative signal corresponding to the determined zero crossings; anddetecting the P-wave based on the first and the second set of signal characteristics. 2. The method of claim 1, further comprising: determining a maximum amplitude of the determined amplitudes of the second derivative signal within the first portion; andcomparing the amplitudes of the second derivative signal within the second portion to an amplitude threshold, wherein the amplitude threshold is determined based on the determined maximum amplitude of the second derivative signal within the first portion. 3. The method of claim 2, wherein the amplitude threshold comprises a multiple of the determined maximum amplitude of the second derivative signal within the first portion. 4. The method of claim 2, further comprising: determining a number of times the determined amplitudes of the second derivative signal within the second portion are greater than the amplitude threshold; anddetermining the P-wave based on the determined number of times. 5. The method of claim 4, further comprising: determining an RR-interval associated with one of the one or more determined R-wave;determining a relative change associated with the RR-interval;comparing the determined RR-interval to an interval threshold and the determined relative change to a change threshold; andconfirming the determined R-wave, wherein the P-wave sensing window is determined in response to the confirmed R-wave. 6. The method of claim 1, further comprising: determining a maximum amplitude of the determined amplitudes of the second derivative signal within the first portion;determining a maximum amplitude threshold based on the determined maximum amplitude of the second derivative signal ... | Medtronic, Inc. | A61B005/04 A61B005/046 A61B005/0456 A61B005/00
US09645322 | B2 | 2017-05-09 | Optical probe for optical coherence tomography and manufacturing method therefor | 2016-05-12 | To provide an optical probe for OCT and a method of manufacturing the optical probe that can reduce reflected light generated at a boundary portion between an optical fiber and a lensed fiber. An optical probe for OCT includes an optical fiber that transmits irradiation light and back-scattered light and a lensed fiber that is fusion spliced to an end face of the optical fiber, that emits irradiation light toward the inside of a living body while collimating the irradiation light, and that collects and guides back-scattered light to the end face of the optical fiber. A refractive index adjusting material is added to the lensed fiber, and the refractive index adjusting material is diffused in an end part of the optical fiber. | 1. An optical probe for optical coherence tomography comprising: an optical fiber that includes a core region having a refractive index n1 and that is configured to transmit irradiation light and back-scattered light; anda lensed fiber that includes a material for adjusting a refractive index, that has a refractive index n3 on an optical axis of the lensed fiber, that is fusion spliced to one end of the optical fiber, that is configured to emit the irradiation light toward an object to be measured while collimating the irradiation light, and that is configured to collect and guide back-scattered light from the object to be measured to the one end of the optical fiber,wherein the refractive index n3 is greater than the refractive index n1, and the material is diffused in an end part of the optical fiber including the one end. 2. The optical probe for optical coherence tomography according to claim 1, wherein intensity of light reflected at a boundary portion between the one end of the optical fiber and the lensed fiber, the intensity being measured at the other end of the optical fiber, is less than −60 dB/nm with respect to Fresnel reflection intensity when the one end of the optical fiber is in contact with air. 3. The optical probe for optical coherence tomography according to claim 2, wherein the intensity of light reflected at the boundary portion is −80 dB/nm or less with respect to the Fresnel reflection intensity. 4. The optical probe for optical coherence tomography according to claim 1, wherein a refractive index of a core region of the optical fiber gradually becomes closer to a refractive index of the lensed fiber as a distance from the lensed fiber decreases. 5. The optical probe for optical coherence tomography according to claim 2, wherein a refractive index of a core region of the optical fiber gradually becomes closer to a refractive index of the lensed fiber as a distance from the lensed fiber decreases. 6. The optical probe for optical coherence tomography according to claim 3, wherein a refractive index of a core region of the optical fiber gradually becomes closer to a refractive index of the lensed fiber as a distance from the lensed fiber decreases. 7. A method of manufacturing the optical probe for optical coherence tomography according to claim 1, the method comprising: fusion splicing the one end of the optical fiber and the lensed fiber together; anddiffusing the material included in the lensed fiber in the end part of the optical fiber by using heat generated in fusion splicing, while measuring intensity of light reflected at a boundary portion between the one end of the optical fiber and the lensed fiber at the other end of the optical fiber. | Sumitomo Electric Industries, Ltd. | G02B006/36 G02B006/255 A61B001/00 A61B001/07 A61B005/00 G02B006/32 G01B009/02 G02B006/26 G02B006/028
US09480853 | B2 | 2016-11-01 | Windowing for identifying shock outcome | 2015-11-16 | A system for managing care of a person receiving emergency cardiac assistance is disclosed that includes one or more capacitors for delivering a defibrillating shock to a patient; one or more electronic ports for receiving signals from sensors for obtaining indications of an electrocardiogram (ECG) for the patient; and a patient treatment module executable on one or more computer processors using code stored in non-transitory media and to provide a determination of a likelihood of success from delivering a future defibrillating shock to the person with the one or more capacitors, using (a) a mathematical transform from a time domain to a frequency domain applied to the indication of the ECG, and (b) a tapered window for identifying the portion of the indications of the ECG on which the transform is performed. | 1. A system for managing care of a patient receiving emergency cardiac assistance, the system comprising: one or more capacitors for delivering a defibrillating shock to a patient;one or more electronic ports for receiving signals from sensors for obtaining indications of an electrocardiogram (ECG) for the patient; anda patient treatment module executable on one or more computer processors using code stored in non-transitory media and to provide a determination of a likelihood of success from delivering a future defibrillating shock to the patient with the one or more capacitors, using (a) a mathematical transform from a time domain to a frequency domain applied to an indication of the ECG, and (b) a tapered window for identifying a portion of the indication of the ECG on which the transform is performed, the tapered window comprising one or more parameters that are modified over time to update the determination of the likelihood of success from delivering the future defibrillating shock to the patient, by dynamically adjusting to an event. 2. The system of claim 1, wherein the tapered window comprises an asymmetric shape. 3. The system of claim 2, wherein an older edge of the tapered window comprises a window shape that results in a greater level of attenuation than a newer edge of the tapered window. 4. The system of claim 2, wherein the tapered window comprises the asymmetric shape prior to an end of a CPR interval. 5. The system of claim 1, wherein the one or more parameters are progressively modified over time to cause the one or more parameters to match one or more expected values. 6. The system of claim 1, wherein the one or more parameters are modified over time in response to particular readings dynamically recorded from the patient under treatment. 7. The system of claim 6, wherein the particular readings comprise an amplitude spectrum area (AMSA) value generated by an ECG analyzer of the patient treatment module. 8. The system of claim 1, wherein the one or more parameters that are modified over time comprise a window size. 9. The system of claim 8, wherein the window size varies from about one second to about 1.5 seconds. 10. The system of claim 1, wherein the one or more parameters that are modified over time comprise a window type. 11. The system of claim 10, wherein the window type is selected from a group consisting of Tukey, Hann, Blackman-Harris, and Flat Top. 12. The system of claim 1, wherein the one or more parameters that are modified over time comprise a window coefficient. 13. The system of claim 12, wherein the window coefficient is one of a Chi-square value and a p value. 14. The system of claim 1, wherein the mathematical transform comprises a Fast Fourier Transform. 15. The system of claim 1, further comprising an output mechanism arranged to present, to a user, an indication regarding the likelihood of success from delivering a defibrillating shock to the patient with the one or more capacitors. 16. The... | ZOLL Medical Corporation | A61N001/00 A61N001/39 A61B005/00 A61B005/0452 A61B005/053
US09563268 | B2 | 2017-02-07 | Heart rate control based upon media content selection | 2015-10-14 | A media-playback device includes: a media-output device that plays media content items; a physiological measurement device programmed to measure at least one physiological measurement of a user of the media-output device; and a physiological control engine configured to: identify a current physiological measurement for the user; and cause the media-output device to modify playback of the media content items based upon the current physiological measurement. | 1. A media-playback device comprising: a media-output device that plays media content items;a physiological measurement device programmed to measure at least one physiological measurement of a user of the media-output device, the physiological measurement being associated with a level of exertion of the user during performance of a repetitive-motion activity;a location-determining device that is configured to determine a location of the media-playback device; anda physiological control engine configured to: identify a current physiological measurement for the user;determine a current location of the media-playback device;use the current location to estimate a future level of exertion of the user and an estimated heart rate impact on the user based on an anticipated future location of the media-playback device; andcause the media-output device to modify playback of the media content items to at least partially counteract the estimated heart rate impact based upon the current physiological measurement and the current location of the media playback device by adjusting a tempo used to select media content items for playback based on the estimated future level of exertion. 2. The device of claim 1, wherein the physiological control engine is configured to: compare the current physiological measurement to a range; andincrease or decrease a tempo of the media content items based upon the comparison. 3. The device of claim 2, wherein the physiological control engine increases the tempo of the media content items when the current physiological measurement falls below the range. 4. The device of claim 3, wherein the current physiological measure is a current heart rate, and the range is a range of heart rates. 5. The device of claim 1, wherein the current physiological measure is a heart rate. 6. A media-playback device comprising: a media-output device that plays media content items;a physiological measurement device programmed to measure a heart rate of a user of the media-output device;a location-determining device that is configured to determine a location of the media-playback device; anda physiological control engine configured to: identify a current heart rate for the user;determine a current location of the media-playback device;use the current location to estimate a future level of exertion of the user and an estimated heart rate impact on the user based on an anticipated future location of the media-playback device; andcause the media-output device to modify a tempo of the media content items to at least partially counteract the estimated heart rate impact based upon the current heart rate and the current location of the media playback device by adjusting a tempo used to select media content items for playback based on the estimated future level of exertion. 7. The device of claim 6, wherein the physiological control engine is configured to: compare the current heart rate to a range; andincrease or decrease the tempo of the media content it... | Spotify AB | G06F017/00 G06F003/01 G06F003/16 A61B005/024 A63B071/00
US09480429 | B2 | 2016-11-01 | State-of-attention determination apparatus | 2011-08-11 | The apparatus includes: a detection section for detecting a time period during which an operator is making preparations prior to beginning a driving operation; an adjustment section for adjusting a determination criterion for determining a state of attention of the operator during a driving operation, which calculates an eye fixation related potential of the electroencephalogram signal of the operator measured at least in the time period by using the measured oculomotor signal of the operator, and which adjusts the determination criterion based on the calculated eye fixation related potential; a determination section for calculating an eye fixation related potential from the electroencephalogram signal and the oculomotor signal of the operator measured after beginning the driving operation, which determines a state of attention of the operator during the driving operation based on the calculated eye fixation related potential and the adjusted determination criterion; and an output section for acting to call attention of the operator based on a result of determination. | 1. A state-of-attention determination apparatus comprising: an electroencephalograph configured to measure an electroencephalogram signal of an operator;an electrooculograph configured to measure an oculomotor signal indicating an oculomotor movement of the operator;a processor configured to: detect a time period during which the operator is making preparations prior to beginning a driving operation by receiving information concerning a start of a setting manipulation for a car navigation system provided in a vehicle, detecting a setting manipulation for the car navigation system, and determining the time period based on a time of the setting manipulation for the car navigation system;adjust a determination criterion for determining a state of attention while the operator is performing a driving operation by extracting a portion of the electroencephalogram signal during the time period, obtaining a portion of the oculomotor signal during the time period to determine a first eye fixation, acquiring a first eye fixation related potential within the extracted portion of electroencephalogram signal by using the obtained first eye fixation, and adjusting the determination criterion based on the first eye fixation related potential; andextract a portion of the electroencephalogram signal measured after the time period, obtain a portion of the oculomotor signal measured after the time period to determine a second eye fixation, acquire a second eye fixation related potential from the portion of the electroencephalogram signal and the second eye fixation measured after the operator begins a driving operation, and determine a state of attention of the operator performing the driving operation based on the second eye fixation related potential and the adjusted determination criterion; andan output processor configured to output at least one of a visual, audio, vibration, or air indicator to call attention of the operator based on a result of the state of attention determination. 2. The state-of-attention determination apparatus of claim 1, wherein processor adjusts the determination criterion further based on a frequency power spectrum value of the electroencephalogram signal measured in the time period. 3. The state-of-attention determination apparatus of claim 2, wherein the processor sets a higher determination criterion as the power spectrum value of α waves contained in the electroencephalogram signal measured in the time period increases, and sets a lower determination criterion as the power spectrum value of β waves contained in the electroencephalogram signal measured in the time period increases. 4. The state-of-attention determination apparatus of claim 1, wherein the processor determines the state of attention of the operator by comparing an amplitude value of a lambda response of an arithmetic-mean of the second eye fixation related potential against a determination threshold which is the determination criterion. 5. The state-of-attention de... | Panasonic Corporation | A61B005/04 A61B005/18 A61B005/0476 A61B005/0496 G08G001/16 A61B005/00
US09480848 | B2 | 2016-11-01 | Advanced patient management with environmental data | 2011-07-18 | Systems, devices and methods for using environmental data to manage health care are disclosed. One aspect is an advanced patient management system. In various embodiments, the system includes at least one implantable medical device (IMD) to acquire at least one IMD parameter indicative of patient wellness, means to acquire at least one environmental parameter from at least one external source, and means to correlate the at least one parameter indicative of patient wellness and the at least one environmental parameter to assist with patient health care decisions. Other aspects and embodiments are provided herein. | 1. A system for monitoring a heart failure patient, comprising: an implantable medical device (IMD), including a cardiovascular sensor to acquire a cardiovascular parameter for use in determining a heart failure status of the heart failure patient;at least one external device, including an environmental parameter input for acquiring an environmental parameter that is capable of affecting the cardiovascular parameter; anda display configured to display the cardiovascular parameter, wherein the indication of the heart failure status includes an adjustment to the displayed cardiovascular parameter based on the environmental parameter,wherein the IMD and the at least one external device are configured to wirelessly communicate with each other, and are configured to cooperate to provide an indication of the heart failure status, factoring in whether a change in the cardiovascular parameter is attributable to a change in the environmental parameter. 2. The system of claim 1, wherein the environmental parameter includes altitude. 3. The system of claim 1, wherein the environmental parameter includes temperature. 4. The system of claim 1, wherein the environmental parameter includes air quality. 5. The system of claim 1, wherein the environmental parameter includes pollen count. 6. The system of claim 1, wherein the environmental parameter includes humidity. 7. The system of claim 1, wherein the environmental parameter includes environmental pressure. 8. The system of claim 1, wherein the cardiovascular parameter includes heart rate. 9. The system of claim 1, wherein the cardiovascular parameter includes heart rhythm. 10. The system of claim 1, wherein the cardiovascular parameter includes intervals or morphology of a sensed cardiac waveform. 11. The system of claim 1, wherein the cardiovascular parameter includes a hemodynamic parameter. 12. The system of claim 1, wherein the cardiovascular parameter includes a blood gas. 13. The system of claim 1, further comprising a display configured to display the heart failure status with a trend of the cardiovascular and environmental parameters. 14. The system of claim 1, wherein the IMD or the at least one external device is configured to calculate a correlation between the cardiovascular and environmental parameters to provide the indication of the heart failure status. 15. The system of claim 1, wherein the IMD is configured to provide a therapy, and the IMD and the at least one external device are configured to cooperate to change the therapy in response to the indication of whether changes in the cardiovascular parameter are attributable to changes in the environmental parameter. 16. The system of claim 1, wherein the IMD and the at least one external device are configured to cooperate to factor in the environmental parameter in determining a value for the cardiovascular parameter, or in displaying the cardiovascular parameter, or in delivering an IMD therapy. 17. The system of claim 1, wher... | Cardiac Pacemakers, Inc. | A61B005/00 A61N001/372 G06F019/00
US09492094 | B2 | 2016-11-15 | Blood pressure monitor | 2012-01-30 | In a blood pressure monitor, when a main unit is mounted on a mounting surface such as a desk, a bulging region of a first tube and a bulging region of a second tube, both located at a rear surface of the main unit, come into contact with the mounting surface. This can avoid the main unit from sliding even when the main unit is pulled by the first and second tubes. Consequently, a blood pressure monitor has a configuration in which the main unit is less likely to slide over the mounting surface even when the main unit is pulled by tubes connected to the main unit. | 1. A blood pressure monitor comprising: a main unit configured to be mounted on a mounting surface and comprising a front surface and a rear surface;a manual pressurizing mechanism;a cuff configured to be wound around a subject's predetermined body section;a first tube connecting said main unit and said manual pressurizing mechanism; and a second tube connecting said main unit and said cuff, wherein at least one of said first tube and said second tube comprises a bulging region boated at the rear surface of said main unit that is configured to come into direct contact with said mounting surface to prevent the main unit from sliding over the mounting surface. 2. The blood pressure monitor according to claim 1, wherein a first plug over which said first tube is fitted fixedly and a second plug over which said second tube is fitted fixedly are provided at said rear surface of said main unit, andwherein said first plug and said second plug are arranged at said rear surface of said main unit such that a first bulging region is formed by fitting said first tube over said first plug and a second bulging region is formed by fitting said second tube over said second plug. 3. The blood pressure monitor according to claim 1, wherein a first plug over which said first tube is fitted fixedly and a second plug over which said second tube is fitted fixedly are provided at said rear surface of said main unit, andwherein said first tube and said second tube are fixed at said rear surface of said main unit such that a portion of said first tube fitted over said first plug to extend from said first plug and a portion of said second tube fitted over said second plug to extend from said second plug come into contact with said mounting surface. 4. The blood pressure monitor according to claim 1, wherein said first tube and said second tube have a thickness larger than or equal to about 0.5 mm. 5. A blood pressure monitor comprising: a main unit configured to be mounted on a mounting surface and comprising a front surface and a rear surface;a cuff configured to be wound around a subject's predetermined body section; anda tube connecting said main unit and said cuff, wherein said tube comprises a bulging region located at the rear surface of said main unit that is configured to come into direct contact with said mounting surface to prevent the main unit from sliding over the mounting surface. | OMRON HEALTHCARE Co., Ltd. | A61B005/02 A61B005/022 A61B005/021
US09839373 | B2 | 2017-12-12 | System and method for collecting clinical data associated with a medical apparatus including an implantable device | 2015-06-23 | A system and method for collecting operation data associated with a medical apparatus including an internal device implanted in a subject and an external device that is magnetically-coupled to and drives the internal device. The medical apparatus may be monitored to obtain raw data associated with the operation of the medical apparatus and one or more calculations may be performed on the raw data, wherein the raw data and/or calculated values may be associated with voiding frequency and voiding volume of the subject. A report may be generated from the raw data and/or calculated values. In addition, one or more signals may be sent to the external device and/or a docking station, or communicated by other means, to indicate to the subject that the operation of the medical apparatus should be altered. | 1. A medical apparatus to assist with voiding, the medical apparatus comprising: an internal device configured to be implanted within a subject and including a driven magnet; andan external device including a drive magnet, a processor, and a memory, the drive magnet of the external device configured to be magnetically coupled to the driven magnet of the internal device, wherein the memory is coupled to the processor and wherein the processor is configured to: determine that the drive magnet of the external device is activated to magnetically rotate the driven magnet of the internal device,collect clinical data based on the operation and magnetic coupling of the internal device and the external device of the medical apparatus, wherein the clinical data includes (1) a duration of a voiding session and how long the driven magnet of the internal device is magnetically coupled to the drive magnet of the external device during the voiding session, and (2) how many times the driven magnet of the internal device is magnetically coupled to the drive magnet of the external device,transmit, over a network, the collected clinical data to a computing device that compares the collected clinical data to one or more predefined threshold values; andreceive, over the network and from the computing device, one or more signals when the collected clinical data meets the one or more predefined threshold values, where the one or more signals are utilized to indicate to the subject via the external device that voiding behavior should be altered. 2. The medical apparatus of claim 1 wherein the processor is further configured to perform one or more calculations on the collected clinical data. 3. The medical apparatus of claim 1 wherein the drive magnet is activated based on a button on the external device being pressed. 4. The medical apparatus of claim 1 wherein the collected clinical data is associated with the voiding behavior of the subject. 5. The medical apparatus of claim 4 wherein the collected clinical data further includes at least a voiding frequency, a voiding volume, an estimated real-time flow rate, and an estimated average flow rate. 6. The medical apparatus of claim 1 wherein the computing device includes a computing processor configured to perform one or more calculations on the collected clinical data to produce calculated values. 7. The medical apparatus of claim 6 wherein the computing processor is further configured to generate one or more reports based on at least one of the collected clinical data and the calculated values. 8. The medical apparatus of claim 7 wherein the computing processor is further configured to generate one or more alerts indicating that the one or more reports are available for viewing by a medical professional, wherein the one or more alerts are transmitted to a mobile phone application executing on a mobile phone used by the medical professional. 9. The medical apparatus of claim 1 wherein the processor is further con... | Vesiflo | A61B005/00 B65D081/00 A61D005/00 A61M005/00 A61B005/07 A61B005/20 A61F002/00 A61F002/48
US10130279 | B2 | 2018-11-20 | Portable apparatus and method of changing screen of content thereof | 2016-03-23 | A portable apparatus and a method of changing a content screen of the portable apparatus are provided. The portable apparatus includes changing a displayed content in response to an increase in a visual fatigue and a method of changing a content screen of the portable apparatus. Some of disclosed various embodiments provide a portable apparatus that calculates a visual fatigue by using user electroencephalogram (EEG) information received from a wearable apparatus and changing a displayed content into another content in response to an increase in the calculated visual fatigue, and a method of changing a content screen of the portable apparatus. | 1. A method of changing a content screen of a portable apparatus, the method comprising: connecting to a wearable apparatus using a communicator when a user command for determining a visual fatigue of a user is received;displaying content;receiving bio-information of the user from the wearable apparatus while the content is displayed;determining whether the visual fatigue has increased based on the bio-information of the user; anddisplaying other content comprising an ocular movement guide in response to a user input confirming a display indicating the determination of the visual fatigue and a request for the other content. 2. The method of claim 1, wherein the other content comprises at least one of a text, an image, or a moving image that is added to the content. 3. The method of claim 1, wherein the other content comprises at least one of a change in a font size of the content, a change in a layout of the content, or an addition of a color screen overlapping the content. 4. The method of claim 1, wherein the method further comprises detecting, by a camera, whether an ocular movement of the user corresponds to the ocular movement guide. 5. The method of claim 1, wherein the calculating of the visual fatigue is performed by a first application,wherein the content is displayed by a second application, andwherein the other content is differently displayed in response to the second application displaying the content. 6. The method of claim 1, wherein the bio-information of the user comprises at least one of electroencephalogram (EEG) information, raw data detected from the wearable apparatus, or digital data generated by processing the raw data. 7. The method of claim 1, further comprising: displaying a pop-up window corresponding to the visual fatigue. 8. The method of claim 1, further comprising: providing a user feedback corresponding to the increase in the visual fatigue,wherein the user feedback comprises at least one of a visual feedback, an auditory feedback, or a haptic feedback. 9. The method of claim 1, further comprising: selecting a visual fatigue settings menu; andselecting, from the visual fatigue settings menu, at least one of an application setting or a time zone setting,wherein the other content is displayed according to the selection of the application setting or the time zone setting. 10. A portable apparatus comprising: a display configured to display content;a communicator configured to: connect to a wearable apparatus when a user command for determining a visual fatigue of a user is received, andreceive bio-information of the user from the wearable apparatus while the content is displayed; andat least one processor configured to: determining whether the visual fatigue has increased based on the bio-information of the user, anddisplay other content comprising an ocular movement guide in response to a user input confirming the display indicating the determination of the visual fatigue and a request for the other content... | Samsung Electronics Co., Ltd. | A61B005/0482 G06F003/01 A61B005/00 G06F003/0488 A61B005/0478 A61B005/16 G06K009/00 G16H040/63 A61H005/00 G06F019/00 A61B003/00 A61B005/048 A61B003/113
US10349850 | B2 | 2019-07-16 | Manometric probe | 2016-05-17 | A manometric probe, comprising: a main body (2) provided with a longitudinal axis (X);an extensible membrane (3) sealingly associated to at least two annular areas of the main body (2) so as to delimit a chamber (4) external to the main body (2);feed means (51,52) arranged so as to enable feeding of a fluid inside the chamber (4). | 1. A manometric probe, comprising: a main body (2), provided with a longitudinal axis (X);an extensible membrane (3), associated to an outer surface of the main body (2) so as to delimit a chamber (4) external to the main body (2);feeding means (51, 52) arranged to allow feeding of a fluid into the chamber (4); characterized in that:the membrane (3) is sealingly connected to the outer surface of the main body (2) in at least two annular junction areas (31a, 32a), at least one of the annular junction areas extending parallel to the longitudinal axis (X);the main body (2) exhibits a narrowing (20), which extends between the two annular junction areas (31a, 32a). 2. A probe according to claim 1, wherein the annular junction areas (31a, 32a) comprise two end edges (31, 32) of the membrane (3). 3. A probe according to claim 1, wherein the feeding means comprises a first conduit (51), which is arranged to be associated with a source of pressurized fluid and placed in communication with the chamber (4). 4. A probe according to claim 3, wherein the first conduit (51) is formed through the main body (2); the feeding means comprises at least a second conduit (52) which, at the ends thereof, opens into the chamber (4) and is arranged transversely to the first conduit (51). 5. A probe according to claim 3, wherein the first conduit (51) is disposed through a fitting (53) parallel or coaxial to the longitudinal axis (X). 6. A probe according to claim 5, wherein: the main body (2) comprises a transverse partition (22a) disposed in the proximal end area (22) perpendicularly to the longitudinal axis (X); the second conduit (52) is formed through the transverse partition (22a). 7. A probe according to claim 6, wherein: the main body (2) comprises a fitting (53), associated with the transverse partition (22a); the first conduit (51) is formed through the fitting (53). 8. A probe according to claim 1, wherein the main body (2) is hollow. 9. A probe according to claim 1, wherein the main body (2), at a distal end (21) thereof, is closed by a plug (6). 10. A probe according to claim 1, further comprising a handgrip (7) associated to a proximal end (22) of the main body (2). 11. A device for measuring the narrowing pressure exerted by the walls of a conduit, in particular an anal sphincter, comprising: a manometric probe (1) according to claim 1;a pressure gauge (9), arranged to measure the pressure in the chamber (4);a source of pressurized fluid connected to the feed means (51,52);a control module, arranged for receiving in input the pressure values detected by the pressure gauge (9) and for processing said values into corresponding output data. 12. A method for measuring the narrowing pressure exerted by the walls of a conduit, comprising the following steps: providing a device according to claim 11,feeding a certain volume of fluid to the chamber (4) of the device until a preset reference pressure is reached;inserting the main body (2) into the conduit;... | THD S.P.A. | A61B005/00 A61B005/03 A61B005/22 A61B005/11
US10589106 | B2 | 2020-03-17 | Electronic module for a system for neural applications | 2014-06-20 | An electronic module for a system for neural applications comprising a housing and a filtering element that form a closed, miniaturized Faraday cage a corresponding lead, active lead can, a controller and systems. | 1. A medical device comprising: a non-conductive layer having a first side and a second side;two or more electrical contacts adjacent the first side of the non-conductive layer;a conductive layer having a first side and a second side, the first side of the conductive layer adjacent the second side of the non-conductive layer, the conductive layer electrically isolated from each of the two or more electrical contacts;a semiconductive substrate adjacent the second side of the conductive layer;two or more DC blocking capacitors mounted on the substrate;two or more feedthrough pins extending through, but electrically isolated from, the conductive layer, each of the feedthrough pins being electrically coupled to a respective one of the two or more electrical contacts;a plurality of electrodes, each of the plurality of electrodes electrically coupled to a respective one of the two or more electrical contacts, wherein each of the two or more electrical contacts forms, with the conductive layer, a respective filter capacitor configured to filter a signal received by the electrical contact, and each of the two or more feedthrough pins extends through the substrate and is electrically coupled to a respective one of the two or more DC blocking capacitors; anda housing configured to at least partially house the non-conductive layer, the two or more electrical contacts, the conductive layer, the two or more feedthrough pins, and an integrated circuit configured to receive the signals filtered by the filter capacitors, wherein at least a portion of the housing is conductive, the conductive layer is electrically coupled to the conductive portion of the housing, and the housing has an overall thickness of less than 10 millimeters. 2. The medical device of claim 1, further comprising two or more feedthrough vias, each of the two or more feedthrough vias carrying a respective one of the two or more feedthrough pins, wherein each of the two or more feedthrough vias defines an opening in the conductive layer, andwherein each of the two or more electrical contacts at least partially covers the opening in the conductive layer defined by a respective one of the two or more feedthrough vias. 3. The medical device of claim 2, wherein each of the two or more electrical contacts covers the opening in the conductive layer defined by a respective one of the two or more feedthrough vias. 4. The medical device of claim 1, further comprising a housing configured to at least partially house the non-conductive layer, the two or more electrical contacts, the conductive layer, the two or more feedthrough pins, and an integrated circuit configured to receive the signals filtered by the filter capacitors, wherein at least a portion of the housing is conductive, and wherein the conductive layer is electrically coupled to the conductive portion of the housing. 5. The medical device of claim 1, wherein the conductive layer is configured as a ground plane for the medical device. 6. ... | Medtronic Bakken Research Center B.V. | A61N001/375 A61B005/04 A61N001/05 A61N001/36 A61B005/00 A61B005/0478
US09504397 | B2 | 2016-11-29 | Self-contained cardiac response unit | 2015-10-06 | An apparatus includes a housing including a first side and a second side; a chest compression sensor coupled with the second side of the housing; at least one compartment partially formed by one of the first side and the second side of the housing; and at least one removable defibrillator electrode pad contained in the at least one compartment partially formed by one of the first side and the second side of the housing. | 1. An apparatus for monitoring a patient, the apparatus comprising: a housing comprising at least two sides defining an interior space therebetween;an electrode pad removably coupled to the housing and comprising a first electrocardiogram (ECG) sensor configured to be disposed at a first location on the patient;one or more sensors attached to the housing, the one or more sensors comprising a second ECG sensor configured to be disposed at a second location on the patient; anda communications module configured to receive information about an ECG of the patient from one or both of the first ECG sensor and the second ECG sensor, the communications module also configured to wirelessly communicate with a remote computing device external to the housing. 2. The apparatus of claim 1, wherein the communications module is configured to communicate with the remote computing device via a cellular network. 3. The apparatus of claim 1, wherein the communications module is configured to communicate with the remote computing device via a Bluetooth connection. 4. The apparatus of claim 1, wherein the communication module is configured to communicate with the remote computing device via a wireless Internet connection. 5. The apparatus of claim 1, wherein the remote computing device comprises a defibrillation device. 6. The apparatus of claim 1, wherein the electrode pad is configured to detect a signal indicative of ventilations applied to the patient. 7. The apparatus of claim 1, wherein the electrode pad is configured to detect a signal indicative of respiration of the patient. 8. The apparatus of claim 1, comprising at least two electrode pads, and wherein the at least two electrode pads are configured to detect an electrical impedance in the chest of the patient. 9. The apparatus of claim 1, wherein at least one of the sensors is configured to receive a signal related to one or both of a depth of chest compressions applied to the patient and a rate of chest compressions applied to the patient. 10. The apparatus of claim 9, wherein at least one of the sensors comprises an accelerometer. 11. The apparatus of claim 9, wherein the at least one of the sensors configured to receive a signal related to one or both of a depth of chest compressions applied to the patient and a rate of chest compressions applied to the patient comprises an accelerometer. 12. The apparatus of claim 1, wherein one or both of the electrode pad and the sensor is electrically connected to the communications module via a cable. | ZOLL MEDICAL CORPORATION | A61N001/04 A61B005/113 A61N001/39 A61B005/0408 A61B005/053 A61B005/08
US10687725 | B2 | 2020-06-23 | Navigational reference dislodgement detection method and system | 2015-11-20 | A method of tracking a position of a catheter within a patient includes securing a navigational reference at a reference location within the patient, defining the reference location as the origin of a coordinate system, determining a location of an electrode moving within the patient relative to that coordinate system, monitoring for a dislodgement of the navigational reference from the initial reference location, for example by measuring the navigational reference relative to a far field reference outside the patient's body, and generating a signal indicating that the navigational reference has dislodged from the reference location. Upon dislodgement, a user may be provided with guidance to help reposition and secure the navigational reference to the initial reference location, or the navigational reference may be automatically repositioned and secured to the initial reference location. Alternatively, a reference adjustment may be calculated to compensate for the changed reference point/origin. | 1. A method of tracking a position of a catheter with a localization system, comprising: defining an initial reference location of a navigational reference as a reference point for a coordinate system for locating positions of points in space;monitoring a velocity of the navigational reference for an indication of a dislodgement of the navigational reference from the initial reference location; andgenerating a signal indicating that the navigational reference has dislodged from the initial reference location when the velocity of the navigational reference exceeds a preset dislodgement threshold. 2. The method according to claim 1, further comprising providing guidance to a user to help re-position and secure the navigational reference to the initial reference location. 3. The method according to claim 1, further comprising: determining a post-dislodgement location of the navigational reference after it has dislodged from the initial reference location;calculating a reference adjustment to compensate for the navigational reference having changed positions from the initial reference location to the post-dislodgement location of the navigational reference. 4. The method according to claim 3, further comprising using the reference adjustment to generate location information data for a moving electrode, the location information data comprising position information that defines the location of the moving electrode with reference to a coordinate system that uses the initial reference location as its reference point. 5. The method according to claim 1, further comprising: providing a far field reference;wherein the monitoring step comprises monitoring a rate of change in a location of the navigational reference relative to the far field reference and generating a signal indicating dislodgement when the rate of change in the location of the navigational reference relative to the far field reference exceeds a preset threshold. 6. The method according to claim 1, further comprising: simultaneously measuring a first electrophysiological signal using a moving electrode and a second electrophysiological signal using the navigational reference;adjusting an output of the first electrophysiological signal by compensating for at least one signal component that is common to each of the first electrophysiological signal and the second electrophysiological signal. 7. The method according to claim 1, wherein the monitoring step comprises: coupling the navigational reference to a circuit to generate an output signal; andmonitoring the output signal for an increase above a threshold indicative of the navigational reference having dislodged from the initial reference location. | St. Jude Medical, Atrial Fibrillation Division, Inc. | A61B005/00 A61B005/042 A61B034/20 A61B005/06
US10163205 | B2 | 2018-12-25 | Three dimensional imaging method of a limited zone of a patient's vasculature | 2013-12-31 | This disclosure relates to a three dimensional visualization method for visualizing and/or displaying a limited zone of a patient's vasculature, the method comprising selecting an entry point within an imaged vasculature and three dimensionally visualizing a simulated contrast agent propagation from the selected entry point in a limited zone of the imaged vasculature. | 1. An imaging method for generating a three dimensional visualization of a limited zone of a patient vasculature, comprising: providing an imaging system comprising an imager to generate an image and a display;injecting a real contrast agent into the vasculature at a first entry point; andoperating the imaging system to: image the vasculature to produce a set of two dimensional images, each image comprising real contrast agent propagation path information;generate a three dimensional visualization on the display of a propagation of the real contrast agent from the first entry point in said imaged vasculature from the set of two dimensional images;segment vessels of said imaged vasculature to confirm at least one vascular path;select a second entry point within said segmented imaged vasculature, the second entry point being different from the first entry point; andgenerate a three dimensional visualization on the display of a simulated propagation of contrast agent from the second entry point in a limited zone of said imaged vasculature to improve visualization of vessels in said limited zone. 2. The method of claim 1, wherein said second entry point is selected within one of said segmented visible vessels, wherein said imaged limited zone only comprises some of said segmented visible vessels. 3. The method of claim 1, wherein the method is performed by an interventional imaging system. 4. The method of claim 1, wherein said limited zone comprises at least some of said segmented visible vessels feeding a tumor or an arteriovenous malformation. 5. The method of claim 1, wherein said simulated contrast agent propagation can be stopped, rewound, advanced or looped through, by user, so as to graphically represent a vascular path of at least a segmented visible vessel of said limited zone. 6. The method of claim 1, wherein said three dimensional imaging of said simulated contrast agent propagation is a static graphic representation of said segmented visible vessels of said imaged limited zone with a static representation code as a function of propagation time from said second entry point. 7. The method of claim 1, wherein said three dimensional imaging of said simulated contrast agent propagation is a cinematic representation of said segmented visible vessels of said imaged limited zone, showing directly the propagation, from said second entry point, as a function of propagation time, of contrast along said segmented visible vessels of said limited zone. 8. The method of claim 1, wherein said first entry point is the entry point of main artery of said vasculature. 9. The method of claim 1, wherein second entry point is automatically selected as a tool tip position. 10. The method of claim 1, wherein each said segmented visible vessel is represented by only two parameters, its centerline and its diameter. 11. The method of claim 1, wherein said contrast agent propagation is simulated by progressively filling said segmented visible vessels of s... | General Electric Company | G06K009/00 G06T007/00 G06T019/00 A61B005/00 G06F003/0484 A61B006/03 A61B006/00
US09855003 | B2 | 2018-01-02 | Measuring psychological stress from cardiovascular and activity signals | 2016-04-11 | A method and system for measuring psychological stress disclosed. In a first aspect, the method comprises determining R-R intervals from an electrocardiogram (ECG) to calculate a standard deviation of the R-R intervals (SDNN) and determining a stress feature (SF) using the SDNN. In response to reaching a threshold, the method includes performing adaptation to update a probability mass function (PMF). The method includes determining a stress level (SL) using the SF and the updated PMF to continuously measure the psychological stress. In a second aspect, the system comprises a wireless sensor device coupled to a user via at least one electrode, wherein the wireless sensor device includes a processor and a memory device coupled to the processor, wherein the memory device stores an application which, when executed by the processor, causes the processor to carry out the steps of the method. | 1. A method for measuring psychological stress, the method comprising: determining R-R intervals from an electrocardiogram (ECG) to calculate a standard deviation of the R-R intervals (SDNN);determining a stress feature (SF) using the SDNN, wherein the determining SF using the SDNN comprises:calculating a mean heart rate (HR) from the ECG within a predetermined time period; andcalculating the SF utilizing an algorithm SF=HR+α*SDNN, wherein α is predetermined negative variable that allows for combining HR and SDNN;in response to reaching a threshold, updating performing adaptation to update a probability mass function (PMF) via an adaptation function; anddetermining a stress level (SL) using the SF and the updated PMF to continuously measure the psychological stress. 2. The method of claim 1, further comprising: determining a posture state, wherein the psychological stress is not measured if the posture state is active; anddisplaying the determined SL to a user or another device. 3. The method of claim 2, wherein the posture state includes any of active, sitting, and standing. 4. The method of claim 1, wherein determining R-R intervals from the ECG to calculate the SDNN further comprises: detecting R peaks from a measured ECG within the predetermined time period; andcalculating R-R intervals using the detected R peaks. 5. The method of claim 4, wherein performing adaptation to update the PMF further comprises: grouping data into a predetermined distribution;calibrating the predetermined distribution according to a detected resting heart rate; andadjusting the predetermined distribution according to additional samples received. 6. The method of claim 5, wherein adjusting the predetermined distribution according to additional samples received further comprises: in response to data arriving, multiplying all bins of the predetermined distribution by 1-ε, wherein ε is a parameter for how much the PMF is changed with each adaptation; andadding ε to a bin corresponding to the data. 7. The method of claim 5, wherein determining the stress level (SL) using the SF and the PMF further comprises: adding all bins below a bin corresponding to the SF; andcomputing the SL utilizing an algorithm that includes a probability mass function for a given posture (PMFposture), the SF, and the added bins. 8. The method of claim 7, further comprising: adding a fraction of a current bin to improve granularity. 9. The method of claim 1, further comprising: tracking both a mean and a standard deviation of a probability distribution as the probability distribution adapts over time; andcombining the mean and the standard deviation to measure long-term stress. 10. The method of claim 1, wherein the application further causes the processor to: track both a mean and a standard deviation of a probability distribution as the probability distribution adapts over time; andcombine the mean and the standard deviation to measure long-term stress. | VITAL CONNECT, INC. | A61B005/02 A61B005/16 A61B005/00 A61B005/0468 A61B005/11 A61B005/024 A61B005/0245 A61B005/04 A61B005/0456 A61B005/044
US09913733 | B2 | 2018-03-13 | Intra-operative determination of dimensions for fabrication of artificial bone flap | 2014-08-20 | Methods and systems for calculating dimensions for fabricating an artificial bone flap. Intra-operative data indicating dimensions of an opening in a portion of the patient's skull are obtained. 3D dimensions of the opening are calculated using the intra-operative data, registered to a reference image. The calculated 3D dimensions are provided for fabricating the artificial bone flap by a fabrication system. | 1. A method for calculating, in a processor, dimensions for fabricating an artificial bone flap, the method comprising: obtaining, using a portable three-dimensional (3D) scanner, intra-operative data indicating dimensions of an opening in a portion of the patient's skull, the intra-operative data including a 3D surface scan of the portion of the patient's skull including the opening and including a first plurality of reference points located on or near the patient;obtaining a 3D reference image of at least the portion of the patient's skull without the opening, the 3D reference image including a second plurality of reference points that at least partly overlap with the first plurality of reference points;calculating 3D dimensions of the opening using the intra-operative data, the intra-operative data being registered to the reference image on the basis of the overlapping reference points; andstoring, in a memory in communication with the processor, the calculated 3D dimensions for fabricating the artificial bone flap by a fabrication system. 2. The method of claim 1, wherein the reference image is obtained prior to creation of the opening in the portion of the patient's skull. 3. The method of claim 1, wherein the reference image is generated using the intra-operative data by estimating a 3D surface of the portion of the patient's skull without the opening. 4. The method of claim 1 wherein calculating the 3D dimensions comprises: registering the 3D surface scan with the reference image using the overlapping reference points; andcalculating the 3D dimensions from the difference between the 3D image data and the reference image. 5. The method of claim 1 wherein the overlapping reference points include a plurality of fiducial markers placed on or near the patient, the fiducial markers being trackable using a tracking system. 6. The method of claim 1 further comprising fabricating the artificial bone flap by the fabrication system. 7. The method of claim 1 wherein the calculated 3D dimensions are provided as a digital 3D model to the fabrication system. 8. The method of claim 1 wherein multiple sets of 3D dimensions are provided, at least one set being a scaled-down version of the calculated 3D dimensions. 9. A method for calculating, in a processor, dimensions for fabricating an artificial bone flap, the method comprising: obtaining intra-operative data indicating dimensions of an opening in a portion of the patient's skull;obtaining a three-dimensional (3D) reference image of at least the portion of the patient's skull without the opening;calculating 3D dimensions of the opening using the intra-operative data, the intra-operative data being registered to the reference image; andstoring, in a memory in communication with the processor, the calculated 3D dimensions for fabricating the artificial bone flap by a fabrication system. 10. The method of claim 9, wherein the reference image is obtained prior to creation of the opening in the porti... | SYNAPTIVE MEDICAL (BARBADOS) INC. | A61F002/46 A61F002/28 A61B006/03 A61B005/00 A61B005/055 A61B005/06 A61B005/107 A61B034/00 A61B034/20 G05B019/4097 A61F002/30
US09853611 | B2 | 2017-12-26 | Instrumentation amplifier with digitally programmable input capacitance cancellation | 2015-03-02 | An instrumentation amplifier that includes input capacitance cancellation is provided. The architecture includes programmable capacitors between the input stage and a current feedback loop of the instrumentation amplifier to cancel input capacitances from electrode cables and a printed circuit board at the front end. An on-chip calibration unit can be employed to calibrate the programmable capacitors and improve the input impedance. | 1. An instrumentation amplifier device comprising: an instrumentation amplifier comprising: a differential input stage comprising an inverting input terminal and a non-inverting input terminal;an output stage driven by the input stage;a direct current feedback loop from the output stage to the input stage; anda negative capacitance generation feedback circuit between the input stage and the direct current feedback loop, wherein a negative capacitance is generated at the input stage to cancel parasitic capacitances at the inverting input terminal and the non-inverting input terminal and thereby boost input impedance, wherein the negative capacitance generation feedback circuit comprises: a first negative impedance converter circuit connected in parallel between the inverting input terminal and a first internal node of the instrumentation amplifier; anda second negative impedance converter circuit connected in parallel between the non-inverting terminal and a second internal node of the instrumentation amplifier. 2. The instrumentation amplifier device of claim 1, wherein gains from the first and second internal nodes are out of phase. 3. The instrumentation amplifier device of claim 1, wherein each negative impedance converter circuit comprises a plurality of programmable capacitors disposed in parallel. 4. The instrumentation amplifier device of claim 3, wherein the instrumentation amplifier is calibratable by setting each programmable capacitor to be on or off to maximize the input impedance boosting. 5. The instrumentation amplifier device of claim 1, wherein the negative capacitance generation feedback circuit cancels at least in part input capacitance to the input stage generated by one or more of an electrode cable, a printed circuit board, and an integrated circuit package connected to the input stage. 6. The instrumentation amplifier device of claim 1, wherein the negative capacitance generation feedback circuit is operable to boost the input impedance to at least 100 MΩ, and the instrumentation amplifier is operable to measure input biosignals having frequencies of up to at least 50 Hz. 7. An instrumentation amplifier device, comprising: an instrumentation amplifier comprising: a differential input stage comprising an inverting input terminal and a non-inverting input terminal;an output stage driven by the input stage;a direct current feedback loop from the output stage to the input stage;a negative capacitance generation feedback circuit between the input stage and the direct current feedback loop, and including programmable capacitors to generate the negative capacitance at the inverting input terminal and the non-inverting input terminal of the instrumentation amplifier; anda calibration circuit comprising a processor operative in a calibration mode to: measure voltage at an output node of the instrumentation amplifier or of a subsequent gain or filtering stage;compare the measured voltage amplitude to a plurality of reference vo... | Northeastern University | H03F003/45 H03F001/34 A61B005/0402 A61B005/0476
US20160338646 | A1 | 2016-11-24 | ULTRA-THIN WEARABLE SENSING DEVICE | 2016-05-20 | An ultra-thin wearable sensing device includes a sensor tag IC that enables the device to communicate wirelessly to a reading device. The wearable sensing device includes one or more sensors connected to the sensor tag IC that sense characteristics of the person, animal or object that the sensing device comes in contact with. The sensed characteristics can include biological signals (e.g., ECG, EMG, and EEG), temperature, galvanic skin response (GSR), heat flux and chemicals or fluids released by the skin. The reading device can display the information to the user and/or transmit the sensor data to a remote location for further processing. A doctor can review the data or have the data further analyzed and use this data or information to assist with treatment. | 1. A sensing device comprising: a sensor tag integrated circuit operatively connected an antenna for receiving signals from a sensor reading device and producing an electrical current to power the sensor tag integrated circuit in response to the received signals; andwherein the sensor tag integrated circuit is operatively connected to at least one sensor to receive biological signals of one or more biological conditions from the at least one sensor. 2. The sensing device according to claim 1 wherein the at least one sensor includes at least two electrodes. 3. The sensing device according to claim 2 further comprising a sensor signal processor connecting the at least two electrodes to the sensor tag integrated circuit. 4. The sensing device according to claim 2 further comprising an amplifier connecting the at least two electrodes to the sensor tag integrated circuit. 5. The sensing device according to claim 2 further comprising a sensor signal processor and an amplifier connecting the at least two electrodes to the sensor tag integrated circuit. 6. The sensing device according to claim 2 further comprising an analog to digital converter connecting the at least two electrodes to the sensor tag integrated circuit. 7. The sensing device according to claim 2 further comprising a programmable amplifier connecting the at least two electrodes to the sensor tag integrated circuit. 8. The sensing device according to claim 2 wherein the at least two electrodes sense bio-impedance of the skin. 9. The sensing device according to claim 2 wherein the at least two electrodes sense bio-potentials through the skin. 10. The sensing device according to claim 1 further comprising a microcontroller connecting the at least one sensor to the sensor tag integrated circuit. 11. The sensing device according to claim 10 further comprising a battery connected by a switch to the microcontroller wherein the switch includes a latch input that closes the switch connecting the battery to the microcontroller and wherein the sensor tag integrated circuit is connected to the latch input of switch such that when the sensor tag integrated circuit receives the signals from the sensor reading device, the sensor tag integrated circuit operates the switch to connect the battery to the microcontroller. 12. The sensing device according to claim 10 wherein the microcontroller is also connected to the latch input of the switch and after receiving power from battery, operates the switch to maintain the connection to the battery after the sensor tag integrated circuit stops receiving signals from the sensor reading device. 13. The sensing device according to claim 1 wherein the at least one sensor includes a temperature sensor. 14. The sensing device according to claim 1 wherein the at least one sensor includes an accelerometer or a gyroscope. 15. The sensing device according to claim 1 wherein the at least one sensor includes a light sensor. 16. The sensing device according to ... |  | A61B005/00 A61B005/0408 A61B005/145 A61B005/04
US10674944 | B2 | 2020-06-09 | Compact medical device inserters and related systems and methods | 2016-05-13 | Compact medical device inserters, systems incorporating the same, and related methods of use are described. The inserters can include a housing, a sharp support, a sharp body, and a shroud, and can apply a sensor control device to a recipient with a sensor implanted in the recipient's body. The shroud can extend from the sensor control device in a position that covers or protects the sensor and a sharp, and can be retracted by pressure placed upon the inserter against the recipient's body to cause the sharp and sensor to penetrate the body, after which the sharp can be automatically withdrawn with the aid of a biasing element. | 1. A method for inserting an analyte sensor into a human body with an inserter, the inserter comprising a posterior housing, a sensor control device coupled with the housing, the analyte sensor, a sharp, and a shroud, the method comprising: placing an anterior surface of the shroud against a recipient's skin, wherein the shroud, the analyte sensor, and the sharp are extended with respect to an anterior surface of the sensor control device, wherein the shroud covers the analyte sensor and the sharp, and wherein the shroud is held extended with respect to the anterior surface of the sensor control device by a first lock mechanism comprising a structure on the shroud that locks with a structure on the sensor control device;advancing the sensor control device towards the recipient's skin such that the shroud retracts with respect to the sensor control device and the sharp and analyte sensor are inserted into the recipient's body; andwithdrawing the sharp while leaving the analyte sensor within the recipient's body. 2. The method of claim 1, wherein the sharp and analyte sensor are inserted into the recipient's body through an aperture in the shroud. 3. The method of claim 1, wherein the structure on the shroud is a detent and the structure on the sensor control device is a recess. 4. The method of claim 1, wherein the inserter further comprises a biasing element, the method further comprising automatically withdrawing the sharp from the recipient's body with a force applied by the biasing element. 5. The method of claim 4, wherein the sharp is coupled with a posterior mount, the method comprising automatically withdrawing the sharp from the recipient's body with the force applied by the biasing element against the posterior mount. 6. The method of claim 5, wherein the biasing element contacts a base of the shroud and a surface on the posterior mount, and is adapted to apply the force therebetween. 7. The method of claim 5, wherein the biasing element is in a uncompressed state when the shroud is extended, the method further comprising advancing the sensor control device towards the recipient's skin such that the shroud retracts with respect to the sensor control device and the biasing element transitions from the uncompressed state to a compressed state. 8. The method of claim 7, further comprising releasing a second lock mechanism wherein, upon release, the biasing element decompresses from the compressed state and causes withdrawal of the sharp from the recipient's body. 9. The method of claim 8, wherein the second lock mechanism comprises an elastic arm coupled with the housing and adapted to releasably hold the posterior mount in position with respect to the sensor control device. 10. The method of claim 9, wherein retraction of the shroud causes a release surface of the shroud to deflect the elastic arm and thereby release the second lock mechanism. 11. The method of claim 7, wherein the inserter further comprises two elastic arms coup... | ABBOTT DIABETES CARE INC. | A61B005/145 A61M005/158 A61B005/00 A61M005/172 A61M005/142
US09980658 | B2 | 2018-05-29 | Identifying living skin tissue in a video sequence with scaling for size or resolution | 2016-05-20 | According to an aspect, there is provided an apparatus for identifying living skin tissue in a video sequence, the apparatus comprising a processing unit configured to obtain a video sequence, the video sequence comprising a plurality of image frames; divide each of the image frames into a first plurality of frame segments; form a first plurality of video sub-sequences, each video sub-sequence comprising a frame segment from the first plurality of frame segments for two or more of the image frames; divide each of the image frames into a second plurality of frame segments, the second plurality of frame segments comprising a greater number of frame segments than the first plurality of frame segments; form a second plurality of video sub-sequences, each video sub-sequence comprising a frame segment from the second plurality of frame segments for two or more of the image frames; analyze the video sub-sequences in the first plurality of video sub-sequences and the second plurality of video sub-sequences to determine a pulse signal for each video sub-sequence; and analyze the pulse signals to identify areas of living skin tissue in the video sequence. | 1. An apparatus for identifying living skin tissue in a video sequence, the apparatus comprising: a processor; anda computer readable medium having computer readable code that on execution by the processor operates to: obtain a video sequence, the video sequence comprising a plurality of image frames;divide each of the image frames into a first plurality of frame segments, wherein each frame segment is a group of neighboring pixels in the image frame;form a first plurality of video sub-sequences, each video sub-sequence comprising a frame segment from the first plurality of frame segments for two or more of the image frames;divide each of the image frames into a second plurality of frame segments, wherein each frame segment is a group of neighboring pixels in the image frame, the second plurality of frame segments comprising a greater number of frame segments than the first plurality of frame segments;form a second plurality of video sub-sequences, each video sub-sequence comprising a frame segment from the second plurality of frame segments for two or more of the image frames;analyze the video sub-sequences in the first plurality of video sub-sequences and the second plurality of video sub-sequences to determine a pulse signal for each video sub-sequence; andanalyze the pulse signals for the video sub-sequences in the first plurality of video sub-sequences and the pulse signals for the video sub-sequences in the second plurality of video sub-sequences together to identify areas of living skin tissue in the video sequence. 2. An apparatus as claimed in claim 1, wherein the processing unit is configured to divide each of the image frames into the first plurality of frame segments and second plurality of frame segments by grouping pixels into frame segments based on color and spatial similarities of the pixels. 3. An apparatus as claimed in claim 1, wherein the processing unit is configured to form the first plurality of video sub-sequences and form the second plurality of video sub-sequences by, for each video sub-sequence, selecting frame segments from the two or more of the plurality of image frames such that a difference between the chrominance of the frame segments and/or spatial-distance between the position of the frame segments in the video sub-sequence is minimized. 4. An apparatus as claimed in claim 1, wherein the processing unit is configured to analyze the pulse signals by analyzing the pulse signals for the first plurality of video sub-sequences to identify a first set of candidate areas of living skin tissue; analyzing the pulse signals for the second plurality of video sub-sequences to identify a second set of candidate areas of living skin tissue; and combining the first set of candidate areas and the second set of candidate areas to identify areas of living skin tissue in the video sequence. 5. An apparatus as claimed in claim 1, wherein the processing unit is configured to analyze the pulse signals to identify areas of living... | KONINKLIJKE PHILIPS N.V. | G06K009/00 A61B005/024 G06K009/62 A61B005/00 G06K009/34 G06K009/46
US09502754 | B2 | 2016-11-22 | Implantable medical devices having cofire ceramic modules and methods of fabricating the same | 2014-01-24 | An implantable medical device (IMD) and methods of fabricating the same are provided. An IMD can include a housing and a cofire ceramic module (CCM) coupled to the housing. The CCM can include an antenna cofire-integrated in the CCM. The antenna can include a plate composed of conductive material, and conductive antenna elements that are annular substrates having perimeters substantially coextensive with the perimeter of the plate. The antenna can also include interconnections. A first set of interconnections can be coupled between the plate and one of the conductive antenna elements, and a second set of interconnections can be coupled between the conductive antenna elements. The antenna can also include a feed line conductively coupled to the plate. In some embodiments, the feed line can be substantially serpentine-shaped to adjust impedance in the CCM. | 1. An implantable medical device (IMD), comprising: a housing configured for one of human implant or being worn on a body; anda cofire ceramic module coupled to the housing, wherein the cofire ceramic module includes an antenna cofire-integrated in the cofire ceramic module, the antenna comprising: a plate composed of conductive material;a plurality of layers of conductive antenna elements, the plurality of layers of conductive antenna elements being annular substrates having perimeters substantially coextensive with a perimeter of the plate;a plurality of interconnections, wherein the plurality of interconnections comprise: a first set of interconnections coupled between the plate and the conductive antenna element of one of the plurality of layers of conductive antenna elements; anda second set of interconnections coupled between the conductive antenna elements of the remainder of the plurality of layers of conductive antenna elements; anda feed line conductively coupled to the plate. 2. The IMD of claim 1, wherein the plurality of interconnections extend along a first axis and the plurality of layers of conductive antenna elements lie in planes that are substantially perpendicular to the first axis such that the antenna forms a substantially cage-shaped configuration. 3. The IMD of claim 1, wherein the annular substrates are at least one of substantially square annular substrates or substantially rectangular annular substrates. 4. The IMD of claim 1, further comprising: a component configured to perform an electrical function or provide electrical conductivity with the cofire ceramic module. 5. The IMD of claim 4, further comprising a communication module disposed in the housing. 6. The IMD of claim 5, wherein the component comprises a metal pad cofire-integrated in the cofire ceramic module, and wherein the metal pad is configured to provide conductivity between the antenna and the communication module. 7. The IMD of claim 4, wherein the component comprises at least one of an active electrical component or a passive electrical component, and wherein the component is disposed in the housing. 8. The IMD of claim 4, wherein the component is at least one of a sensing electrode, a capacitor, an inductor or a matching circuit for the antenna. 9. The IMD of claim 1, wherein the plurality of interconnections comprises a plurality of substantially capacitive interconnections. 10. The IMD of claim 1, wherein the plurality of interconnections comprises a plurality of via interconnections. 11. The IMD of claim 1, wherein the feed line is substantially serpentine-shaped. 12. The IMD of claim 1, wherein the cofire ceramic module comprises a low temperature cofire ceramic material having a sintering temperature less than about 1000° Celsius. 13. The IMD of claim 1, wherein the cofire ceramic module comprises a high temperature cofire ceramic material having a sintering temperature greater than about 1000° Celsius. 14. The IMD of claim 1, wherei... | Medtronic, Inc. | H01Q001/12 H01Q001/27 A61B005/00 A61N001/36 H01Q001/24 H01Q007/00 A61N001/372 H01Q001/36
US09492229 | B2 | 2016-11-15 | Apparatus for treating tissue with microwave radiation and antenna calibration system and method | 2013-11-07 | A calibration method and apparatus for surgical antennas arranged to deliver microwave radiation into biological tissue. An emitting region of the antenna is exposed to a plurality of calibration standards having different complex impedances at the treatment frequency. Calibration standards are created in a short-circuit-terminated waveguide cavity of variable length. In another variation, each calibration standard is a different mixture of liquids. Measurement of the magnitude and phase of signals reflected from the emitting region when exposed to the calibration standard permits calibration of the antenna; Also disclosed is a tissue treatment apparatus having an ablation channel for conveying microwave radiation to a surgical antenna at a high power level, with a separate measurement channel for conveying radiation at a low power level. A surgical antenna having an impedance transformer for matching a coaxial feed structure that terminates in radiating elements with tissue to be treated is also disclosed. | 1. Tissue measurement and ablation apparatus having: a source of microwave radiation;a probe for directing the microwave radiation from the source into tissue, the probe having an antenna adapted to emit the microwave radiation from an emitting region thereof;a first channel for carrying the microwave radiation between the source and the probe in a controlled ablation mode;a second channel for carrying the microwave radiation between the source and the probe in a measurement mode;a switch for selecting the first channel or the second channel according to a required mode of operation; anda detector for detecting a magnitude and a phase of the microwave radiation when it is reflected from the tissue;wherein the first channel is operable at a first power level and includes a tuner arranged to dynamically match an impedance of the apparatus with an impedance of the tissue seen by the emitting region of the antenna, and one or more power couplers arranged to couple the reflected microwave radiation to the detector; andwherein the second channel is operable at a second power level and is arranged to directly supply the reflected microwave radiation to the detector. 2. Tissue measurement and ablation apparatus according to claim 1, wherein the second channel includes a circulator connected to permit the microwave radiation from the source to be received at a first port and delivered to the probe via a second port, and to permit the reflected microwave radiation from the probe to be received at the second port and delivered to the detector via a third port. 3. Tissue measurement and ablation apparatus according to claim 2 including a carrier cancellation circuit connected between the first port and the third port of the circulator. 4. Tissue measurement and ablation apparatus according to claim 3, wherein the carrier cancellation circuit comprising a first coupler arranged to couple out a first portion of the microwave radiation received at the first port of the circulator, a signal adjustor arranged to modify a magnitude and/or a phase of the first portion of the microwave radiation, and a second coupler arranged to couple the modified first portion of the microwave radiation into a signal from the third port of the circulator, whereby the modified first portion of the microwave radiation is arranged to cancel a second portion of the microwave radiation from the source which is leaking out of the third port of the circulator. 5. Tissue measurement and ablation apparatus according to claim 1 including a receiver having a mixer having a first input connected to receive the reflected microwave radiation, a second input connected to receive a mixing down signal, and an output connected to the detector, the mixer being arranged to output a signal to the detector that has a lower frequency than the reflected microwave radiation received at the first input. 6. Tissue measurement and ablation apparatus according to claim 5, wherein the mixing down signal i... | MEDICAL DEVICE INNOVATIONS LIMITED | A61B018/18 A61N005/02 A61B005/05 A61B005/053 A61B017/00 A61B018/00
US09504422 | B2 | 2016-11-29 | Breath acetone measurement system with portable base unit that communicates with mobile application | 2016-04-18 | A portable system is provided for measuring a ketone, such as an acetone, in the breath or other bodily fluid of a user. The system includes a portable measurement device that analyzes fluid samples and generates corresponding ketone measurements. The portable measurement device communicates with an application which runs on a smartphone or other mobile device of the user. The application tracks, and generates graphs of, the ketone measurements, and may include various features for facilitating the analysis of the measurements. | 1. A portable breath analysis system, comprising: a portable base unit comprising a breath acetone sensing system, a breath container insertion port fluidly coupled to the breath acetone sensing system, a pump, a processor, a presence sensor, and a wireless transceiver, the breath container insertion port configured to mate with, and receive a breath sample from, a detachable breath container, the presence sensor configured to sense whether the detachable breath container is inserted into the breath container insertion port, the pump arranged to pump the breath sample along a flow path to the breath acetone sensing system, wherein the portable base unit, under control of program instructions executed by the processor, is configured to generate measurements corresponding to breath acetone levels by analyzing breath samples with the breath acetone sensing system, and to wirelessly transmit the measurements, with the wireless transceiver, to a mobile device associated with a user; anda mobile application that runs on the mobile device and communicates with the portable base unit over a wireless link, the mobile application configured to track, and generate graphs of, the measurements generated by the portable base unit. 2. The portable breath analysis system of claim 1, wherein the portable base unit communicates with the mobile device using a Bluetooth protocol. 3. The portable breath analysis system of claim 1, wherein the system is configured to initiate a breath sample test only when the presence sensor senses the presence of the detachable breath container. 4. The portable breath analysis system of claim 1, wherein the mobile application includes a user interface that provides functionality for the user to tag individual measurements using a personalized set of tags. 5. The portable breath analysis system of claim 4, wherein the mobile application is configured to generate and display a tag-specific graph corresponding to a particular tag of the personalized set of tags, the tag-specific graph based on a plurality of measurements tagged with the particular tag. 6. The portable breath analysis system of claim 4, wherein the mobile application is configured to generate and concurrently display a plurality of tag-specific graphs, each of which corresponds to a different respective tag of the personalized set of tags, each tag-specific graph based on measurements tagged with the respective tag. 7. The portable breath analysis system of claim 1, wherein the mobile application is configured to determine whether the measurements comply with a set of rules that specify, at least, timing constraints for generating the measurements. 8. The portable breath analysis system of claim 7, wherein the mobile application is configured to display, in a graph of the measurements, a visual indication that a measurement was determined to not comply with the set of rules. 9. The portable breath analysis system of claim 1, wherein the mobile application is con... | Invoy Technologies, LLC | G01N033/48 A61B005/00 G08B021/18 A61B005/08 G06F009/44 G06F003/0482 G06F003/0484 G01N033/64 G01N033/497 H04L012/26 H04W004/00
US09489831 | B2 | 2016-11-08 | Wireless sensor reader | 2013-09-30 | A wireless sensor reader is provided to interface with a wireless sensor. The wireless sensor reader transmits an excitation pulse to cause the wireless sensor to generate a ring signal. The wireless sensor reader receives and amplifies the ring signal and sends the signal to a phase-locked loop. A voltage-controlled oscillator in the phase-locked loop locks onto the ring signal frequency and generates a count signal at a frequency related to the ring signal frequency. The voltage-controlled oscillator is placed into a hold mode where the control voltage is maintained constant to allow the count signal frequency to be determined. The reader uses an ambient reading or other information to select a subset of the possible ring signal frequencies, and tunes or adjusts its circuits and algorithms to focus on that subset. | 1. A method of obtaining a measurement from a remote location, the method comprising: transmitting a plurality of excitation pulses each at a predetermined frequency to a wireless sensor;receiving a signal from said wireless sensor at a reader in response to said plurality of excitation pulses;sampling and holding said received signal;ascertaining the frequency of said received signal;wherein said wireless sensor is configured to change its resonant frequency in proportion to at least one sensed parameter; andwherein said reader is configured to define a band of resonant frequency values, to optimize itself for operation based on said band wherein said reader is in communication with an ambient pressure sensor configured to at least partially define the band of resonant frequency values. 2. The method of claim 1 further comprising generating a count signal at a frequency to match the frequency of said signal from said wireless sensor. 3. The method of claim 2, wherein said count signal is generated by a voltage controlled oscillator. 4. The method of claim 2, wherein the frequency of said count signal is an integer multiple of said received signal frequency. 5. The method of claim 1, wherein said wireless sensor is a passive sensor. 6. The method of claim 5, wherein said wireless sensor comprises at least one inductor and at least one capacitor. 7. The method of claim 6, wherein at least one of said at least one inductor and said at least one capacitor changes its value in response to said at least one sensed parameter. 8. The method of claim 1, wherein each of said excitation pulses is a different frequency. 9. The method of claim 1, wherein said signal from said wireless sensor is a ring signal. 10. The system of claim 1, wherein the predetermined frequency is at least partially determined based on readings from said ambient pressure sensor. 11. A system for obtaining a measurement from a remote location, said system comprising: a wireless sensor configured to change its resonant frequency in proportion to at least one sensed parameter;a reader configured to transmit an excitation pulse at only a fixed frequency to said wireless sensor and to receive a signal from said wireless sensor in response to said excitation pulse, the reader includes an ambient pressure sensor; andwherein said reader is configured to define a band of resonant frequency values, to optimize itself for operation based on said band, wherein said reader is in communication with the ambient pressure sensor configured to at least partially define the band of resonant frequency values. 12. A system for obtaining a measurement from a remote location, the system comprising: a wireless sensor is configured to change its resonant frequency in proportion to at least one sensed parameter;a reader configured to transmit a plurality of excitation pulses at a fixed frequency to said wireless sensor and to receive at least one signal from said wireless sensor in response to sa... | Endotronix, Inc. | H04Q005/22 G05B011/00 G08C019/16 G08B029/00 G08B001/00 G08B001/08 G08B021/00 G08B013/20 G08C017/02 A61B005/00 A61B005/0215
US20160324451 | A1 | 2016-11-10 | Use google's smart contact lens for measuring glucose levels in tears to enhance executive and non-executive functions in humans | 2015-05-06 | Google's smart contact lens will be used by non-diabetics to benefit from the measurement of the glucose content in the tears of the wearer as a representation of the glucose content in the blood. With this data, non-diabetics will be able to modify their diet as necessary to stabilize and optimize their blood glucose content. This will result in their avoiding the normal sharp peaks and valleys in their blood glucose levels that occur as meals are digested and instead enable them to maintain their blood glucose content at a steady level. Instead of the brain experiencing low flows of energy that causes impairment in its ability to carry out mental functions this steady flow of energy to their brain will result in enhancement of a number of executive and non-executive functions including, but not limited to, memory, decision making, reading skills, attentiveness, self-control, verbal fluency, auditory and visual reaction time and psychomotor skills. | 1. The use of Google's smart contact lens for non-diabetics, those who do not have diabetes. 2. The use of Google's/Novartis/Alcon's smart contact lens for use by non-diabetics to measure changes in their blood glucose level resulting from their consumption of food and drink. 3. The use of Google's smart contact lens for use by non-diabetics to facilitate modifying their diet to control their blood glucose level so as to enhance a range of executive and non-executive functions including their memory, attentiveness, creativity, decision making skills, self-control, visual and auditory reaction time, psychomotor functions, verbal fluency and reading skills. 4-15. (canceled) |  | A61B005/145 A61B005/00
US09498143 | B2 | 2016-11-22 | Methods, systems, and apparatus for identification and characterization of rotors associated with atrial fibrillation | 2015-06-11 | A system can include a near-field instrument to be placed inside a chamber of a heart, a far-field instrument to be placed in a stable position in relation to the heart, and a control unit. The control unit is configured to identify a unique pattern in electrogram information received from the far-field instrument when the near-field instrument is in one or more positions within the heart. When the unique pattern is detected, the control unit is configured to receive electrogram information from the near-field instrument. While recording electrogram information from the near-field instrument, the control unit is also configured to record voltage and complex fractionated atrial electrogram (CFAE) characteristics of the tissue inside a heart chamber. This information combined with rotor information can be used to identify substrate versus non-substrate rotor characteristics. | 1. A system, comprising: a first instrument having a first plurality of electrodes, the first instrument configured to be placed inside a chamber of a heart;a second instrument having a second plurality of electrodes, the second instrument configured to be placed in a stable position in relation to the heart;a control unit configured to (1) receive first position coordinates of the first instrument, (2) receive first far-field electrogram information from the second instrument, (3) receive first near-field electrogram information from the first instrument when a far-field electrogram pattern is detected in the first far-field electrogram infolination, (4) store the first position coordinates of the first instrument, the far-field electrogram pattern, and the first near-field electrogram information from the first instrument, (5) receive second position coordinates of the first instrument, (6) receive second far-field electrogram information from the second instrument, (7) receive second near-field electrogram information from the first instrument when the far-field electrogram pattern is detected in the second far-field electrogram information, and (8) store the second position coordinates of the first instrument, the far-field electrogram pattern, and the second near-field electrogram information from the first instrument. 2. The system of claim 1, wherein the control unit is further configured to construct a conduction vector map based on the first near-field electrogram information and the second near-field electrogram information. 3. The system of claim 1, wherein the control unit is further configured to (1) calculate a direction value and magnitude value of a first conduction wavefront at each electrode from the first plurality of electrodes based on the first near-field electrogram information to generate a first set of calculated values, (2) calculate a direction value and a magnitude value of a second conduction wavefront at each electrode from the first plurality of electrodes based on the second near-field electrogram information to generate a second set of calculated values, (3) generate an interpolated direction value and magnitude value between each of the calculated direction values and magnitude values from the first set of calculated values and between each of the calculated direction values and magnitude values from the second set of calculated values to generate a set of interpolated values, and (4) construct a conduction vector map using the interpolated values, the first set of calculated values, and the second set of calculated values; and further comprising:a display device configured to display the conduction vector map. 4. The system of claim 1, wherein the control unit is further configured to (1) calculate a direction value and magnitude value of a first conduction wavefront at each electrode from the first plurality of electrodes based on the first near-field electrogram information to generate a first set of calcul... | AFTX, Inc. | A61B005/02 A61B005/04 A61B005/046 A61B005/042 A61B005/044
US09486278 | B2 | 2016-11-08 | Methods and devices to treat nasal airways | 2014-11-13 | Methods and devices for treating nasal airways are provided. Such devices and methods may improve airflow through an internal and/or external nasal valve, and comprise the use of mechanical re-shaping, energy application and other treatments to modify the shape, structure, and/or air flow characteristics of an internal nasal valve, an external nasal valve or other nasal airways. | 1. A method of modifying a property of nasal tissue of or near a nasal valve, without using a surgical incision or an implant, to decrease airflow resistance or perceived airflow resistance in a nasal airway, the method comprising: positioning a treatment surface within a nasal airway adjacent to a nasal tissue to be treated;applying the treatment surface to the nasal tissue with sufficient force to alter a shape of the nasal tissue; andapplying energy to, or removing energy from, the nasal tissue with a non-penetrating treatment element disposed on the treatment surface, to change the property of the nasal tissue, wherein the nasal tissue at least partially maintains the changed property after the treatment element is removed and the nasal tissue heals, thereby decreasing airflow resistance or perceived airflow resistance in the nasal airway. 2. The method of claim 1, wherein applying energy comprises applying energy in a form selected from the group consisting of ultrasound, microwave, heat, radiofrequency, electrical, light and laser. 3. The method of claim 1, wherein removing energy comprises applying cryotherapy to the nasal tissue, and wherein the treatment element comprises a cryotherapy delivery member. 4. The method of claim 1, wherein applying energy comprises injuring the nasal tissue. 5. The method of claim 1, further comprising, before applying energy to, or removing energy from, the nasal tissue, injecting a polymerizing liquid into or below the nasal tissue. 6. The method of claim 1, comprising both applying energy to and removing energy from the nasal tissue with the treatment element. 7. The method of claim 6, wherein applying and removing the energy is performed in a cyclical fashion to repeatedly heat and cool the nasal tissue. 8. The method of claim 1, wherein the property is a mechanical property of the nasal tissue. 9. The method of claim 1, wherein the property is a property of extracellular matrix components of the nasal tissue and the method does not damage chondrocytes of the nasal tissue. 10. The method of claim 1, wherein the property of the tissue is the strength of the nasal tissue to resist a conformational change in response to negative pressure of inspiration. 11. The method of claim 1, further comprising cooling the nasal tissue or tissue near the nasal tissue to be treated before, during, or after applying energy. 12. The method of claim 1, wherein applying the treatment surface to the nasal tissue and applying the energy modifies a mechanical property of the nasal tissue in a manner that increases a volumetric airflow rate of air flowing from an exterior of the nasal airway into a nasopharynx without changing a shape of an internal nasal valve. 13. The method of claim 1, further comprising delivering a cauterizing agent to the nasal tissue. 14. A method of treating a patient's nasal airway by modifying a property of nasal tissue, the method comprising: positioning a treatment element within a nasal... | AERIN MEDICAL INC. | A61B018/18 A61B018/14 A61B018/20 A61F005/08 A61B005/01 A61B018/16 A61B018/00 A61B017/32
US10172536 | B2 | 2019-01-08 | Real-time feedback for electrode contact during mapping | 2016-07-26 | A catheter system includes a mapping catheter including a plurality of mapping electrodes, each mapping electrode configured to sense signals associated with an anatomical structure. The catheter system further includes a processor operatively coupled to the plurality of mapping electrodes and configured to receive the signals sensed by the plurality of mapping electrodes, characterize the signals sensed by the plurality of mapping electrodes based on a signal parameter of the sensed signals, and generate an output of a quality of contact of the plurality of mapping electrodes with the anatomical structure based on the signal characterization. | 1. A catheter system comprising: a catheter including (1) a contact determination mechanism, the contact determination mechanism comprising a force sensor; and (2) a plurality of mapping electrodes, each mapping electrode configured to sense signals associated with an anatomical structure; anda processor operatively coupled to the plurality of mapping electrodes and configured to: receive the signals sensed by the plurality of mapping electrodes;determine a signal parameter associated with each of the plurality of mapping electrodes;determine a quality of contact of each of the plurality of mapping electrodes with the anatomical structure based on the signal parameter and an output of the contact determination mechanism; andgenerate a map of the anatomical structure based only on electrodes having sensed signals with a quality of contact exceeding a threshold value, wherein the sensed signals include sensed signals with a quality of contact exceeding a threshold value and sensed signals with a quality of contact not exceeding the threshold value. 2. The catheter system of claim 1, further comprising a display device configured to provide a graphical display representative of the quality of contact of the plurality of mapping electrodes. 3. The catheter system of claim 1, wherein the processor is further configured to generate a map of the anatomical structure based on electrodes having sensed signals with amplitudes greater than a threshold amplitude. 4. The catheter system of claim 1, wherein the processor is configured to sense and characterize at least one of unipolar signals and bipolar signals. 5. The catheter system of claim 1, wherein the catheter comprises an ablation catheter. 6. The catheter system of claim 1, wherein the processor is further configured to identify contours of the anatomical structure based on the quality of contact of the plurality of mapping electrodes. 7. The catheter system of claim 1, wherein the processor is further configured to determine an orientation of the plurality of mapping electrodes based on the quality of contact of the plurality of mapping electrodes. 8. A method for mapping an anatomical structure, the method comprising: sensing signals associated with an anatomical structure with a plurality of mapping electrodes;characterizing the signals sensed by the plurality of mapping electrodes based on a signal parameter associated with the plurality of mapping electrodes;determining a quality of contact of the plurality of mapping electrodes with the anatomical structure based on the signal characterization, wherein the determining step comprises combining the signal characterization with an output of a contact determination mechanism, the contact determination mechanism comprising a force sensor; andgenerating a map of the anatomical structure based only on electrodes having sensed signals with a quality of contact exceeding a threshold value, wherein the sensed signals include sensed signals with a ... | Boston Scientific Scimed, Inc. | A61B005/00 A61B005/053 A61B005/044 A61B005/042 A61B005/0424 A61B018/14 A61B017/00 A61B018/00 A61B090/00
US09867979 | B2 | 2018-01-16 | Three-dimensional multi-electrode array | 2016-07-11 | A multi-electrode array with individually isolated electrodes each configurable for a target-containing carrier and a method for fabricating the array are disclosed. In an exemplary embodiment, the array includes a substrate; and a plurality of electrodes disposed on the substrate. Each electrode of the plurality of electrodes has a conductive tip-end and an insulated remainder. A first electrode of the plurality of electrodes has a first configuration selected to bring a conductive tip end of the first electrode in proximity to a first target structure, and a second electrode of the plurality of electrodes has a second configuration selected to bring a conductive tip end of the second electrode in proximity to a second target structure. The first configuration and the second configuration are different. A first contact of the plurality of contacts may be electrically coupled to the first electrode through the substrate. | 1. A multi-electrode array, the array comprising: a substrate; anda plurality of electrodes disposed on the substrate, wherein each electrode of the plurality of electrodes has a conductive tip-end and an insulated remainder and includes: an electrode core that extends uninterrupted through the substrate, through the insulated remainder, and to the conductive tip-end; andan interface layer disposed on the electrode core at the conductive tip-end;wherein a first electrode of the plurality of electrodes has a first configuration selected to bring the conductive tip-end of the first electrode in proximity to a first target structure;wherein a second electrode of the plurality of electrodes has a second configuration selected to bring the conductive tip-end of the second electrode in proximity to a second target structure, the first configuration and the second configuration being different;wherein the first electrode further includes a conductive region disposed on a side surface of the first electrode and disposed away from and physically separate from the conductive tip-end of the first electrode; andwherein conductive area is electrically coupled to the conductive tip-end by the electrode core. 2. The multi-electrode array of claim 1, wherein the first electrode is electrically isolated from the second electrode by a dielectric material region that extends through the substrate and that physically contacts the electrode core of the first electrode. 3. The multi-electrode array of claim 1 further comprising a plurality of contacts disposed on the substrate opposite the plurality of electrodes. 4. The multi-electrode array of claim 3, wherein a first contact of the plurality of contacts is physically and electrically coupled to the electrode core of the first electrode below the substrate, and wherein a second contact of the plurality of contacts is physically and electrically coupled to the electrode core of the second electrode below the substrate. 5. The multi-electrode array of claim 1, wherein the first configuration and the second configuration are different in at least one of: an electrode height, an electrode width, a physical dimension of a conductive tip-end, and an electrode profile. 6. The multi-electrode array of claim 1, wherein the interface layer at the conductive tip-end of each electrode of the plurality of electrodes includes a biocompatible material. 7. The multi-electrode array of claim 1, wherein the pitch between adjacent electrodes of the plurality of electrodes is less than or equal to about 100 μm. 8. The multi-electrode array of claim 1 further comprising: a first dielectric material region extending through the substrate and disposed between the first electrode and the substrate; anda second dielectric material region extending through the substrate and disposed between the second electrode and the substrate such that the first dielectric material region, the second dielectric material region and the substrate are... | Zyvex Labs, LLC | A61N001/05 A61B005/04 B81B003/00 A61B005/00 A61B005/0492 A61B005/0496
US10072967 | B2 | 2018-09-11 | Integrated wearable noise dosimeter | 2015-04-28 | Systems and methods are described that may provide audio information about an environment around a wearable device. Such audio information may be correlated with other biometric data to provide physiological information, e.g. regarding a wearer of the wearable device. For example, an illustrative method includes receiving an audio signal via a microphone of a wearable device and rectifying the audio signal with a peak detector. The method further includes amplifying the rectified signal with a logarithmic amplifier and causing an analog to digital converter (ADC) to sample the logarithmic signal. The method also includes causing the ADC to convert the sampled logarithmic signal to a digital output and storing the digital output in a memory of the wearable device. In some embodiments, the method includes transmitting the digital output to a computing device, which may correlate the digital output with other biometric data. | 1. A system comprising: a microphone configured to provide an audio signal;a rectifier communicatively coupled to the microphone;a logarithmic amplifier communicatively coupled to the rectifier, wherein a combination of the logarithmic amplifier and the rectifier is configured to provide a rectified and logarithmically amplified signal based on a mathematical log function and the audio signal;an analog to digital converter (ADC) communicatively coupled to the logarithmic amplifier; anda controller comprising a memory and a processor, wherein the controller executes instructions stored in the memory so as to carry out operations, the operations comprising: at predetermined time intervals, causing the ADC to sample the rectified and logarithmically amplified signal and provide a digital output, wherein the rectified and logarithmically amplified signal comprises an output of the combination of the logarithmic amplifier and the rectifier;storing the digital output in the memorytransmitting the digital output to a computing device, wherein the computing device is configured to correlate the digital output with other biometric data; andtriggering an indication relating to a user's health via a user interface, wherein the indication is based on a comparison between the digital output and the other biometric data. 2. The system of claim 1, further comprising a pre-amplifier communicatively coupled to the microphone, wherein the pre-amplifier is configured to provide an amplified signal based on the audio signal. 3. The system of claim 1 wherein the rectifier comprises a peak detector circuit, wherein the peak detector circuit comprises a rectifier circuit and a filter circuit. 4. The system of claim 1 wherein the logarithmic amplifier comprises a baseband logarithmic amplifier. 5. The system of claim 1 wherein the rectifier and the logarithmic amplifier comprise a demodulating logarithmic amplifier. 6. The system of claim 1 wherein the system comprises a wearable device, wherein the wearable device comprises at least one other sensor, wherein the at least one other sensor is configured to obtain the other biometric data, and wherein the operations further comprise comparing the digital output with the other biometric data obtained by the at least one other sensor. 7. The system of claim 1 wherein the other biometric data comprises at least one of: respiration data, movement data, blood pressure data, heart rate data, blood oxygen saturation data, or galvanic skin response data. 8. The system of claim 1 wherein the microphone, rectifier, logarithmic amplifier, and ADC are housed within a housing. 9. A system comprising: a microphone configured to provide an audio signal;a logarithmic amplifier communicatively coupled to the microphone, wherein the logarithmic amplifier is configured to provide a logarithmically amplified signal based on a mathematical log function and the audio signal;a rectifier communicatively coupled to the logarithmic amplifi... | Verily Life Sciences LLC | G01H003/10 A61B005/0205 A61B005/00 G01H003/14 H04R029/00 A61B005/16 A61B005/021 A61B005/024 A61B005/053 A61B005/08 A61B005/11 A61B005/145 A61B007/00
US11147465 | B2 | 2021-10-19 | Abrasive electrode | 2016-05-04 | An electrode includes an electrically conductive member having a first surface oriented to face the skin of a patient when the electrode is placed on the skin of the patient. The electrode further includes a housing member. The electrode further includes an abrasive member configured to abrade the skin of the patient. The electrode further includes an integrated gripping portion configured to allow an operator to grip the gripping portion by hand and abrade the skin by moving the electrode using the gripping portion. | 1. An electrode comprising: an electrically conductive member having a first surface oriented to face the skin of a patient when the electrode is placed on the skin of the patient;a housing member configured to house the electrically conductive member;an abrasive member coupled to the housing member and structured to abrade the skin of the patient; andan integrated gripping portion coupled to at least one of the electrically conductive member, the housing member, or the abrasive member and configured to allow an operator to grip the gripping portion by hand and abrade the skin by using the gripping portion;wherein the gripping portion comprises a flat disc configured to be fixed in a substantially parallel configuration to the abrasive member when assembled. 2. The electrode of claim 1, wherein the gripping portion is configured to allow an operator to abrade the skin without using a tool external to the electrode. 3. The electrode of claim 1, wherein the gripping portion comprises at least one of one or more protrusions or one or more recesses configured for gripping by a hand of the operator. 4. The electrode of claim 3, wherein the gripping portion comprises a plurality of recesses configured to receive fingers of the operator for gripping the electrode to abrade the skin. 5. The electrode of claim 1, wherein the electrode further comprises a gel in contact with the conductive member, and wherein the electrode is a disposable pre-gelled medical electrode configured to reduce motion artifacts. 6. The electrode of claim 1, wherein the electrically conductive member further comprises an opposing stud on a second surface thereof for connection to an external monitor. 7. The electrode of claim 1, wherein the housing comprises an electrically nonconductive housing retaining the conductive member therein, the housing including an annular opening receiving the conductive member therein. 8. The electrode of claim 1, wherein the abrasive member is operatively retained by the housing and includes a gel in contact with the conductive member, wherein the abrasive member is movable relative to the conductive member, and wherein the abrasive member and the housing further form a gel reservoir area therebetween such that when the abrasive member is pressed against the skin of the patient the gel is pushed by the skin into the reservoir area. 9. The electrode of claim 8, further comprising a sheet member operatively associated with the housing and having an adhesive material thereon to secure the electrode to the skin of the patient while allowing the abrasive member to be movable with respect to the skin of the patient and the sheet member. 10. The electrode of claim 9, wherein the reservoir area is oriented with respect to the abrasive member and the housing such that the gel flows from the reservoir area as the skin of the patient moves away from the abrasive member. 11. The electrode of claim 9, wherein the abrasive member is spaced apart from th... | Welch Allyn, Inc. | A61B005/0408 A61B005/0402 A61B005/00
US09996921 | B2 | 2018-06-12 | Detection of metal stent struts | 2015-12-18 | The disclosure relates to stent detection and shadow detection in the context of intravascular data sets obtained using a probe such as, for example, and optical coherence tomography probe or an intravascular ultrasound probe. | 1. A method of stent strut detection comprising: accessing a plurality of frames of intravascular imaging data, the plurality of frames comprising optical coherency tomography (OCT) scan lines;identifying a plurality of shadow regions in the plurality of frames;identifying scan lines comprising the plurality of shadow regions,analyzing the identified scan lines to determine a set of scan lines comprising scan lines corresponding to interior of a shadow region, wherein the set of scan lines are candidate strut containing scan lines; andanalyzing the candidate strut containing scan lines to identify location of a stent strut. 2. The method of claim 1, wherein identifying a shadow region comprises eliminating shadow regions corresponding to non-stent features. 3. The method of claim 2, wherein the non-stent features are selected from the group consisting of: a guidewire, a side branch, and combinations thereof. 4. The method of claim 1, comprising eliminating candidate strut shadow scan lines that contain lumen pixels. 5. The method of claim 1, wherein analyzing the candidate strut containing scan lines comprises determining a projection across each of the candidate strut containing scan lines by summing a signal response across the candidate strut containing scan lines. 6. The method of claim 5 comprising identifying up to three local maxima in the projection. 7. The method of claim 6, comprising ranking the local maxima based on peak signal intensity to generate a peak score. 8. The method of claim 7, wherein the ranking is an ordinal ranking, with local maxima having higher peak signal intensity receiving a higher peak score. 9. The method of claim 8 comprising ranking the local maxima based on proximity to a blood vessel wall to generate a proximity score. 10. The method of claim 9, wherein the ranking is an ordinal ranking, with local maxima closer to the blood vessel wall receiving a higher proximity score. 11. The method of claim 10 comprising assigning a malapposition score to each local maxima. 12. The method of claim 11, wherein the malapposition score is binary, with malapposed local maxima receiving a score of zero. 13. The method of claim 12, comprising summing the peak score, the proximity score, and the malapposition score, wherein the local maximum with highest total score is designated as the location of the stent strut. 14. A method of stent strut detection comprising: accessing a plurality of frames of intravascular imaging data, the plurality of frames comprising optical coherency tomography (OCT) scan lines;identifying a plurality of shadow regions in the plurality of frames;eliminating shadow regions corresponding to non-stent features;identifying scan lines that correspond to the plurality of shadow regions, wherein the identified scan lines are candidate strut containing scan lines;analyzing the candidate strut containing scan lines to identify location of a stent strut; and performing a cross-frame analysis to v... | LIGHTLAB IMAGING, lNC. | G06T007/00 A61B005/00 A61B005/06 G06T007/70 G06K009/46
US20160324423 | A1 | 2016-11-10 | PHOTOACOUSTIC MEASUREMENT APPARATUS AND SIGNAL PROCESSING DEVICE AND SIGNAL PROCESSING METHOD FOR USE THEREIN | 2016-07-15 | Disclosed are a photoacoustic measurement apparatus capable of improving ease of observation of a photoacoustic image even if an artifact is caused by a photoacoustic wave generated in a surface portion of a subject, and a signal processing device and a signal processing method for use therein. The photoacoustic measurement apparatus includes a probe having a light emission unit and an acoustic wave detection unit provided in parallel with the light emission unit, an image generation unit which generates a photoacoustic image based on a photoacoustic wave detected by the acoustic wave detection unit, and a display processing unit which subjects the photoacoustic image to display processing for clarifying in the photoacoustic image an observation region from a position corresponding to a subject surface to an observable depth according to the interval between a reaching region on a contact plane of measurement light and the acoustic wave detection unit. | 1. A photoacoustic measurement apparatus comprising: a probe having a light emission unit configured to emit measurement light to a subject and an acoustic wave detection unit provided in parallel with the light emission unit and configured to detect a photoacoustic wave generated in the subject by the emission of the measurement light;an image generation unit which generates a photoacoustic image based on the photoacoustic wave detected by the acoustic wave detection unit; anda display processing unit which subjects the photoacoustic image to display processing for clarifying in the photoacoustic image an observation region from a position corresponding to a subject surface to an observable depth according to the interval between a reaching region on a contact plane of the measurement light and the acoustic wave detection unit. 2. The photoacoustic measurement apparatus according to claim 1, wherein the display processing unit determines the observable depth based on a calculation expression for calculating the observable depth from the interval or a correspondence table in which the interval and the observable depth are made to correspond to each other. 3. The photoacoustic measurement apparatus according to claim 1, wherein the probe is detachably and attachably mounted in an apparatus body having the display processing unit and has a storage unit which stores information for specifying the observable depth, andthe display processing unit determines the observable depth based on information acquired from the storage unit at the time of mounting the probe in the apparatus body. 4. The photoacoustic measurement apparatus according to claim 2, wherein the probe is detachably and attachably mounted in an apparatus body having the display processing unit and has a storage unit which stores information for specifying the observable depth, andthe display processing unit determines the observable depth based on information acquired from the storage unit at the time of mounting the probe in the apparatus body. 5. The photoacoustic measurement apparatus according to claim 1, wherein the probe is detachably and attachably mounted in an apparatus body having the display processing unit and has a storage unit which stores the value of the observable depth according to the interval specific to the probe, andthe display processing unit performs the display processing using the value of the observable depth acquired from the storage unit at the time of mounting the probe in the apparatus body. 6. The photoacoustic measurement apparatus according to claim 1, wherein the display processing unit corrects the observable depth based on at least one of a speed of sound in a measurement region of the subject, the intensity of the measurement light, the pulse width of the measurement light, or the presence or absence of an acoustic member on a detection surface of the acoustic wave detection unit. 7. The photoacoustic measurement apparatus according to claim 1,... | FUJIFILM Corporation | A61B005/00 A61B008/08
US10416079 | B2 | 2019-09-17 | Device and method for determining a concentration in a sample | 2014-12-18 | A device for optical detection of analytes in a sample includes at least two optoelectronic components. The optoelectronic components include at least one optical detector configured to receive a photon and at least one optical emitter configured to emit a photon. The at least one optical emitter includes at least three optical emitters disposed in a flat, non-linear arrangement, and the at least one optical detector includes at least three optical detectors disposed in a flat, non-linear arrangement. The at least three optical emitters and the at least three optical detectors include at least three different wavelength characteristics. | 1. A device for optical detection of analytes in a sample, the device comprising: a contact surface that can be brought into contact with the sample or which can be brought into contact with a fluid or a gas that allows photons to pass therethrough so as to get to the sample, and the contact surface comprises at least a first and a second material wherein the first material is at least partially transparent for photons, the second material is either non-transparent or at least less transparent for photons;at least a first, a second and a third optical emitter that are disposed on a plane as a non-linear arrangement;at least a first, a second and a third optical detector that are disposed on the plane as a non-linear arrangement;at least a first pair of optoelectronic components and a second pair of optoelectronic components with each pair of optoelectronic components comprising: one of the first, second or third emitters and one of the first, second or third detectors, wherein at least one of the optoelectronic components of the second pair is different than the optoelectronic components of the first pair; wherein,at least one of the optoelectronic components of the first pair is oriented to dominantly emit or detect photons in a direction which is perpendicular to either the contact surface or the plane on which the optoelectronic components are disposed, andat least one of the optoelectronic components of the second pair is oriented to dominantly emit or detect photons in a direction which is either, parallel to the plane on which the optoelectronic components are disposed, ornot parallel to the plane on which the optoelectronic components are disposed and not perpendicular to any of two surfaces which are the contact surface and the plane on which the optoelectronic components are disposed. 2. The device as recited in claim 1, wherein either, one of the first, second or third emitters is oriented so that the photons which are emitted have a dominant direction of propagation which forms an angle of less than 60 degree with the contact surface, orone of the first, second or third detectors is oriented so that photons which are detectable have a dominant direction of propagation which forms an angle of less than 60 degree with the contact surface. 3. A device for optical detection of analytes in a sample, the device comprising: a contact surface that can be brought into contact with the sample or which can be brought into contact with a fluid or a gas that allows photons to pass therethrough so as to get to the sample, and the contact surface comprises at least a first and a second material wherein the first material is at least partially transparent for photons, the second material is either non-transparent or at least less transparent for photons;at least a first, a second and a third optical emitter that are disposed on a plane as a non-linear arrangement, and the first, the second or the third optical emitter are configured so that their re... | Opsolution GMBH | G01N021/47 A61B005/145 G01N021/49 A61B005/1455 G01N021/17
US09498133 | B2 | 2016-11-22 | Optoacoustic-ultrasonic system for coregistered functional and morphological imaging of placentas | 2014-12-01 | Provided herein are dual modality imaging systems and methods within displayed anatomical structures of placenta in real time. The imaging system comprises a dual modality laser optoacoustic and ultrasonic platform with a plurality of subsystems for delivering near infrared light, optoacoustic and ultrasonic pulses to the placenta and/or associated tissue and deep anatomic structures, for detecting ultrasonic pulses generated or reflected within the tissue using a multi-channel optoacoustic-ultrasound probe and associated transducers. The dual modality imaging system displays the results obtained as quantitative functional images of the parameters coregistered with anatomic tissue images. A multichannel electronic system comprising a computer tangibly storing software enables processor-executable instructions to calculate quantitative functional parameters of the placental blood within specific anatomical tissue structures and display quantitative functional optoacoustic images of the functional parameters within specific anatomical structures in the tissue that are visualized by ultrasound. | 1. A dual modality imaging system for evaluating functional parameters of placental blood within displayed anatomical structures of placenta, comprising: a pulsed laser operable at multiple wavelengths in the near infrared spectral window of maximum tissue transparency and within an absorption spectrum of hemoglobin and oxy-hemoglobin, said laser rapidly switchable between different wavelengths in said spectral window;a multichannel optoacoustic-ultrasonic probe, comprising: a fiberoptic light delivery system comprising a fused circular input tip operable for maximum transmission and randomized output for wide-beam homogenous illumination;a multichannel ultrasound detection array of ultrawide-band ultrasonic transducers for detecting ultrasonic pulses either generated within the tissue or reflected within the tissue; anda housing;a multichannel electronic system comprising low noise ultrawide-band analog amplifiers, analog to digital converters and digital data acquisition, said multichannel electronic system configured to detect, amplify, digitize, process, and store optoacoustic and ultrasonic signals produced by the optical and ultrasonic pulses generated within the blood or tissue or both; anda computer in electronic communication with the multichannel electronic system and having at least one memory, processor, display, and network connection tangibly storing an algorithm comprising processor-executable instructions to calculate quantitative functional parameters of a total hemoglobin [tHb] and of blood oxygenation [SO2] normalized to an optical fluence distribution characterizing placental and uterine factors, and display quantitative functional optoacoustic images of the functional parameters within specific anatomical structures in the tissue that are visualized by ultrasound. 2. The dual modality imaging system of claim 1, wherein the near-infrared spectral window comprises wavelengths of about 740 nm to about 850 nm. 3. The dual modality imaging system of claim 1, wherein said ultrawide band ultrasonic transducers are piezoelectric transducers. 4. The dual modality imaging system of claim 1, wherein laser pulses generated by said pulsed laser are applied to a layer of material with a strong optical absorption and strong thermoelastic expansion. 5. The imaging system of claim 1, wherein the multichannel optoacoustic-ultrasonic probe is a handheld transabdominal optoacoustic ultrasonic probe or a handheld transvaginal optoacoustic ultrasonic probe. 6. The imaging system of claim 1, wherein frequencies of said ultrawide-band transducers are about 100 kHz to about 10 MHz. 7. The imaging system of claim 1, wherein said processor-executable instructions are executable to: obtain an ultrasound tomography image of the placenta or associated tissue in an area suspected for anatomical or functional abnormalities;obtain optoacoustic images using at least two wavelengths without a change of the optoacoustic-ultrasonic probe position;coregiste... | TOMOWAVE LABORATORIES, INC. | A61B005/00 A61B005/1455 A61B005/145 A61B005/1464 A61B008/14 A61B008/08 A61B008/00
US09489511 | B2 | 2016-11-08 | Wearable device and a method for storing credentials associated with an electronic device in said wearable device | 2014-11-05 | The disclosure relates in general to a wearable device for serving as a personal id towards electronic devices. In particular the disclosure provides a wearable device for storing credential data or password from an electronic device, which device is configured for serving as personal id towards an electronic device, such as a mobile phone or other smart devices. | 1. A wearable device for temporarily storing credential data associated with at least one electronic device comprising: a detector unit configured for detecting the presence of a human body;a radio communication interface configured to communicate with the at least one electronic device;a data storage configured to store the credential data;a processing circuitry configured: to broadcast a signal, indicating an ability to temporarily store credential data, when said detector unit detects the presence of a human body;to receive, using the radio communication interface, the credential data from said electronic device;to store, in the data storage, the received credential data in the data storage as long as said detector unit detects the presence of a human body, andto transmit the credential data to the electronic device, when a request for credentials is received. 2. The device according to claim 1 wherein said processing circuitry is configured to delete the credential data when the presence of a human body is no longer detected. 3. The device according to claim 1 wherein said processing circuitry is configured to receive encrypted credential data. 4. The device according to claim 1 wherein said device further comprises an electronic module and a wearable unit. 5. The device according to claim 4 wherein said electronic module comprises said radio communication interface, said data storage and said processing circuitry. 6. The device according to claim 4 wherein said electronic module further comprises said detector unit. 7. A method, performed in a wearable device, of temporarily storing credentials associated with at least one electronic device within the wearable device, the method comprising the steps of: broadcasting a signal, indicating an ability to temporarily store credential data, when the presence of a human body is detected by a detector unit;receiving, using a radio communication interface, credential data from said electronic device,storing, in a data storage, the received credentials in the data storage as long as said detector unit detects the presence of a human body, andtransmitting the credential data to the electronic device, when a request for credential data is received. 8. The method according to claim 7, wherein said method further comprising the steps of: deleting the credential data when the presence of a human body is no longer detected. | Sony Corporation Sony Mobile Communications AB | G06F021/45 G06F021/35 H04L029/06 A61B005/024 A61B005/01 A61B005/026 A61B005/11
US20160324446 | A1 | 2016-11-10 | SYSTEM AND METHOD FOR DETERMINING NEURAL STATES FROM PHYSIOLOGICAL MEASUREMENTS | 2014-11-05 | Systems and methods for identifying physiological states of a patient are provided. In one aspect, a method includes receiving a time-series of physiological data, and generating a multinomial regression model that includes regression parameters representing signatures of multiple neural states. The method also includes estimating probabilities for each of the neural states by applying the regression model to the time-series of physiological data, and identifying one of a current and future brain state of the patient using the estimated probabilities. The method further includes generating a report indicating a physiological state of the patient. | 1. A method for identifying a physiological state of a patient, the method comprising: receiving a time-series of physiological data;generating a multinomial regression model that includes regression parameters representing signatures of multiple neural states;estimating probabilities for each of the neural states by applying the regression model to the time-series of physiological data;identifying one of a current and future brain state of the patient using the estimated probabilities; andgenerating a report indicating a physiological state of the patient. 2. The method of claim 1, wherein the time series of physiological data includes electroencephalogram (EEG) data. 3. The method of claim 1, the method further comprising acquiring the time-series of physiological data during administration of an anesthetic or during sleep. 4. The method of claim 1, the method further comprising producing frequency-domain data using signals associated with time segments in the time-series physiological data. 5. The method of claim 1, wherein the neural states are mutually-exclusive states. 6. The method of claim 1, the method further comprising obtaining at least one of patient-specific information or domain-specific information related to the different neural states. 7. The method of claim 6, the method further comprising determining the multiple neural states by using at least one of the patient-specific information and domain-specific information received. 8. The method of claim 1, wherein the neural states include a burst state, a burst suppression state, and an artifact state. 9. The method of claim 1, wherein the neural states include a wake state, an effect on/off state, an unconscious state and a deep state. 10. The method of claim 1, wherein the neural states include a wake state, a REM state, an N1 state, an N2 state, an N3 state. 11. The method of claim 1, the method further comprising applying an iteratively reweighted least squares technique to determine the regression parameters. 12. The method of claim 1, the method further comprising applying a continuity constraint to estimate temporal dynamics of estimated probabilities. 13. The method of claim 1, the method further comprising determining the regression parameters by applying a likelihood analysis using the time-series of physiological data. 14. A system for identifying a physiological state of a patient, the method comprising: at least one sensor configured to acquire time-series physiological data from a patient;at least one processor configured to: receive the acquired time-series of physiological data;generate a multinomial regression model that includes regression parameters representing signatures of multiple neural states;estimate probabilities for each of the neural states by applying the regression model to the time-series of physiological data;identify one of a current and future brain state of the patient using the estimated probabilities; andgenerate a report indicatin... |  | A61B005/11 A61B005/048 A61B005/053 A61B005/00
US20160331266 | A1 | 2016-11-17 | BIOLOGICAL IMPEDANCE MEASUREMENT PROBE, MEASUREMENT SYSTEM AND METHOD BASED ON SPECTRAL CHARACTERISTIC | 2015-03-18 | A measurement probe includes a substrate and six electrodes embedded in the substrate, including a first electrode, a second electrode, a third electrode, a fourth electrode, a fifth electrode and a sixth electrode, the first electrode is arranged opposite to the fourth electrode, and/or the second electrode is arranged opposite to the fifth electrode, and/or and the third electrode is arrange opposite to the sixth electrode. Excitations are applied between any opposite electrodes, the electrodes are circumferentially distributed on the substrate, and at least two pairs of electrodes are in axial symmetry. The probe can carry out stable signal collection and has simple structure. The measurement system and the measurement method can reduce the influence of the contact impedance between the probe and the measured tissues and also improve the accuracy of judging whether the probe is located at the juncture of human body tissues or animal body tissues. | 1. A biological impedance measurement probe based on spectral characteristic, comprising a substrate and at least six electrodes embedded in the substrate, wherein the six electrodes includes a first electrode, a second electrode, a third electrode, a fourth electrode, a fifth electrode and a sixth electrode, the first electrode is arranged opposite to the fourth electrode, the second electrode is arranged opposite to the fifth electrode, and the third electrode is arrange opposite to the sixth electrode. 2. The biological impedance measurement probe according to claim 1, wherein the six electrodes are circumferentially distributed on the substrate. 3. The biological impedance measurement probe according to claim 2, wherein surfaces of the six electrodes are flush with a surface of the substrate, and spaces between two adjacent electrodes are identical. 4. The biological impedance measurement probe according to claim 2, wherein a central angle between two electrodes that are opposite to each other is 180°. 5. The biological impedance measurement probe according to claim 1, wherein an excitation is applied between the electrodes that are opposite to each other. 6. A biological impedance measurement system based on spectral characteristic, comprising: a probe, comprising a substrate and at least six electrodes embedded in the substrate, the six electrodes including a first electrode, a second electrode, a third electrode, a fourth electrode, a fifth electrode and a sixth electrode;an excitation source, adapted for applying N excitations with different frequencies to the first electrode and the fourth electrode that are opposite to each other, the second electrode and the fifth electrode that are opposite to each other, and the third electrode and the sixth electrode that are opposite to each other, and the frequencies being expressed by f, i=1, 2, 3 . . . N;a signal collection circuit, adapted for measuring a first electrical parameter D1i between the second electrode and the third electrode, a second electrical parameter D2i between the fifth electrode and the sixth electrode, a third electrical parameter D3i between the third electrode and the fourth electrode, a fourth electrical parameter D4, between the first electrode and the sixth electrode, a fifth electrical parameter D5i between the fourth electrode and the fifth electrode, and a sixth electrical parameter D6i between the first electrode and the second electrode;a multiple-selection switch system, adapted for controlling the connection and disconnection among the six electrodes, the excitation source and the signal collection circuit; anda spectrum analyzer, adapted for recording and storing three pairs of the electrical parameters D1i and D2i, D3i and D4i, D5i and D6i, and performing logic judgment and statistical analysis to the three pairs of the electrical parameters. 7. The measurement system according to claim 6, wherein the six electrodes are circumferentially distributed on ... |  | A61B005/053 A61B005/00
US09498140 | B2 | 2016-11-22 | Image-based waveform parameter estimation | 2015-05-05 | Disclosed herein is a framework for facilitating waveform parameter estimation. In accordance with one aspect, time-based waveforms are generated based on analysis planes positioned along a centerline of the vessel. A surface may be fitted to upslope regions of the waveforms to determine one or more waveform parameters based on intersection of the surface with the upslope regions. | 1. A method for determining a property of a biological vessel based on an improved estimation of a waveform parameter, comprising: (i) receiving image data of the biological vessel;(ii) determining a centerline of the biological vessel based on the image data and generating a plurality of analysis planes that lie perpendicular to the centerline;(iii) generating time-based waveforms based on the analysis planes;(v) fitting surfaces to upslope regions of different subsets of the waveforms to derive local waveform parameters based on intersections of the surfaces with the upslope regions; and(v) determining a global waveform parameter based on the local waveform parameters;wherein the global waveform parameter is associated with the property of the biological vessel. 2. The method of claim 1 wherein fitting the surfaces to the different subsets of the upslope regions comprises fitting least squares planes to the different subsets of the upslope regions. 3. The method of claim 1 wherein determining the global waveform parameter comprises determine an average value of the local waveform parameters. 4. The method of claim 1 wherein the global waveform parameter comprises at least one of a pulse wave velocity, a flow per cardiac cycle, a regurgitant flow ratio, a resistance index, and a pulsatility index. 5. A system for determining a property of a biological vessel based on an improved estimation of a waveform parameter, comprising: a non-transitory memory device for storing computer readable program code, anda processor in communication with the memory device, the processor being operative with the computer readable program code to perform steps including: (i) receiving image data of at least one the biological vessel;(ii) determining a centerline of the biological vessel based on the image data and generating a plurality of analysis planes that lie perpendicular to the centerline;(iii) generating time-based waveforms based on the analysis planes positioned along a centerline of the vessel;(v) fitting surfaces to upslope regions of different subsets of the time-based waveforms to derive local waveform parameters based on intersections of the surfaces with the upslope regions; and(v) determining a global waveform parameter based on the local waveform parameters;wherein the global waveform parameter is associated with the property of the biological vessel. 6. The system of claim 5 wherein the image data comprises four-dimensional flow magnetic resonance image data. 7. The system of claim 5 wherein the biological vessel comprises a blood vessel. 8. The system of claim 5 wherein the centerline of the vessel is determined by automatically detecting the centerline between user-placed seed points. 9. The system of claim 5 wherein the time-based waveforms comprise time-based flow waveforms. 10. The system of claim 5 wherein the time-based waveforms comprise time-based velocity waveforms. 11. The system of claim 5 wherein the surface comprises a poly... |  | A61B005/00 A61B005/0285 G06T007/00 A61B005/026
US09482576 | B2 | 2016-11-01 | Spectroscopic measurement device having transmissive optical member with a sloped face | 2015-03-25 | A spectroscopic measurement device includes: a dividing optical system for dividing a measurement beam emitted from each of a plurality of measurement points located within a measurement area of an object to be measured, into a first measurement beam and a second measurement beam; an imaging optical system; an optical path length difference providing means; a detector including a plurality of pixels; a processor for acquiring an interferogram of a measurement point of the object to be measured; a conjugate plane imaging optical system located between the object to be measured and the dividing optical system; and a periodicity providing means located on the conjugate plane. | 1. A spectroscopic measurement device, comprising: a) a transmissive optical member composed of a first transmissive part having an entrance face and an exit face parallel to each other and a second transmissive part located next to the first transmissive part and having an entrance face and an exit face one of which is sloped relative to the other, with either the entrance face or the exit face of the second transmissive part lying on a same plane as either the entrance face or the exit face of the first transmissive part;b) an objective lens for collimating a measurement beam emitted from each of a plurality of measurement points located within a measurement area of an object to be measured and for making the collimated beam enter the first transmissive part and the second transmissive part;c) a cylindrical lens having an axis parallel to a line of intersection of the entrance face of the first transmissive part and a boundary surface between the first transmissive part and the second transmissive part, for receiving a first measurement beam exiting from the first transmissive part and a second measurement beam exiting from the second transmissive part;d) a detector, including a plurality of pixels, that detects an intensity distribution of an interference light produced from the first measurement beam and the second measurement beam entering the cylindrical lens; ande) a processor for acquiring an interferogram of the measurement points of the object to be measured based on the intensity distribution of the interference light detected by the detector, and for Fourier-transforming the interferogram to obtain a spectrum. 2. The spectroscopic measurement device according to claim 1, further comprising a tubular case for containing the objective lens, the optical member, the cylindrical lens and the detector in a linearly arranged form, the tubular case having a window formed at an end portion where the objective lens is located, and the window forming an entrance for a measurement beam emitted from a measurement point of the object to be measurement. 3. The spectroscopic measurement device according to claim 2, comprising an inner case for containing the optical member and the cylindrical lens, the inner case fitted in the tubular case in a rotatable manner. 4. The spectroscopic measurement device according to claim 3, comprising a drive means for rotating the inner case. 5. The spectroscopic measurement device according to claim 2, wherein the objective lens is fitted in the tubular case in such a manner as to be capable of moving along an optical axis. 6. The spectroscopic measurement device according to claim 3, wherein the objective lens is fitted in the tubular case in such a manner as to be capable of moving along an optical axis. 7. The spectroscopic measurement device according to claim 4, wherein the objective lens is fitted in the tubular case in such a manner as to be capable of moving along an optical axis. | NATIONAL UNIVERSITY CORPORATION KAGAWA UNIVERSITY | G01J003/02 G01J003/453 A61B005/1455 G01J003/28
US10292624 | B2 | 2019-05-21 | Method and system for generating a three-dimensional scan of an object | 2015-01-19 | A method and system for generating a three-dimensional scan of an object using a handheld scanner is disclosed. The method involves obtaining images of the object from a successive plurality of handheld scanner positions with respect to the object, and processing the images to generate a respective 3D frame for each of the plurality of handheld scanner positions. Each 3D frame includes data representing locations of a plurality of 3D points on a surface of the object. The method further involves comparing each successive 3D frame with at least one preceding 3D frame, determining whether a result of the comparison meets a correspondence criterion associated with generation of a 3D representation of the surface of the object, and initiating a recovery process when the correspondence criterion is not met. | 1. A method for generating a three-dimensional (3D) scan of an object using a handheld scanner, the method comprising: obtaining images of the object from a successive plurality of handheld scanner positions with respect to the object;processing the images to generate a respective 3D frame for each of the plurality of handheld scanner positions, each 3D frame including data representing locations of a plurality of 3D points on a surface of the object;designating at least one preceding 3D frame as a reference frame;comparing each successive 3D frame with at least one preceding 3D frame;determining whether a result of the comparison meets a correspondence criterion associated with generation of a 3D representation of the surface of the object; andinitiating a recovery process when the correspondence criterion is not met by: comparing a subsequent 3D frame with a 3D frame preceding the 3D frame that caused initiation of the recovery process; andif a result of the comparison does not meet the correspondence criterion, comparing at least one of the subsequent 3D frame and the 3D frame that caused initiation of the recovery process with the reference frame and resuming the scan of the object if a result of the comparison with the reference frame meets the correspondence criterion. 2. The method of claim 1 wherein determining whether the result of the comparison meets the correspondence criterion comprises determining whether 3D points associated with the 3D frame can be transformed to align with 3D points in the preceding 3D frame within a reference tolerance. 3. The method of claim 1 wherein initiating the recovery process comprises: if a result of the comparison meets the correspondence criterion, resuming the scan of the object. 4. The method of claim 3 wherein resuming the scan of the object comprises resuming the scan without operator intervention. 5. The method of claim 2 further comprising comparing the subsequent 3D frame with the 3D frame that caused initiation of the recovery process and further comprising one of: retaining the frame if a result of the comparison meets the correspondence criterion; anddiscarding the frame if the result of the comparison does not meet the correspondence criterion. 6. The method of claim 1 wherein comparing at least one of the subsequent 3D frame and the 3D frame that caused initiation of the recovery process with the reference frame comprises comparing each of the subsequent 3D frame and the 3D frame that caused initiation of the recovery process with the reference frame. 7. The method of claim 1 wherein said designating comprises designating at least one preceding 3D frame that meets a frame quality criterion as a reference frame, wherein the frame quality criterion is based on at least one of: the presence of topological content of the frame;the presence of discernable features within the frame; anda data point density within the frame. 8. The method of claim 1 wherein said designating comprises desig... | Vorum Research Corporation | A61B005/00 A61B034/10 A61B005/107 G01B011/25 G06T017/10 G06T007/521
US09498118 | B2 | 2016-11-22 | Handheld vision tester and calibration thereof | 2015-04-17 | In one aspect, there is provided a handheld vision tester. In this particular embodiment, the handheld vision tester comprises a display, cursor control, and an interface port. The display delivers vision tests to a user. The user interacts with the vision tests by using the display and cursor control. The interface port allows for communication of results of the vision tests from the handheld tester to external devices. | 1. A handheld vision tester, comprising: a display,a cursor control; andan interface port;wherein; said display delivers vision tests to a user and displays a calibration image to calibrate said display;said user interacts with said vision tests by using said display and cursor control; andsaid interface port allows for communication with external devices of results of said vision tests. 2. The handheld vision tester as recited in claim 1, further comprising a camera, wherein said camera verifies said user takes at least one of said vision tests and verifies an identity of said user. 3. The handheld vision tester as recited in claim 2, further comprising a fingerprint sensor to assist in identifying said user. 4. The handheld vision tester as recited in claim 1, wherein said display includes a touchscreen display. 5. The handheld vision tester as recited in claim 1, further comprising buttons for said interaction. 6. The handheld vision tester as recited in claim 1, wherein said communication allows for a record of vision testing results including time and date of each of said vision tests to be communicated to said external device. 7. The handheld vision tester as recited in claim 1, further comprising a measurement means for a biomedical measurement of said user. 8. The handheld vision tester as recited in claim 7, wherein a result of said biomedical measurement of said user is combined with said results of vision tests. 9. The handheld vision tester as recited in claim 7, wherein said biomedical measurement of said user is a blood glucose level. 10. A method of testing vision of a user using a handheld vision tester, comprising: displaying on said handheld vision tester a series of images to said user to test vision of said user and a calibration image to calibrate said handheld vision tester;accepting input in response to said series of images from said user;storing said response input in said handheld vision tester; andcommunicating said response input to a device external to said handheld vision tester. 11. The method as recited in claim 10, further comprising verifying an identity of a user of said handheld vision tester. 12. The method as recited in claim 11, wherein said verifying said identity uses a fingerprint sensor or a camera of said handheld vision tester. 13. The method as recited in claim 10, further comprising verifying said user is awake, upright, and appears to be capable and actively engaged in said vision testing. 14. The method as recited in claim 10, further comprising communicating a time and date of said response input to said device external to said handheld vision tester. 15. A computer program product, comprising a non-transitory computer usable medium having a computer readable program code embodied therein, said computer readable program code adapted to be executed on a computer of a handheld vision tester to implement a method of testing vision of a user, said method comprising: displaying vision tes... | Vital Art & Science Incorporated | A61B003/02 A61B003/032 A61B003/00 A61B005/145 H04N005/351
US09504403 | B2 | 2016-11-29 | Nerve sensing/monitoring device | 2012-09-07 | Sensor arrangement for sensing activity in a nerve or muscle, the sensor arrangement being arranged to be secured to an insertion member for insertion into a body cavity, the sensor arrangement (2) comprising a support for supporting one or more sensing elements, the support comprising a first zone (10a) and a second zone (10b) spaced apart longitudinally from the first zone, where each of the first and second zones are arranged to be secured to the insertion member to define a fixed spacing therebetween, wherein a plurality of strips (16) comprising one or more sensing elements bridge at least part of the spacing between the first and second zones, the strips being moveable laterally relative to the longitudinal length of the support. | 1. A sensor arrangement for sensing activity in a nerve or muscle, the sensor arrangement being arranged to be secured to an insertion member for insertion into a body cavity, the sensor arrangement comprising a support for supporting one or more sensing elements, the support comprising a first zone, a second zone, and an intermediate portion extending between the first and second zone arranged to space apart the second zone longitudinally from the first zone, where each of the first and second zones and intermediate portion are arranged to be secured to the insertion member to define a fixed spacing between the first and second zones, wherein a plurality of strips comprising one or more sensing elements bridge at least part of the spacing between the first and second zones, the strips being moveable laterally relative to the longitudinal length of the support. 2. The sensor arrangement according to claim 1, wherein the strips extending between the first and second zone are unsecured intermediate the first and second zones. 3. The sensor arrangement according to claim 1, wherein the support comprises the one or more strips for supporting the one or more sensing elements. 4. The sensor arrangement according to claim 1 further comprising a securing arrangement for securing the first zone and a securing arrangement for securing the second zone to the insertion member. 5. The sensor arrangement according to claim 4, wherein the securing arrangements comprise an adhesive. 6. The sensor arrangement according to claim 1, wherein the intermediate portion comprises a securing arrangement for securing the intermediate zone to an insertion member. 7. The sensor arrangement according to claim 1, wherein the sensing element comprises an electrode. 8. The sensor arrangement according to claim 7, wherein the electrode comprises a conductive ink. 9. The sensor arrangement according to claim 1, wherein the strips are flexible and are moveable radially outwardly from the insertion member when the sensor is secured to an insertion member. 10. The sensor arrangement according to claim 1, wherein the support is arranged to conform to the outer surface configuration of an insertion member. 11. The sensor arrangement according to claim 1, wherein the support comprises at least one tab element projecting generally transversely to the longitudinal length of the strips. 12. A sensor arrangement according to claim 1, wherein the sensor arrangement is a laryngeal sensor arrangement capable of insertion into the laryngeal cavity. 13. The sensor arrangement according to claim 1, wherein the strips are positioned in a side-by-side configuration. 14. The sensor arrangement according claim 1, wherein the strips are arranged to move independently of each other. 15. The sensor arrangement according to claim 1, wherein the strips extending between the first and second zone are unsecured intermediate the first and second zones; and wherein each of the first zone, secon... | THE MAGSTIM COMPANY LIMITED | A61B005/0492 A61B005/04 A61B005/042 A61B005/0488 A61B005/00
US10376144 | B2 | 2019-08-13 | Distributed system architecture for continuous glucose monitoring | 2016-05-11 | The present disclosure relates to techniques for receiving glucose data from a continuous glucose sensor and controlling the use and redistribution of that data so it is used in an intended manner. In one aspect, a system includes a plurality of continuous glucose monitor (CGM) devices; a plurality of display devices to receive data from the CGM devices classified into a plurality of classifications based on data type; a cloud server architecture to receive the data from the display devices on an intermittent basis, in which the data routed to a particular server of the plurality of servers is determined by the data type, and in which the intermittent basis varies depending upon data type; a plurality of remote monitor display devices; and an analysis and report engine. | 1. A system for securely collecting, analyzing and reporting data related to glucose monitoring levels by a plurality of continuous glucose monitors, the system comprising: a plurality of continuous glucose monitor (CGM) devices;a plurality of display devices to receive data from the plurality of CGM devices, wherein the data is classified by the CGM devices into a plurality of classifications based on data type;a cloud server architecture comprising a plurality of servers to receive the data from the plurality of display devices on an intermittent basis, wherein the data routed to a particular server of the plurality of servers is determined by the data type, and wherein the intermittent basis varies depending upon data type;a plurality of remote monitor display devices to receive data from at least one of the plurality of servers, wherein the data sent to each of the plurality of remote monitor display devices depends upon the data type and upon the display device that transmitted the data to the at least one of the plurality of servers and said data is sent to the plurality of remote monitor display devices immediately upon receipt by the at least one of the plurality of servers; andan analysis and report engine, wherein at least a portion of the data received by the plurality of servers is transmitted to the analysis and report engine, and wherein said transmitted data are configured to be analyzed and reports are configured to be generated by the analysis and report engine. 2. The system of claim 1, wherein the data types comprise real-time data and bulk data. 3. The system of claim 2, wherein the plurality of servers of the cloud server architecture comprise at least a real-time server and a bulk data collector. 4. The system of claim 3, wherein the real-time data is routed to the real-time server from the plurality of display devices and the bulk data is routed to the bulk data collector from the plurality of display devices. 5. The system of claim 4, wherein the real-time data is routed to the real-time server from the plurality of display devices at an intermittent basis that is more frequent that the intermittent basis that the bulk data is routed to the bulk data collector from the plurality of display devices. 6. The system of claim 5, wherein the real-time data is routed to the real-time server from the plurality of display devices once every five minutes and the bulk data is routed to the bulk data collector from the plurality of display devices once every hour. 7. The system of claim 1, further comprising a locator service, wherein the plurality of display devices connect to the cloud server architecture through the locator service. 8. The system of claim 1, wherein at least one of the plurality of display devices comprises a smartphone, tablet, desktop computer, laptop computer, or wearable display device. 9. The system of claim 1, wherein at least one of the plurality of remote monitor display devices comprises a smartpho... | DexCom, Inc. | A61B005/1495 H04W088/02 G16H010/60 G16H040/67 A61B005/145 A61B005/00 G06F019/00 G06F021/62 H04L012/26 H04L029/08 G08B021/02 H04M001/725
US10780289 | B2 | 2020-09-22 | Waveform energy influence of objects using feedback control | 2015-05-12 | A control system for delivering energy waveform radiation to influence in vivo tissue is described. For the system, the energy waveform radiation is generated by a radiation unit and is directed along a pathway to the tissue and a registration unit is provided to identify a start place relative to the in vivo tissue. Also, a monitor is provided to compare the start place with a base reference to measure an error signal between the start place and base reference. With this measured error signal, a controller operates the radiation unit using input from the monitor to effectively attain and maintain a zero error signal. More specifically, the controller can provide operational parameter inputs to the radiation unit for configuring the waveform radiation including a radiation frequency, f, and a volume intensity level, v, for the radiation and an exposure time interval, ti. | 1. A method of differentiating an undifferentiated cell into a particular type of cell having a desired phenotype, using closed-loop feedback control, the method comprising steps of: establishing an input signal for an operation of a radiation unit;generating a focused beam of a radiation having a frequency in accordance with the input signal; directing the focused beam to the undifferentiated cell;using a sensor to measure a progress of the differentiating of the undifferentiated cell,wherein the step of using the sensor to measure the progress comprises using the sensor to obtain a set of observable characteristics of the undifferentiated cell;generating a comparison between the set of observable characteristics of the undifferentiated cell and the desired phenotype;generating a feedback signal based on the comparison;generating an error signal by adding the feedback signal to the input signal;adjusting an operational parameter of the focused beam in response to the error signal; andterminating the radiation if the error signal equals zero,wherein the desired phenotype is a liver cell phenotype or a cancer-free cell phenotype. 2. The method as recited in claim 1, further comprising directing the focused beam along a pathway using a parabolic speaker. 3. The method as recited in claim 1 wherein the focused beam includes at least one of infrasound waves and ultrasound waves. 4. The method as recited in claim 1, wherein the focused beam is pulsed. 5. The method as recited in claim 1, wherein the frequency is equal to or near a natural frequency of the desired phenotype. 6. The method as recited in claim 1, wherein the operational parameter is selected from a group consisting of a radiation frequency, volume intensity level, and exposure time interval. 7. The method as recited in claim 1, wherein the step of using the sensor to obtain the set of observable characteristics of the undifferentiated cell comprises using an imaging unit to generate an image of the undifferentiated cell and comparing the image with an image of the desired phenotype. 8. A method for epigenetically influencing a cellular structure in a target tissue in a patient into a desired phenotype using closed-loop feedback control, comprising steps of: defining the desired phenotype for the target tissue, wherein the desired phenotype includes a target cellular structure having a natural frequency;establishing an input signal for an operation of a radiation unit to generate waveform energy having the natural frequency equal to or near a natural frequency of the target tissue;radiating the target tissue with the waveform energy in accordance with the input signal, wherein the radiation with the waveform energy is accomplished in accordance with a predetermined protocol to epigenetically influence the target tissue;using a sensor to measure a progress of the epigenetic influence to the cellular structure in the target tissue,wherein the step of using the sensor to measure the p... | Strathspey Crown Holdings, LLC | A61N001/40 A61B090/00 A61N007/02 A61B005/00 A61B005/055 A61N007/00
US09495481 | B2 | 2016-11-15 | Providing answers to questions including assembling answers from multiple document segments | 2012-09-14 | A method, system and computer program product for generating answers to questions. In one embodiment, the method comprises receiving an input query, identifying a plurality of candidate answers to the query; and for at least one of these candidate answers, identifying at least one proof of the answer. This proof includes a series of premises, and a multitude of documents are identified that include references to the premises. A set of these documents is selected that include references to all of the premises. This set of documents is used to generate one or more scores for the one of the candidate answers. A defined procedure is applied to the candidate answers to determine a ranking for the answers, and this includes using the one or more scores for the at least one of the candidate answers in the defined procedure to determine the ranking for this one candidate answer. | 1. A method of generating a score for a candidate answer to an input query, the method comprising: receiving an input query;conducting a search in a data source to identify a candidate answer to the input query;determining a set of documents using theorem proving for scoring the candidate answer, including: identifying a plurality of logical proofs of the candidate answer, each of the logical proofs including a conclusion and a sequence of premises that logically prove the conclusion, including using the candidate answer as the conclusion of each of the logical proofs, andwherein the sequence of the premises of each of the logical proofs forms a logical proof of the candidate answer;for each of the logical proofs, identifying one or more documents that establish all the premises of the each of the logical proofs, including for each of the premises of said each of the logical proofs, searching through a group of documents to identify one or more of the documents of the group of documents that include said each of the premises, andselecting a plurality of the identified documents of the group of documents to form a set of documents for said each of the logical proofs, wherein the set of documents for said each of the logical proofs includes all the premises of said each of the logical proofs; andselecting, based on specified criteria, one of the sets of documents for the logical proofs as the set of documents for scoring the candidate answer; andusing the set of documents selected for scoring the candidate answer to generate a score for the candidate answer. 2. The method according to claim 1, wherein the selecting a plurality of the identified documents to form a set of documents for said each of the logical proofs includes using a defined algorithm to identify a quasi-minimal number of the identified documents to form the set of documents for the each logical proof. 3. The method according to claim 1, wherein the selecting a plurality of the identified documents to form a set of documents for said each of the logical proofs includes using a defined algorithm to identify a minimum number of the identified documents needed to include all of the premises of said each of the logical proofs. 4. The method according to claim 1, wherein: for each of the premises of each of the logical proofs, each of the documents identified that include said each of the premises includes to a given number of the premises of said each of the logical proofs; andthe selecting a plurality of the identified documents to form a set of documents for said each of the logical proofs includes selecting the plurality of the identified documents to form the set of documents for said each of the logical proofs in order of the number of the premises of said each of the logical proofs included in each of the documents identified that include said each of the premises. 5. The method according to claim 1, wherein for each of the premises of each of the logical proofs, the selecting... | International Business Machines Corporation | G06F007/00 G06F017/30 G06F003/048 G06N005/02 A61B005/00 G06F019/00 G06Q050/22
US09498366 | B2 | 2016-11-22 | Devices and methods for pyloric anchoring | 2004-08-09 | A device for performing one or more functions in a gastrointestinal tract of a patient includes an anchoring member and at least one actuator, sensor, or combination of both coupled with the anchoring device. The anchoring device is adapted to maintain at least part of the device within a pyloric portion of the patient's stomach and to intermittently engage, without directly attaching to, stomach tissue. Actuators perform any suitable function, such as transmitting energy to tissue, acting as a sleeve to reduce nutrient absorption, occupying space in the stomach, eluting a drug and/or the like. Sensors may be adapted to sense any suitable patient characteristic within the patient's gastrointestinal tract, such as pH, temperature, bile content, nutrient content, fats, sugars, alcohol, opiates, drugs, analytes, electrolytes and/or hemoglobin. | 1. A device for performing one or more functions in a gastrointestinal tract of a patient, the device comprising: a first anchoring member adapted to maintain a deployed configuration having a fixed shape within a pyloric portion of the patient's stomach and to intermittently engage, without directly attaching to, stomach tissue such that the first anchoring member is proximally translatable relative to a pyloric valve whereby a passage between the first anchoring member and the pyloric valve is opened intermittently;a tissue contacting portion extending from the first anchoring member comprising two or more members which have an opened configuration;a spanning member having a proximal end attached to the two or more members of the tissue contacting portion and further having a shape adapted to pass at least partially through the pyloric valve;a second anchoring member coupled to a distal end of the spanning member for maintaining the first anchoring member in intermittent contact with the pyloric valve and further having a shape sized for passage through the pyloric valve after deployment; andat least one actuator coupled with the first anchoring member and actuated from within the stomach for performing a function from within the patient's gastrointestinal tract. 2. A device as in claim 1, wherein the first anchoring member comprises a stomach retention portion having sufficient size and rigidity to prevent passage of the stomach retention portion through the pyloric valve. 3. A device as in claim 2, wherein at least one actuator is coupled with the stomach retention portion. 4. A device as in claim 2, wherein the stomach retention portion is expandable from a first configuration for delivery through an esophagus of the patient to a second configuration for preventing passage of the stomach retention portion through the pyloric valve. 5. A device as in claim 2, wherein the first anchoring member further includes a tissue engagement portion adapted to intermittently engage pyloric stomach tissue without causing significant damage to the tissue. 6. A device as in claim 5, wherein at least one actuator is coupled with the tissue engagement portion. 7. A device as in claim 5, wherein the tissue engagement portion comprises at least one compliant material. 8. A device as in claim 1, wherein the at least one actuator is coupled with the spanning member. 9. A device as in claim 1, wherein the second anchoring member is adapted to reside in a duodenum of the patient. 10. A device as in claim 1, wherein the at least one actuator is coupled with spanning member and the second anchoring member. 11. A device as in claim 1, wherein at least one actuator is coupled with the second anchoring member and is adapted to extend into a small intestine of the patient. 12. A device as in claim 1, wherein at least one of the first anchoring member, the spanning member and the second anchoring member is adapted to change configurations while residing in the ... | BAROnova, Inc. | A61B017/08 A61F005/00 A61B005/00 A61B017/12 A61B005/03 A61B005/07 A61B005/145 A61B017/00 A61F002/24 A61F002/04 A61N001/06 A61N001/40
US09480432 | B2 | 2016-11-01 | Processing of periodic physiological signals | 2011-09-26 | Signal processing devices normally filter the signal to reduce noise. Any filtering is likely to eliminate useful components of the signal too. A device for and method of signal processing is disclosed, wherein intrinsically clean signal cycles are selected for reproduction so that the processed signal retains components of all frequencies. A system that uses the disclosed device and the method for processing periodic physiological signals is also disclosed. | 1. A signal processing device for processing a periodic physiological signal of a subject, the device comprising: a cycle detection unit for detecting a plurality of cycles of he periodic physiological signal;an analysis unit for determining a value including at least one of an energy characteristic of a selected part of a cycle and a ratio of the energy characteristic of the selected part of the cycle to the energy characteristic of the cycle;a selection unit for at least one of discarding or storing the cycle based on the determined value, wherein the selection unit stores the cycle based on the value of a first characteristic and subsequently discards the stored cycle when the stored cycle does not meet one or more criteria of a second characteristic that is different from the first characteristic; anda concatenating unit for outputting a concatenated signal that includes the stored cycles that are not discarded thereby outputting a modified periodic physiological signal that retain all the physiological frequency components of the stored cycles without including cycles that are discarded by the selection unit. 2. The device of claim 1, wherein the periodic physiological signal is representative of heartbeats of a subject. 3. The device of claim 2, comprising a sensor configured to receive an auditory signal and convert the auditory signal to the periodic physiological signal, wherein the periodic physiological signal is representative of a sound of the heartbeats of the subject. 4. The device of claim 3, wherein the cycle detection unit is configured for detecting the plurality of cycles based on peaks in the periodic physiological signal. 5. The device of claim 1, wherein the periodic physiological signal is an electrocardiogram signal, and wherein the cycle detection unit is configured for detecting the plurality of cycles from the electrocardiogram signal of a subject. 6. The device of claim 5, wherein the analysis unit is further configured for determining the time duration of the cycle based on the electrocardiogram signal. 7. The device of claim 1, wherein the analysis unit is configured for determining at least one of a Signal to Noise Ratio and a time duration of the cycle. 8. The device of claim 1, wherein the selection unit is configured for storing the cycle when the cycle has the determined value meeting one or more criteria. 9. The device of claim 8, wherein the one or more criteria of the second characteristic is based on statistical quantities associated with the stored cycles that are not discarded. 10. The device of claim 1, further comprising an output unit for outputting the concatenated signal to at least one of an electro-acoustic audio transducer, a visual display, a memory device for storing as a digital audio signal, and a printer in a print format. 11. The device of claim 1, comprising a sensor configured to receive an auditory signal and convert the auditory signal to the periodic physiological signal, wher... | KONINKLIJKE PHILIPS N.V. | A61B005/0452 A61B005/00 A61B005/0245 A61B005/0402 A61B007/00 A61B005/04
US09480419 | B2 | 2016-11-01 | Lancing device | 2009-10-09 | A lancing device comprises a lancet drive to cause a lancet to effect a puncturing movement, a housing that encloses the lancet drive, and a touching element with an opening for applying a part of a body in which a prick wound is to be produced, the touching element being movable relative to the lancet drive for the purpose of adjusting the puncturing depth in a puncturing direction. The touching element is connected rotatably by means of a screw thread to an intermediate piece and is movable in the puncturing direction, while the intermediate piece is rotatable and movable relative to the housing. A guide prevents rotation of the touching element relative to the housing, and the touching element is enclosed by the intermediate piece at least over part of its length. | 1. A lancing device comprising: a lancet drive adapted to drive a lancet to effect a puncturing movement;a housing that encloses the lancet drive; anda touching element comprising an eccentrically arranged opening for applying a part of a body in which a prick wound is to be produced, the touching element being movable for the purpose of adjusting the puncturing depth in a puncturing direction relative to the lancet drive, wherein:the touching element is adapted to directly contact the body when the prick wound is produced,the touching element is connected rotatably by a screw thread to an intermediate piece and is movable in the puncturing direction,the intermediate piece is rotatable relative to the housing,the lancing device comprises a guide that prevents rotation of the touching element relative to the housing, wherein the guide ensures that the eccentrically arranged opening of the touching element retains its orientation relative to the housing irrespective of the adjusted puncturing depth, andthe touching element is enclosed by the intermediate piece at least over part of its length. 2. The lancing device of claim 1, wherein the guide comprises a guide element that extends in the puncturing direction and is arranged between two stops relative to which it is movable in the puncturing direction. 3. The lancing device of claim 2, wherein the guide element is configured as a lug disposed on the touching element. 4. The lancing device of claim 1, wherein the screw thread comprises a groove in the touching element. 5. The lancing device of claim 4, wherein at least one projection is disposed on an inner surface of the intermediate piece and engages the groove. 6. The lancing device of claim 1, wherein the intermediate piece comprises a sleeve. 7. The lancing device of claim 1, wherein the housing comprises a detachable carrier on which the intermediate piece is locked in position. 8. The lancing device of claim 7, further comprising a receptacle for holding a rotary magazine wherein the receptacle is adapted to be opened for replacement of the rotary magazine by removing the detachable carrier. 9. The lancing device of claim 8, wherein the receptacle is arranged in a lancing device adjusting unit comprising the detachable carrier, the intermediate piece and the touching element. 10. The lancing device of claim 7, wherein the detachable carrier is secured against rotation and locked in position on the housing. 11. The lancing device of claim 7, wherein the bottom surface of the detachable carrier which faces the housing comprises an indentation that is engaged by a fixing element disposed on the housing. 12. The lancing device of claim 1, wherein the touching element comprises a screw cap. 13. A lancing system comprising the lancing device of claim 1 and a rotary magazine comprising a plurality of lancets. 14. A puncturing depth adjusting unit for a lancing device adapted to produce a prick wound by use with a lancet, the puncturing... | Roche Diabetes Care, Inc. | A61B005/151 A61B005/15 A61B005/157
US09486160 | B2 | 2016-11-08 | Analysing seating using pressure sensors | 2013-06-06 | A pressure sensor measures the surface pressure distribution of a body supported by a surface, for example a person sitting on an automotive seating. In one approach, a pressure mapping system presents this pressure data in the form of a pressure map. The pressure map can be aligned to an image of the automotive seating including measurement zones of interest. The measurement zones of interest are mapped onto a human body model, which may include various body zones. In this way, the pressure distribution on different body zones can be visualized and interpreted to assess the performance of the automotive seating. | 1. A computer-implemented method for analyzing automotive seating comprising a computer system automatically performing the steps of: displaying a seating image to a user;providing a user interface to allow the user to graphically locate anchor points on the displayed seating image;receiving a signal including a location of the anchor points on a pressure sensor, the pressure sensor having an array of individual pressure sensing elements used to measure pressures on the seating;accessing a pressure map of the pressures measured by the pressure sensor;determining a first mapping of locations on the pressure map to locations on the seating, based on the location of the anchor points on the pressure sensor and on the seating image; andcalculating performance metrics for the seating, based on the pressure map and the first mapping of the pressure map to the seating. 2. The method of claim 1 wherein the seating is divided into seating zones; and the step of calculating performance metrics for the seating comprises calculating performance metrics for the seating zones. 3. The method of claim 1 further comprising: accessing a second mapping of the seating to a human body model; andcalculating performance metrics for the human body model, based on the performance metrics calculated for the seating and on the second mapping of the seating to the human body model. 4. The method of claim 3 wherein the seating is divided into seating zones, the step of calculating performance metrics for the seating comprises calculating performance metrics for the seating zones, the human body model is divided into body zones, the second mapping of the seating to the human body model includes a third mapping of seating zones to body zones; the method further comprising: calculating performance metrics for the body zones, based on the performance metrics calculated for the seating zones and on the third mapping of the seating zones to the body zones. 5. The method of claim 1 wherein the step of receiving a location of the anchor points on a pressure sensor comprises: receiving coordinates of the anchor points input by the user. 6. The method of claim 1 wherein the step of receiving a location of the anchor points on a pressure sensor comprises: instructing the user to apply pressure to the anchor points; andcalculating the location of the anchor point on the pressure sensor based on the user's applied pressure measured by the pressure sensor. 7. The method of claim 1 wherein the performance metric is a measure of pressure. 8. The method of claim 1 wherein the performance metric is a measure of pressure gradient. 9. The method of claim 1 wherein the performance metric is a measure of pressure distribution. 10. The method of claim 1 wherein the performance metric is a measure of contact area. 11. The method of claim 1 wherein the seating includes a seat and a backrest, and the seating image includes an image of the seat and a separate image of the backrest. 12. The ... | XSENSOR Technology Corporation | A61B005/103 A61B005/00
US09492090 | B2 | 2016-11-15 | Detection of blood-vessel wall artifacts | 2011-10-05 | The present application concerns detecting catheter proximity to a blood-vessel wall and blood-vessel wall artifacts associated therewith. In one embodiment, a light source, in a catheter, can be used to project light into the blood vessel. An intensity associated with at least one light wavelength that interacted with blood can be measured. Based on the measured intensity, a determination can be made regarding blood-vessel wall artifacts due to the catheter tip proximity to a blood-vessel wall. Feedback can be provided to the clinician in order to assist the clinician in adjusting the catheter to optimize signal quality and minimize artifacts due to the blood-vessel wall. | 1. A method comprising: projecting a light from a catheter into a blood vessel having a blood-vessel wall;measuring a first intensity of a first wavelength associated with the light;measuring a second intensity of a second wavelength associated with the light;calculating a ratio of the first intensity and the second intensity;comparing the ratio with a threshold; andbased on the comparing, determining a proximity of the catheter to the blood-vessel wall;wherein the first wavelength is below approximately 580 nm and the second wavelength is above approximately 720 nm. 2. The method of claim 1, wherein if the ratio exceeds the threshold, outputting an indicator to indicate that the catheter is too close to the blood-vessel wall. 3. The method of claim 1, further including filtering the first wavelength to attenuate background and random noise prior to measuring the first intensity. 4. The method of claim 1, wherein the catheter includes a transmit optical fiber and a receive optical fiber. 5. The method of claim 1, wherein measuring the first intensity includes receiving the first wavelength from a receive optical fiber and using a photodetector to capture electromagnetic energy associated therewith. 6. A non-transitory computer storage medium having a computer program product stored thereon, the computer program product comprising instuctions which, when executed on at least one processor, cause the at least one processor to implement the method of claim 1. 7. The method of claim 2, wherein the indicator includes outputting a visual or audio signal to a clinician. 8. The method of claim 1, wherein projecting the light is through a transmit optical fiber in the catheter during catherization, and wherein the method further includes receiving the light after the light interacts with a blood in the blood vessel through a receive optical fiber. 9. The method of claim 8, wherein interaction of the light with the blood includes transmission, reflection and scattering of light waves. 10. The method of claim 1, wherein measuring the first intensity is performed using photodetectors. 11. The method of claim 7 further comprising: dynamically and interactively modifying the visual or audio output signal to the clinician, as the clinician moves the catheter. 12. The method of claim 1, wherein the first wavelength is above approximately 400 nm and the second wavelength is below approximately 850 nm. 13. An apparatus comprising: a catheter including a transmit optical fiber and a receive optical fiber;a light source coupled to the transmit optical fiber for transmitting a light into a blood vessel having a blood and a blood-vessel wall;one or more photodetectors coupled to the receive optical fiber for receiving the light after the light interacts with the blood; anda controller coupled to the one or more photodetectors and configured to: measure a first intensity of a first wavelength associated with the light;measure a second intensity of a second ... | Edwards Lifesciences Corporation | A61B006/00 A61B005/00 A61M025/01 A61B005/027 A61B005/06 A61B005/1459
US09498154 | B2 | 2016-11-22 | Measuring system capable of separating liquid and determining boundary of separated liquid | 2010-12-28 | A boundary calculating unit is provided for determining boundaries between separated plasma and blood cell or air and plasma whose image is picked up by an image pickup unit. With such boundary calculating unit provided, the boundaries between the separated plasma and blood cell or air and plasma can be determined, and areas of the separated air, plasma, and blood cell can be determined accurately. Particularly, a straight line drawing unit is provided for drawing, on the image picked up, a plurality of straight lines parallel to grooves in a disk which performs plasma separation. The boundary calculating unit can easily determine the boundaries by determining the boundaries based on a profile of the plurality of straight lines drawn by the straight line drawing unit. | 1. A measuring system for measuring light generated from a luminescent or fluorescent substance included in a liquid to be measured, or radiation included in the liquid to be measured, comprising: a separating device for separating the liquid to be measured;an imager forming an image of the separated liquid; anda boundary calculating device for determining boundaries of the separated liquid in the image, wherein:the measuring system measures the light or the radiation from the separated liquid within the determined boundaries, respectively;the separating device is a flat plate having grooves of a predetermined size, the liquid being in one of the grooves in which the liquid is separated;an edge enhancing device is provided for enhancing shading differences in the image of the separated liquid in the flat plate, the shading differences being treated as edges;a flow path position extracting device is provided for extracting, based on design information on the grooves having the predetermined size in the flat plate, and the flat plate, positions of the grooves by adjusting positions of pixels of the edges in the image; andthe boundary calculating device determines the boundaries based on the pixels of the edges in the image comprising a detecting device for simultaneously and two-dimensionally detecting the light or radiation included in the liquid to be measured to obtain two-dimensional image information of the light or radiation, and a superimposition processing device for carrying out a superimposition process to superimpose the image of the separated liquid in the separating device picked up by the image pickup device and a distribution image of the two-dimensional image information obtained by the detecting device, wherein, based on areas of the liquid divided by the boundary calculating device, and areas in the distribution image superimposed thereon, information on the light or radiation in these areas is obtained; wherein the liquid to be measured is blood including radiation, the separating device carries out plasma separation which centrifuges and separates the blood into plasma and blood cell, and the boundary calculating device determines boundaries between plasma and blood cell, the detecting device simultaneously and two-dimensionally detects the radiation included in the blood to obtain two-dimensional image information of the radiation, the superimposition processing device carries out a superimposition process to superimpose the image resulting from the plasma separation and the distribution image of the two-dimensional image information obtained by the detecting device, and based on the plasma and blood cell divided by the boundary calculating device and the plasma and blood cell in the distribution image superimposed thereon, a radioactive concentration is determined for each of the plasma and blood cell. 2. The measuring system according to claim 1, wherein the flat plate is a planar disk, and grooves are formed in the predeter... | SHIMADZU CORPORATION NATIONAL INSTITUTES FOR QUANTUM AND RADIOLOGICAL SCIENCE AND TECHNOLOGY | A61B005/153 A61B005/155 A61B005/157 G01N015/04 G01N015/05 G01N033/49 G01N021/07 G01N021/64 A61B005/15
US09504414 | B2 | 2016-11-29 | Wearable athletic activity monitoring methods and systems | 2012-04-13 | A method for monitoring an individual engaged in an athletic activity includes detecting movement of the individual at a first time, using a sensor module coupled to the individual, determining that the movement of the individual corresponds to a predetermined activation movement, entering an active state of the sensor module in response to the determination that the movement of the individual corresponds to the predetermined activation movement, and detecting movement of the individual at a second time, using the sensor module in the active state. | 1. A method for determining a jump characteristic of an individual, the method comprising: identifying take-off of a jump performed by the individual;determining a first vertical velocity of the individual, based on first acceleration data sensed at an initiation of the jump, using a sensor module comprising an accelerometer coupled to the individual;determining a second vertical velocity of the individual, based on the first vertical velocity and second acceleration data sensed between the initiation of the jump and the take-off of the jump; andcalculating maximum jump height based on the second vertical velocity. 2. The method of claim 1, wherein identifying take-off of the jump comprises sensing a resultant acceleration of about zero, using the sensor module. 3. The method of claim 1, wherein identifying take-off of the jump comprises sensing a resultant acceleration of about zero for at least 50 ms, using the sensor module. 4. The method of claim 1, wherein initiation of the jump is determined to occur at the time within the 50 ms preceding at which resultant acceleration sensed by the sensor module reaches a minimum, and wherein the first vertical velocity is determined to be zero. 5. The method of claim 1, wherein calculating maximum jump height comprises performing an energy conservation calculation. 6. The method of claim 1, comprising: providing an output based on the maximum jump height of the individual. 7. The method of claim 6, wherein the output is a display of the maximum jump height of the individual. 8. The method of claim 6, wherein the output is a display of the maximum jump height of the individual in conjunction with a characteristic of a sports object. 9. The method of claim 6, wherein the output is a display of the maximum jump height of the individual in conjunction with a characteristic of a different individual. 10. The method of claim 6, wherein the output is a display of the maximum jump height of the individual in conjunction with a past maximum jump height of the individual. 11. The method of claim 6, wherein the output is a display of the maximum jump height of the individual in conjunction with a target maximum jump height of the individual. 12. The method of claim 6, wherein the output is displayed immediately following completion of the jump by the individual. 13. The method of claim 6, wherein providing the output comprises: transmitting data representative of the maximum jump height of the individual; anddisplaying a representation of the data representative of the maximum jump height on a display device. 14. The method of claim 13, wherein the display device is a portable phone. 15. A method for monitoring an individual engaged in an athletic activity, the method comprising: detecting movement of the individual, using a sensor module comprising an accelerometer coupled to the individual;recording movement data;determining a correlation between the movement data and an activity metric by reference... | adidas AG | A63B024/00 A61B005/16 G06F003/01 A61B005/11 G06K009/00
US09483613 | B2 | 2016-11-01 | Determination of neuropsychiatric therapy mechanisms of action | 2015-09-16 | A computer implemented method, apparatus, and computer program product of determining mechanisms of action for therapies. A first set of brain scans for each subject in a plurality of subjects generated at a first time period and a second set of brain scans for each subject generated at a second time period are received. Each subject is diagnosed with a given condition and received a given therapy. A set of changes in the set of brain scans is identified for the each subject based on a comparison of a first set of regions of interest in the first set of scans for each subject with a second set of regions of interest in the second set of scans for each subject. A set of typical changes attributable to the given therapy is identified. A mechanism of action for the given therapy is generated based on the set of typical changes. | 1. A computer implemented method of assessing neuroimaging and medical data to determine mechanisms of action for neuropsychiatric therapies, the computer implemented method comprising: receiving, at a processor via a network connection, neuroimaging data of a first set of human brain scans for each human subject in a plurality of human subjects diagnosed with a given neuropsychiatric condition generated at a first time period prior to beginning implementation of a neuropsychiatric therapy to treat the given neuropsychiatric condition and a second set of human brain scans for the each human subject in the plurality of human subjects diagnosed with the given neuropsychiatric condition generated at a second time period of a given amount of time after beginning the implementation of the neuropsychiatric therapy to treat the given neuropsychiatric condition, wherein a set of one or more scanning devices generate the neuroimaging data of the first set of human brain scans and the second set of human brain scans, and wherein the neuropsychiatric therapy is received by the each human subject in the plurality of human subjects diagnosed with the given neuropsychiatric condition;automatically searching, using the processor, via the network connection a set of online electronic medical literature sources for portions of medical literature describing the neuropsychiatric therapy used to treat the given neuropsychiatric condition;automatically identifying, using the processor, a first set of regions of interest in the first set of human brain scans for the each human subject in the plurality of human subjects diagnosed with the given neuropsychiatric condition generated at the first time period prior to beginning the implementation of the neuropsychiatric therapy to treat the given neuropsychiatric condition and a second set of regions of interest in the second set of human brain scans for the each human subject in the plurality of human subjects diagnosed with the given neuropsychiatric condition generated at the second time period of the given amount of time after beginning the implementation of the neuropsychiatric therapy to treat the given neuropsychiatric condition;identifying, using the processor, a set of changes in the neuroimaging data of the first set of human brain scans and the second set of human brain scans for the each human subject in the plurality of human subjects diagnosed with the given neuropsychiatric condition based on a comparison of the first set of regions of interest for the each human subject with the second set of regions of interest for the each human subject, wherein the set of changes comprises indicators of change occurring after the each human subject began receiving the neuropsychiatric therapy to treat the given neuropsychiatric condition;analyzing, using the processor, the set of changes for the each human subject with the portions of the medical literature describing the neuropsychiatric therapy used to treat the given ... | International Business Machines Corporation | A61B005/05 G06F019/00 A61B005/055 A61B005/00 A61B006/03 A61B006/00 G06F017/30 G06K009/46 G06K009/62 G06T007/00
US09498135 | B2 | 2016-11-22 | Microscopy imaging device with advanced imaging properties | 2015-10-15 | Systems, methods and devices are implemented for microscope imaging solutions. One embodiment of the present disclosure is directed toward an epifluorescence microscope. The microscope includes an image capture circuit including an array of optical sensor. An optical arrangement is configured to direct excitation light of less than about 1 mW to a target object in a field of view of that is at least 0.5 mm2 and to direct epi-fluorescence emission caused by the excitation light to the array of optical sensors. The optical arrangement and array of optical sensors are each sufficiently close to the target object to provide at least 2.5 μm resolution for an image of the field of view. | 1. An epifluorescence microscopy system, the system comprising: an optical excitation arrangement comprising an objective lens configured to direct light over an area encompassed within a field of view containing an imaging target;an imaging circuit including an optical sensor array configured to generate image data from fluorescence caused by an interaction between the directed light and the imaging target, wherein a distance between a surface of the objective lens and the optical sensor array is at most 1 inch to increase a resolution of the generated image data;a synchronization circuit in communication with the imaging circuit and configured to interface with an external optical-data processing system that provides visual feedback of the image data; andan optical arrangement configured to direct the fluorescence from the area through the objective lens and to the optical sensor array with sufficient intensity and focus for the image data to reach cellular level brain imaging with a working distance of at most about 250 μm. 2. The epifluorescence microscopy system of claim 1, wherein the optical arrangement is configured to direct the fluorescence with sufficient intensity and focus for the image data to reach at least 2.5 μm resolution. 3. The epifluorescence microscopy system of claim 1, wherein the working distance is a distance from a surface of the objective lens to the imaging target. 4. The epifluorescence microscopy system of claim 1, wherein the objective lens is a GRIN lens. 5. The epifluorescence microscopy system of claim 1, wherein the epifluorescence microscopy system has a dimension parallel to a focal plane of the optical arrangement that is at most 1 inch. 6. The epifluorescence microscopy system of claim 1, wherein the field of view is at least 0.1369 mm2. 7. The epifluorescence microscopy system of claim 1, wherein the imaging circuit includes a CMOS sensor. 8. The epifluorescence microscopy system of claim 1, wherein the optical excitation arrangement receives the light from a light source external to the epifluorescence microscopy system. 9. The epifluorescence microscopy system of claim 8, wherein the light source is in optical communication with the optical excitation arrangement through a fiber optic cable. 10. The epifluorescence microscopy system of claim 1, wherein the image data of the field of view includes multiple individual capillary blood vessels with sufficient resolution to distinguish individual capillary blood vessels from one another. 11. The epifluorescence microscopy system of claim 1, wherein the epifluorescence microscopy system observes the imaging target in an awake freely behaving animal. 12. The epifluorescence microscopy system of claim 11, wherein the epifluorescence microscopy system observes the imaging target in the animal while the animal is engaging in locomotor activity. | The Board of Trustees of the Leland Stanford Junior University | A61B005/00 G02B021/16 G02B021/36 G02B021/00 G01N021/64 G02B003/00 G02B027/14 G06T007/00 H04N005/225 H04N005/232
US09498395 | B2 | 2016-11-22 | Joint movement detection device and system for coordinating motor output with manual wheelchair propulsion | 2015-04-07 | A joint movement detection device and system is presented which is responsive to elbow or wrist movements during use of a manually-propelled wheelchair to enable coordination of assistive motor energization with a user's efforts at self-motivating the manually-propelled wheelchair during driving, steering, and braking of the wheelchair. Several embodiments are provided which help to ensure user-intended assistive motor output that is responsive to movement of the joint over which the device is worn. | 1. A device responsive to movement of a joint of a user's exertive-arm during use of a manually-propelled wheelchair, the device configured for secure attachment over the joint, the device further configured to preserve the functioning of the user's exertive-arm during use of the manually-propelled wheelchair, the device further configured to remain free from contact with a grip surface of the wheelchair during propulsion, steering, and braking of the wheelchair along a desired course, the device comprising: a.) a sensor having electrical resistivity which varies as a result of mechanical deformation of the sensor;b.) a processor circuit configured for generating a control output in response to variation in electrical resistivity of the sensor;c.) an electronic communication means, responsive to the control output of the processor circuit, for sending a control signal to a motor energizing unit to effectuate a motor control function;wherein the device associates movement of the joint of the user's exertive-arm with energization of a motorized wheel assembly to assist the user in navigating the wheelchair along the desired course. 2. The device of claim 1, wherein the motor control function is activated upon a user's joint traversing an activating joint position by bending the joint in a first angular direction. 3. The device of claim 2, wherein the motor control function remains activated while the joint angle remains beyond a deactivating joint position, and wherein the motor propulsion control function becomes de-activated upon bending the joint in an opposing second angular direction to traverse the deactivating joint position. 4. The device of claim 3, wherein the activating joint position and the deactivating joint position define an angular range of separation over which the motor control function remains activated subsequent to bending the joint in the first angular direction to traverse the activating joint position. 5. The device of claim 4, wherein the angular range of separation between the activating joint position and the deactivating joint position is at least about two degrees. 6. The device of claim 4, wherein the angular range of separation is adjustable. 7. The device of claim 1, the sensor comprising an elastic portion having a variable length, wherein the electrical resistivity of the sensor is associated with the variable length of the elastic portion the sensor. 8. The device of claim 1, wherein the electrical resistivity of the sensor is associated with a measured amount of angular deviation of at least a portion of the sensor relative to a straight line passing lengthwise through the sensor. 9. The device of claim 1, further comprising a sensor-fault detection means, wherein an increase in electrical resistivity of the sensor above a predetermined maximum resistivity value prevents or halts activation of the motor control function and wherein a decrease in electrical resistivity of the sensor below a predetermined ... |  | A61G005/10 A61G005/04 A61B005/00
US20160331213 | A1 | 2016-11-17 | PORTABLE INSPECTION SYSTEM | 2014-10-31 | Provided is a portable endoscope system. The portable endoscope system includes: an endoscope including a terminal end at which a camera and a lighting device are provided, a head provided on the opposite side to the terminal end, an actuator provided within the head to bend the terminal end, and a controller provided within the head to control the actuator, the camera, and the lighting device; and an intelligent portable device including a touch screen, loaded with an endoscope driving application, and provided to be electrically connected to the controller. | 1. A portable endoscope system comprising: an endoscope including a terminal end at which a camera and a lighting device are provided, a head provided on the opposite side to the terminal end, an actuator provided within the head to bend the terminal end, and a controller provided within the head to control the actuator, the camera, and the lighting device; andan intelligent portable device including a touch screen, loaded with an endoscope driving application, and provided to be electrically connected to the controller. 2. The portable endoscope system of claim 1, wherein at the head of the endoscope, a cradle for mounting the intelligent portable device thereon is provided. 3. The portable endoscope system of claim 1, wherein after the endoscope and the intelligent portable device are electrically connected to each other and the endoscope driving application is executed, the intelligent portable device supplies the controller with power required to operate the actuator, the camera, the lighting device, and the controller. 4. The portable endoscope system of claim 1, wherein after the endoscope and the intelligent portable device are electrically connected to each other and the endoscope driving application is executed, the intelligent portable device receives a current image being captured by the camera from the controller and displays the current image on the touch screen. 5. The portable endoscope system of claim 4, wherein the intelligent portable device displays a zoom-in/out icon for zooming in to and out from the current image together with the current image on the touch screen, and if the zoom-in/out icon is touched, the intelligent portable device transmits a zoom-in/out signal corresponding thereto to the controller. 6. The portable endoscope system of claim 4, wherein if the current image is dragged, the intelligent portable device transmits a terminal bending signal, which instructs the controller to bend the terminal end of the endoscope in a dragged direction, to the controller. 7. The portable endoscope system of claim 4, wherein if any one point in the current image is touched, the intelligent portable device generates a marker at the touched point and then captures the current image including the marker and stores the current image in its memory. 8. The portable endoscope system of claim 4, wherein the intelligent portable device displays a stored image read from a folder specified by a user together with the current image on the touch screen. 9. The portable endoscope system of claim 8, wherein the intelligent portable device displays a page turn icon together with the stored image on the touch screen, and if the page turn icon is touched, the intelligent portable device displays another stored image in the folder together with the current image on the touch screen. 10. The portable endoscope system of claim 4, wherein the intelligent portable device displays an on/off icon for the lighting device together with the cur... |  | A61B001/00 A61B001/005 A61B001/045 A61B005/00 A61B001/05 A61B001/06
US20160338804 | A1 | 2016-11-24 | MOUTHPIECE-TYPE INTRAORAL SCANNER | 2016-05-20 | Disclosed is a mouthpiece-type intraoral scanner which is including a mouthpiece-like housing extended along a set of teeth of a patient, a sensor module including a light source built in the housing to light an intraoral structure in a patient's mouth and a sensor installed to detect light reflected from the intraoral structure, and a main processor that is separate from the mouthpiece-like housing, generates three-dimensional information of the intraoral structure based on detection results of the sensor module, and controls the sensor module. | 1. A mouthpiece-type intraoral scanner comprising: a mouthpiece-like housing extended along a set of teeth of a patient;a sensor module including a light source built in the hosing to light an intraoral structure in a patient's mouth and a sensor to detect a light reflected from the intraoral structure; anda main processor separated from the mouthpiece-like housing and configured to generate three-dimensional information of the intraoral structure based on detection results of the sensor module and control the sensor module. 2. The mouthpiece-type intraoral scanner of claim 1, wherein the sensor module is a plurality of sensor modules and scans the intraoral structure by moving in the housing. 3. The mouthpiece-type intraoral scanner of claim 1, wherein the sensor is a plurality of sensors. 4. The mouthpiece-type intraoral scanner of claim 1, wherein the sensor module is a plurality of sensor modules fixed at different positions in the mouthpiece-like housing and scanning respectively different portions of the intraoral structure. 5. The mouthpiece-type intraoral scanner of claim 1, wherein the mouthpiece-like housing has a shape corresponding to an entire arch or a part of an arch of the patient, an entire arch or a part of an upper jaw, or an entire or a part of a lower jaw. 6. The mouthpiece-type intraoral scanner of claim 1, wherein the sensor module includes an optical coherence tomography (OCT) module. | VATECH Co., Ltd. VATECH EWOO Holdings Co., Ltd. | A61C009/00 A61B005/00
US10813591 | B2 | 2020-10-27 | Robotic knee testing device, subjective patient input device and method for using same | 2016-02-18 | An apparatus for evaluating leg movement characteristics of a patient is provided. The apparatus comprises a base assembly configured to at least partially support the patient's torso; and first and second leg support assemblies independently pivotably mounted about a pivot axis relative to the base assembly. Each leg support assembly is configured to at least partially support a portion of a respective one of the first and second legs, independent of the support of the torso. Each of the leg support assemblies also comprises: a first leg support member including a foot rotation assembly configured to at least partially retain and support an associated foot of the patient and to rotate it about an axis of rotation relative to the base assembly; and a second leg support member configured for supporting a portion of the leg at a location proximal relative to the first leg support member. | 1. A method for evaluating relative bone movement characteristics of a patient, said patient having at least three interconnected bones, a first bone connected to a second, “free positioned” bone, and a third bone connected to said second bone such that said second, “free positioned” bone is intermediate said first bone and said third bone, said method comprising the steps of: A) fixing said first bone relative to a frame of a joint testing apparatus;B) attaching a force application system of the joint testing apparatus to said third bone, said force application system being supported by said frame and configured to move said third bone relative to said first bone and said frame;C) moving said third bone with said force application system such that said second, “free positioned” bone moves relative to said first bone and said frame;D) measuring movement of said second, “free positioned” bone relative to said first bone with an imaging system;E) measuring torque while moving the third bone with the force application system; andF) aligning a first time series of torque information representative of the measured torque with a second time series of kinematic information representative of the measured movement;wherein measuring the movement of said second, “free positioned” bone relative to said first bone comprises: generating a series of images of an image capture volume of the imaging system while moving the third bone with the force application system;generating a model of the movement of said second, “free positioned” bone relative to said first bone based on the series of images of the image capture volume captured by the imaging system while moving the third bone with the force application system: andmeasuring bony kinematics of the movement in six degrees of freedom using the generated model of the movement. 2. The method as claimed above in claim 1, wherein said imaging system is configured to implement computerized tomography. 3. The method as claimed above in claim 1, wherein said first, second, and third bones include a bone or bones in one of the following: elbow, wrist, shoulder, ankle, hip, fingers, thorax, spine, pelvis. 4. The method as claimed above in claim 1, wherein said first, second, and third bones are a femur, a tibia, and a foot, respectively. 5. The method as claimed above in claim 1, wherein one or more additional bones are disposed intermediate said first and second bone or intermediate said second and third bone. 6. The method as claimed above in claim 1, further comprising attaching a non-invasive fixture to the second bone, the non-invasive fixture comprising an elongate appendage that projects into an image capture volume of the imaging system. 7. The method as claimed above in claim 6, wherein attaching the non-invasive fixture to the second bone comprises attaching the elongate appendage to a tibia. 8. The method as claimed above in claim 1, wherein said imaging system is configured to implement magnetic reson... | RoboDiagnostics LLC | A61B005/00 A61B005/11 A61B005/103 A61B034/30 A61B006/03 A61B034/10 A61B034/20 A61B090/00
US09495528 | B2 | 2016-11-15 | Method and apparatus for measuring body balance of wearable device | 2015-09-16 | A wearable device includes a communication unit that wirelessly communicates with a first external device; a motion sensor that senses the user's motion; and a control unit. The wearable device collects a first motion data generated by the user's motion and transmits the first motion data to the first external device, receives a first security level data and a second security level data from the first external device, and receives only the first security level data from the first external device when the wearable device is converted into a non-wearing state from a wearing state. | 1. A biometric authentication method of a wearable device, the method comprising: wirelessly communicating with a first external device;receiving a first request signal of the first external device, the first external device being in a first security state;determine whether the wearable device is in a wearing state after receiving the first request signal;transmitting a non-wearing state information to the first external device when the wearable device is in a non-wearing state;collecting a first motion data generated by the user's motion through a motion sensor during a certain period of time or during collection of a certain amount of data when the wearable device is in the wearing state;transmitting the first motion data to the first external device; andreceiving a first security level data and a second security level data from the first external device when the wearable device is in the wearing state, the first external device being in a second security state or a third security state;transmitting a first information indicating a first state conversion to the first external device when the wearable device is converted into the non-wearing state from the wearing state; andreceiving only the first security level data from the first external device when the wearable device is in the non-wearing state, the first external device being in a fourth security or a fifth security state. 2. The method of claim 1, wherein the first request signal is a motion data request signal for registration of new biometric authentication information. 3. The method of claim 1, wherein the first security state is a state in which the first external device is unlocked and the motion data for the wearer authentication of the wearable device is not registered. 4. The method of claim 1, wherein the second security state is a state in which the first external device is unlocked, the motion data for the wearer authentication of the wearable device is registered, and the wearer authentication of the wearable device is completed. 5. The method of claim 1, wherein the third security state is a state in which the first external device is locked, the motion data for the wearer authentication of the wearable device is registered, and the wearer authentication of the wearable device is completed. 6. The method of claim 1, wherein the fourth security state is a state in which the first external device is unlocked, the motion data for the wearer authentication of the wearable device is registered, and the wearer authentication of the wearable device is not authenticated. 7. The method of claim 1, wherein the fifth security state is a state in which the first external device is locked, the motion data for the wearer authentication of the wearable device is registered, and the wearer authentication of the wearable device is not authenticated. 8. The method of claim 1, wherein the first motion data is utilized as registration information for the wearer authentication of the wear... | ZIKTO | G08C019/22 G06F021/32 H04Q009/00 H04W004/02 H04B001/3827 A61B005/11 G06F021/30 H04W004/00 H04W060/00 A61B005/00
US09492107 | B2 | 2016-11-15 | Medical imaging apparatus with a movement detection unit and a method for detecting patient movement | 2014-02-04 | A medical imaging apparatus includes a detector unit, a patient-receiving region enclosed by the detector unit in a cylindrical manner, and a movement detection unit. The movement detection unit has at least one acceleration sensor unit to detect movement of a patient. the at least one acceleration sensor unit has a fastening element to fasten the at least one acceleration sensor unit to a subregion of the patient relevant to a medical imaging examination. | 1. A magnetic resonance imaging apparatus comprising: a detector unit;a patient-receiving region enclosed by the detector unit in a cylindrical manner; anda movement detection unit comprising at least one acceleration sensor unit operable to detect movement of a patient, the at least one acceleration sensor unit comprising a fastening element operable to fasten the at least one acceleration sensor unit to a subregion of the patient relevant to a medical imaging examination. 2. The magnetic resonance imaging apparatus of claim 1, wherein the at least one acceleration sensor unit comprises: an acceleration sensor element disposed on a microchip. 3. The magnetic resonance imaging apparatus of claim 1, wherein the at least one acceleration sensor unit comprises: at least one acceleration sensor element operable to detect movement of the patient along a single spatial direction. 4. The magnetic resonance imaging apparatus of claim 1, wherein the at least one acceleration sensor unit comprises: at least one acceleration sensor element operable to detect movement of the patient along at least two different spatial directions. 5. The magnetic resonance imaging apparatus of claim 1, wherein the at least one acceleration sensor unit comprises: at least one energy supply unit. 6. The magnetic resonance imaging apparatus of claim 1, wherein the fastening element comprises: an adhesion layer. 7. The magnetic resonance imaging apparatus of claim 1, wherein the movement detection unit comprises: a data evaluation unit configured to evaluate movement data acquired via the at least one acceleration sensor unit. 8. The magnetic resonance imaging apparatus of claim 7, wherein the at least one acceleration sensor unit is wirelessly connected to the data evaluation unit. 9. The magnetic resonance imaging apparatus of claim 8, further comprising: a system control unit configured to generate a trigger signal for medical image data acquisition as a function of the movement data evaluated by the data evaluation unit. 10. The magnetic resonance imaging apparatus of claim 8, further comprising: a system control unit configured to generate a correction factor for an evaluation of medical image data as a function of the movement data evaluated by the data evaluation unit. 11. The magnetic resonance imaging apparatus of claim 3, wherein the at least one acceleration sensor unit comprises: a further sensor element configured to detect a further patient parameter. 12. The magnetic resonance imaging apparatus of claim 4, wherein the acceleration sensor unit comprises: a further sensor element configured to detect a further patient parameter. 13. A medical imaging apparatus comprising: a patient-receiving region; anda movement detection unit comprising at least one micro-electro-mechanical (MEMS) acceleration sensor comprising: a fastening element operable to fasten the at least one MEMS acceleration sensor to a subregion of a patient relevant to a medical imaging exa... | Siemens Aktiengesellschaft | A61B005/055 A61B005/113 A61B005/11 G01R033/28 A61B005/00
US09482730 | B2 | 2016-11-01 | Magnetic resonance apparatus with touchscreen in flexible foil housing | 2012-09-05 | A magnetic resonance apparatus is proposed. The magnetic resonance apparatus has a magnet unit and a housing unit. The housing unit has a housing shell unit. The housing shell unit surrounds the magnet unit. The housing shell unit at least partly has a flexible material. Effective noise protection for operation of the magnetic resonance apparatus is provided. | 1. A magnetic resonance apparatus, comprising: a magnet unit; anda housing unit comprising a housing shell unit surrounding the magnet unit, wherein the housing shell unit is embodied as a flexible foil with a foil thickness of approximately 5 mm to 7 mm, and at least one touchscreen operating element integrated into an outward-oriented surface of the housing shell unit that faces away from the magnet unit,wherein the housing shell unit comprises at least one first form-fit element disposed on at least one internal outer edge area of the housing shell unit,wherein the housing shell unit further comprises at least one second form-fit element corresponding to the at least one first form-fit element disposed on a corresponding internal interior edge area of the housing shell unit, andwherein the at least one first form-fit element fits into the corresponding at least one second form-fit element of the housing shell unit so that the edge areas of the housing shell unit containing the at least one first form-fit element and the at least one second form-fit element abut and/or overlap one another whereby the housing shell unit seamlessly surrounds the magnet unit without contacting the magnet unit. 2. The magnetic resonance apparatus as claimed in claim 1, wherein the flexible foil material comprises a coincidence frequency of at least 5 kHz. 3. The magnetic resonance apparatus as claimed in claim 1, wherein the flexible foil material comprises a surface density of at least 5 kg/m2. 4. The magnetic resonance apparatus as claimed in claim 1, wherein the housing shell unit is positioned at a distance of at least 2 cm from the magnet unit. 5. The magnetic resonance apparatus as claimed in claim 1, wherein the housing shell unit comprises at least one sound-absorbing absorption element which is disposed between the magnet unit and the housing shell unit. 6. The magnetic resonance apparatus as claimed in claim 1, wherein the housing unit comprises a support frame which provides structure to the housing shell unit, the support frame being arranged around and spaced apart from the magnet unit, without contacting the magnet unit. 7. The magnetic resonance apparatus as claimed in claim 1, wherein the housing unit comprises at least one bar-type attachment unit configured for attaching an inner surface the housing shell unit to an outer surface of the magnet unit. 8. The magnetic resonance apparatus as claimed in claim 1, wherein the at least one first form-fit element and the at least one second form-fit element comprise either a snap-fit element or a friction-fit element. | SIEMENS AKTIENGESELLSCHAFT | G01R033/38 G01R033/28 A61B005/00
US09489817 | B2 | 2016-11-08 | Infrared sensing of eye and eyelid movements to detect drowsiness | 2015-01-29 | The disclosed embodiments provide a head-mounted device. The head-mounted device includes a sensing apparatus, which contains a first infrared emitter and a second infrared emitter positioned below the first infrared emitter, wherein the first and second infrared emitters alternate emission of infrared pulses at an eye of a user. The sensing apparatus also includes a first infrared detector that produces a first measurement of a reflection of the infrared pulses from the eye of the user. The head-mounted device also includes a processing apparatus that analyzes the first measurement from the first infrared detector to characterize an eyelid movement of the user. | 1. A head-mounted device, comprising: a sensing apparatus, comprising:a first infrared emitter and a second infrared emitter positioned below the first infrared emitter, wherein the first and second infrared emitters are configured to alternate emission of infrared pulses at an eye of a user; anda first infrared detector configured to: produce, at a first time, a first measurement of a reflection of the infrared pulses transmitted from the first infrared emitter to the eye of the user; andproduce, at a second time subsequent to the first time, a second measurement of the reflection of the infrared pulses transmitted from the second infrared emitter to the eye of the user; anda processing apparatus configured to analyze the first and second measurements from the first infrared detector to characterize an eyelid movement of the user. 2. The head-mounted device of claim 1, wherein: the sensing apparatus further comprises a third infrared emitter positioned to a side of the first or second infrared emitters, wherein the third infrared emitter is configured to alternate emission of the infrared pulses with the first and second infrared emitters;the first infrared detector is configured to produce, at a third time that is different from the first and second times, a third measurement of the reflection of the infrared pulses transmitted from the third infrared emitter to the eye of the user; andthe processing apparatus is further configured to analyze the first, second, and third measurements to detect a saccade in an eye movement of the user. 3. The method of claim 1, wherein: the sensing apparatus further comprises a second infrared detector positioned to a side of the first infrared detector;the second infrared detector is configured to produce a third measurement of the reflection of the infrared signal from the eye of the user; andthe processing apparatus is further configured to analyze the first, second, and third measurements to detect a saccade in an eye movement of the user. 4. The head-mounted device of claim 1, wherein the processing apparatus is further configured to: determine a level of alertness in the user based on the characterized eyelid movement of the user. 5. The head-mounted device of claim 4, further comprising: an alert-generation mechanism configured to generate an alert when the level of the alertness in the user drops below a threshold. 6. The head-mounted device of claim 5, wherein the alert comprises at least one of: an audio alert;a visual alert;a vibration;an action on a portable electronic device paired with the head-mounted device;an electrical stimulus; anda chemical stimulus. 7. The head-mounted device of claim 1, wherein the characterized eyelid movement comprises at least one of: a blink rate;a blink duration;a closing amplitude velocity ratio;an opening amplitude velocity ratio;a percentage of eyelid closure (PERCLOS);a closing duration;a closure duration; anda reopening duration. 8. The head-mounted device ... | Vigo Technologies, Inc. | G08B023/00 G08B021/06 G06K009/00 A61B005/11 A61B003/113
US09730605 | B2 | 2017-08-15 | Diagnosis of brain and spinal cord injury by bulbocavernosus reflex measurement | 2016-07-19 | A system and method is disclosed for measuring muscle reflexes (e.g., a bulbocavernosus reflex) as a tool for identifying/diagnosing dysfunctions (e.g., spinal cord abnormalities, bladder voiding dysfunction, and sexual organ dysfunction) non-invasively by using mechanical stimulation. The system and method includes a probe having a predetermined patient contacting portion, wherein when the contacting portion is moved into contact with a particular area of the patient (e.g., the patient's genitals), the contact induces a muscle reflex. The probe detects the pressure resulting from the contacting portion being abruptly and forcibly brought into contact with the particular area. Such detection is used to electronically initiate capture of electrical responses from a plurality of electrodes placed on the patient's skin in proximity to the particular area. Such electrical responses are processed to determine characteristics of the patient's reflexes of one or more muscles adjacent to the electrodes. | 1. A method for diagnosing at least one of a brain injury and a spinal cord injury, comprising: providing a probe comprising: a housing with a bore therethrough, the housing comprising a piezoelectric disk, the disk electrically connected to an amplifier and activated by a power source;a stimulus plunger having first and second ends and a shaft that extends through the bore, the shaft being movable along a longitudinal axis and having an expanded portion that prevents the stimulus plunger from sliding out of an opening in the housing; anda compression spring that biases the second end of the stimulus plunger away from contact with the piezoelectric disk,wherein, when the stimulus plunger makes non-invasive contact with a patient's genital area, pressure from the stimulus plunger is transmitted to the genital area to induce a bulbocavernosus reflex;placing the stimulus plunger in non-invasive contact with the patient's genital area;activating the piezoelectric disk to generate an electromagnetic response indicative of the non-invasive contact;using the electromagnetic response to identify at least one electrical response indicative of the bulbocavernosus reflex from a plurality of electrodes placed on the patient's skin adjacent to the genital area;determining at least one quantity selected from the group of a time delay between the electromagnetic response and the at least one electrical response, a time duration of the at least one electrical response, a value indicative of a magnitude of the at least one electrical response, and an attenuation in the at least one electrical response; andcomparing the quantity to a predetermined baseline. 2. The method of claim 1, further comprising storing data indicative of a history of activation of the probe. 3. The method of claim 1, wherein the piezoelectric disk comprises an electrical switch. 4. The method of claim 1, further comprising determining a voltage difference between the plurality of electrodes. 5. The method of claim 1, wherein the electrodes are placed on opposite sides of the patient's rectum. 6. The method of claim 1, further comprising identifying a length of time of the placing step. 7. A method for diagnosing at least one of a brain injury and a spinal cord injury, comprising: providing a probe comprising: a housing with an opening therethrough, the housing operably associated with a probe tip;a patient contact shield cap, adapted to cover the probe tip and having a shaft with an expanded portion that prevents the shaft from sliding out of the opening in the housing; anda single electrical conductor attached to the expanded portion and concentric to the shaft,wherein the shaft of the cap is slidable along an axis within a bore through the cap, extends through the bore, is movable along a longitudinal axis, and has an inner end attached to an elastomeric component, the elastomeric component adapted to fit within the recess and exert a force effective to cause the expanded portion to... | Uroval, Inc. | A61B005/0488 A61B005/11 A61B005/00 A61B005/0492 A61H019/00 A61N001/36 A61B005/20
US20160324440 | A1 | 2016-11-10 | METHOD AND APPARATUS FOR MEASURING BODY FAT USING MOBILE DEVICE | 2014-03-11 | A body fat measuring method of a mobile device includes inputting a predetermined intensity of current to an object via a first electrode in contact with a first surface of the object and a second electrode in contact with a second surface of the object, wherein the first and second electrodes are included in the mobile device;;measuring a voltage between a third electrode and a fourth electrode that are included in the mobile device; acquiring impedance information of the object, based on the applied predetermined intensity of current and an intensity of the measured voltage; and acquiring body fat information of the object, based on the impedance information. | 1. A method of providing information about a result of measuring body fat by a mobile device, the method comprising: acquiring impedance information of an object, wherein the acquiring is performed by the mobile device;acquiring location information of the mobile device and determining whether the location information of the mobile device is equal to or greater than a critical value; andproviding different notification messages to the object based on the impedance information and a result of the determining of whether the location information of the mobile device is equal to or greater than the critical value. 2. The method of claim 1, wherein the acquiring of the location information of the mobile device and the determining of whether the location information of the mobile device is equal to or greater than the critical value comprises: measuring an inclination between the mobile device and ground by using an acceleration sensor of the mobile device; anddetermining whether the measured inclination or a variation in the measured inclination is equal to or greater than a predetermined value. 3. The method of claim 1, wherein the acquiring of the location information of the mobile device and the determining of whether the location information of the mobile device is equal to or greater than the critical value comprises: measuring an altitude of the mobile device by using an altimeter of the mobile device; anddetermining whether the measured altitude or a variation in the measured altitude is equal to or greater than a predetermined value. 4. The method of claim 1, wherein the acquiring of the location information of the mobile device and the determining of whether the location information of the mobile device is equal to or greater than the critical value comprises: measuring a distance from a predetermined location by using an audio input unit and an audio output unit included in the mobile device; anddetermining whether a variation in the measured distance is equal to or greater than a predetermined reference value. 5. The method of claim 1, wherein the location information of the mobile device is determined based on sensor measurement information,the method further comprising: estimating a posture of the object;determining an impedance correction value, based on the estimated posture; andacquiring corrected impedance information based on the acquired impedance information and the impedance correction value, andthe providing of the different notification messages to the object based on the impedance information and the result of the determining of whether the location information of the mobile device is equal to or greater than the critical value comprises providing a notification message including posture correction information to the object, based on the corrected impedance information and the result of the determining of whether the location information of the mobile device is equal to or greater than the critical value. 6. The method of ... |  | A61B005/053 A61B005/107 A61B005/00
US20160324438 | A1 | 2016-11-10 | METHOD AND APPARATUS FOR T1e-SENSITIVE INVERSION-RECOVERY IMAGING FOR EPROI | 2016-07-19 | An apparatus and method for improved S/N measurements useful for electron paramagnetic resonance imaging in situ and in vivo, using high-isolation transmit/receive surface coils and temporally spaced pulses of RF energy (e.g., in some embodiments, a RF pi pulse) having an amplitude sufficient to rotate the magnetization by 180 degrees followed after varied delays, by a second RF pulse having an amplitude half that of the initial pulse to rotate the magnetization by, e.g., 90 degrees (a pi/2 pulse), to the plane orthogonal to the static field where it evolves for a short time. Then a third RF pi pulse sufficient to rotate the magnetization by, e.g., 180 degrees, forms an echo (in some embodiments, the second and third pulses are from the same signal as the first pulse but are phase shifted by 0, 90, 180, or 270 degrees to reduce signal artifact), to image human body. | 1. A method for electron paramagnetic resonance oxygen imaging (EPROI) of a volume of animal tissue in vivo in an animal, the method comprising: placing a reporter molecule in the animal;establishing a static (DC) magnetic field on the volume of animal tissue;applying an RF pulse sequence that elicits a T1e spin-lattice relaxation response from the volume of tissue; andgenerating an EPROI image of oxygen in the animal using the T1e response. 2. The method of claim 1, the applying of the RF pulse sequence further comprising: generating a plurality of pulse sets, wherein the generating of each one of the plurality of pulse sets includes: generating a first RF excitation magnetic field pulse having a plurality of RF cycles in a first direction generally orthogonal to the substantially static magnetic field in the volume of animal tissue from a surface of the animal next to the volume of animal tissue,delaying for a first delay time,generating a second RF excitation magnetic field pulse having a plurality of RF in the first direction generally orthogonal to the substantially static magnetic field,delaying for a second delay time,generating a third RF excitation magnetic field pulse having a plurality of RF in the first direction generally orthogonal to the substantially static magnetic field,delaying for a third delay time,sensing an RF spin-relaxation signal, andgenerating a received electrical signal based on the sensed RF signal; wherein the first, second and third RF excitation magnetic field pulses are of magnitudes and durations configured to measure T1e spin-lattice relaxation in the volume of tissue. 3. The method of claim 1, wherein for each of the plurality of pulse sets: the first transmit pulse is a pi pulse having a magnitude and duration selected to rotate an electron paramagnetic resonance spin by pi radians;the second transmit pulse is a pi/2 pulse having a magnitude and duration selected to rotate an electron paramagnetic resonance spin ½ pi radians; andthe third transmit pulse is a pi pulse having a magnitude and duration selected to rotate an electron paramagnetic resonance spin pi radians. 4. The method of claim 1, wherein for each of the plurality of pulse sets, the first, second and third transmit pulses form an inversion recovery with electron-spin echo detection (IRESE) sequence. 5. The method of claim 1, wherein for each of the plurality of pulse sets, the first, second and third transmit pulses form an inversion recovery with electron-spin echo detection (IRESE) sequence having a π-pulse as the first pulse, a T delay as the first delay, a π/2-pulse as the second pulse, a τ delay as the second delay, a π-pulse as the third pulse, a τ delay as the third delay, wherein the first, second and third pulses are each about 35 ns in duration,wherein the π/2 pulse rotates a magnetization π/2 radians and the π-pulses rotate a magnetization π radians,wherein τ=630 ns,wherein T has a value in a range of about 500 ns to about 16,000 n... |  | A61B005/055 G01R033/341 G01R033/60
US09489330 | B2 | 2016-11-08 | Sensing system, electronic device and sensing method | 2014-03-04 | A sensing system is provided. The system includes an electronic device and a detachable sensor. The detachable sensor could be connected to the electronic device through a connecting interface. When the electronic device detects that the detachable sensor is connected to the electronic device, the electronic device obtains a plurality of sensing data, and transforms the sensing data into a plurality of sensing results. Also, when the electronic device is connected to a host device, the electronic device sends the sensing results to the host device. | 1. A sensing system, comprising: an electronic device; anda first detachable sensor, connected to the electronic device through a connecting interface, whereinwhen detecting that the first detachable sensor is connected to the electronic device, the electronic device obtains a plurality of first sensing data through the first detachable sensor and transforms the first sensing data into a plurality of first sensing results, andwhen being connected to a host device, the electronic device sends the first sensing results to the host device. 2. The sensing system according to claim 1, further comprising: a second detachable sensor, connected to the electronic device through the connecting interface, whereinwhen the electronic device detects that the first detachable sensor is disconnected from the electronic device, and the second detachable sensor is connected to the electronic device, the electronic device stores the first sensing data, obtains a plurality of second sensing data through the second detachable sensor and transforms the second sensing data into a plurality of second sensing results, andwhen being connected to the host device, the electronic device sends the second sensing results to the host device. 3. The sensing system according to claim 1, wherein when receiving an operation signal, the electronic device is connected to the host device and immediately returns the first sensing results to the host device. 4. The sensing system according to claim 1, wherein when receiving a control message from the host device, the electronic device immediately returns the first sensing results to the host device. 5. The sensing system according to claim 1, wherein the electronic device comprises an embedded sensor, whereinthe electronic device obtains a plurality of third sensing data through the embedded sensor and transforms the third sensing data into a plurality of third sensing results,when being connected to the host device, the electronic device sends the third sensing results to the host device, andan object sensed by the embedded sensor is different from an object sensed by the first detachable sensor. 6. The sensing system according to claim 5, wherein the electronic device calculates according to the first sensing data and the third sensing data to generate a plurality of fourth sensing results and sends the fourth sensing results to the host device. 7. An electronic device, comprising: a communication unit;a processing unit, coupled to the communication unit; anda connecting interface, coupled to the processing unit, whereinthe processing unit detects whether a first detachable sensor is connected to the processing unit through the connecting interface, when detecting that the first detachable sensor is connected to the processing unit, the processing unit obtains a plurality of first sensing data through the first detachable sensor and transforms the first sensing data into a plurality of first sensing results, andwhen being connec... | Acer Incorporated | A61B005/00 G06F013/38
US20160342765 | A1 | 2016-11-24 | SYSTEMS AND METHODS FOR VIRTUAL CONTRAST AGENT SIMULATION AND COMPUTATIONAL FLUID DYNAMICS (CFD) TO COMPUTE FUNCTIONAL SIGNIFICANCE OF STENOSES | 2016-08-03 | Systems and methods are disclosed for assessing a risk of disease. One method includes obtaining an anatomic model associated with a target anatomy; modeling, using a processor, an injection of one or more virtual contrast agents into the anatomic model; performing a simulation of flow of blood and the one or more virtual contrast agents through the anatomic model; and computing one or more characteristics of concentration associated with the one or more virtual contrast agents at one or more locations in the anatomic model based on the simulation. | 1-20. (canceled) 21. A computer-implemented method of assessing a risk of disease, the method comprising: obtaining an anatomic model of a patient's vasculature;determining a computational model of blood flow associated with the anatomic model of the patient's vasculature;modeling, based on the computational model, a diffusivity of one or more virtual contrast agents in blood in the anatomic model of the patient's vasculature;calculating one or more diagnostic flow metrics based on the diffusivity of one or more virtual contrast agents in blood in the anatomic model of the patient's vasculature; anddetermining a functional significance of a stenosis of the patient's vasculature based on the one or more diagnostic flow metrics. 22. The method of claim 21, wherein the one or more diagnostic flow metrics include a transluminal attenuation gradient, a corrected coronary opacification, a corrected thrombolysis in myocardial infarction frame count, a thrombolysis in myocardial infarction myocardial perfusion grade, or a combination thereof. 23. The method of claim 21, further including: determining a threshold score, wherein the threshold score is associated with a risk of disease; andcomparing the one or more determined diagnostic flow metrics against the threshold score. 24. The method of claim 23, further including: outputting a diagnosis for the disease, a diagnosis probability for the disease, or a combination thereof based on the comparison. 25. The method of claim 23, further including: determining a primary metric of a blood flow characteristic; andoutputting a diagnosis for the disease, a diagnosis probability for the disease, or a combination thereof based on the primary metric and the comparison. 26. The method of claim 25, wherein the primary metric is fractional flow reserve. 27. The method of claim 21, further including: determining a landmark of the anatomic model of the patient's vasculature;determining a time elapsed for the virtual contrast agent to attenuate or reach the landmark; anddetermining the functional significance of the stenosis based on the time elapsed. 28. The method of claim 21, wherein the diffusivity is based on dynamic factors including temperature and/or rheological properties of blood. 29. A system for assessing a risk of heart disease, the system comprising: a data storage device storing instructions for assessing risk of disease; anda processor configured to execute the instructions to perform a method including:obtaining an anatomic model of a patient's vasculature;determining a computational model of blood flow associated with the anatomic model of the patient's vasculature;modeling, based on the computational model, a diffusivity of one or more virtual contrast agents in blood in the anatomic model of the patient's vasculature;calculating one or more diagnostic flow metrics based on the diffusivity of one or more virtual contrast agents in blood in the anatomic model of the patient's vasculature; andd... |  | G06F019/00 A61B006/00 A61B005/00 A61B005/02 A61B005/026
US09498128 | B2 | 2016-11-22 | Wearable architecture and methods for performance monitoring, analysis, and feedback | 2013-11-13 | The present application relates generally to computer software, mobile electronics, wireless communication links, and wearable monitoring systems. More specifically, techniques, fabrics, materials, systems, sensors, EMG sensors, circuitry, algorithms and methods for wearable monitoring devices and associated exercise apparatus are described. A garment borne sensor system may generate data on a user's performance during exercise, for example, and the data may be analyzed in real time and feedback may be provided to the user based on the analysis. A piece of exercise equipment may be instrumented and in communication with the sensor system or other system and may be controlled in real time to adjust its settings to affect the user during the exercise routine. Communication between the sensor system and other systems may be wireless. Conductive structures formed directly in a fabric of the garment may integrally include sensors, circuitry, controllers, conductive traces, and sensor electronics. | 1. An apparatus for monitoring, analyzing, and providing feedback on physical activity of a user, comprising: a controller;a garment configured to be worn on a portion of a body of the user, the garment including: a fabric including a set of electrode bases, each electrode base in the set of electrode bases made from a conductive resin material formed on the fabric, wherein the fabric is composed of a stretchable, compressive and form-fitting material configured to bias each of a set of electromyography sensors into contact with a plurality of muscles on the user when the user dons the garment, wherein the fabric comprises at least one of nylon, polyester, spandex, and synthetic fibers,the set of electromyography sensors coupled to the set of electrode bases and configured to acquire bio-potential signals indicative of muscle activation, anda set of conductive leads coupled with each electrode base in the set of electrode bases and configured to couple to the controller, each conductive lead in the set of conductive leads composed of a flexible and electrically conductive material that is positioned on the fabric; anda processing system including a first module configured to receive information characterizing a user profile of the user, a second module configured to receive signals derived from the set of electromyography sensors from the controller, and a third module configured to calibrate the set of electromyography sensors based upon the user profile, wherein the third module comprises a calibration circuit configured to receive an input signal derived from a pair of electrodes at a variable gain block of the calibration circuit, wherein the variable gain block is configured to scale the input signal by a gain factor having an initial preset value based on a body mass index parameter of the user determined from the user profile of the user. 2. The apparatus of claim 1, wherein the garment and the set of electromyography sensors comprise materials and structures configured to withstand a plurality of cycles of washing while maintaining proper function of the set of electromyography sensors, the set of electrode bases, and the set of conductive leads. 3. The apparatus of claim 1, wherein the set of electromyography sensors is configured to sense bio-potential signal differences associated with pairs of electrodes interfacing with a set of muscles of the user, and wherein the fabric is configured to position the set of electromyography sensors to be in contact with the set of muscles when the garment is donned by the user. 4. The apparatus of claim 3, wherein the fabric includes at least one of an alignment mark and a designed structure operative to aid the user in correct placement of the set of electromyography sensors relative to the set of muscles when the user dons the garment. 5. The apparatus of claim 1, wherein the controller further comprises: an equipment detector including a first wireless communication link configured to wireles... | Mad Apparel, Inc. | A61B005/00 A61B005/0488 A61B005/0402 A61B005/0492 A61B005/0205 A61B005/04
US09486199 | B2 | 2016-11-08 | Surgical access system and related methods | 2014-10-28 | A surgical access system including a tissue distraction assembly and a tissue retraction assembly, both of which may be equipped with one or more electrodes for use in detecting the existence of (and optionally the distance and/or direction to) neural structures before, during, and after the establishment of an operative corridor to a surgical target site. The tissue retraction assembly has a plurality of blades which may be introduced while in a closed configuration, after which point they may be opened to create an operation corridor to the surgical target site, including pivoting at least one blade to expand the operative corridor adjacent to the operative site. | 1. A method of performing a revision surgery of an interbody total disc replacement implant having a first endplate contacting a first vertebra adjacent one side of a lumbar intervertebral disc space and a second endplate contacting a second vertebra adjacent the opposite side of the lumbar intervertebral disc space, the total disc replacement implant having been inserted into the lumbar intervertebral space during a first surgery: advancing an elongate dilator along a lateral trans-psoas path to the intervertebral space, the elongate dilator comprising a stimulation electrode along a distal region, and wherein an electrical stimulation is delivered to the stimulation electrode when the stimulation electrode is positioned in the lateral, trans-psoas path to detect the proximity of one or more nerves relative to the stimulation electrode;advancing at least one additional dilator of larger diameter over the elongate dilator along the lateral trans-psoas path to the intervertebral space;advancing a plurality of retractor blades over an outermost of the at least one additional dilator along the trans-psoas path to the intervertebral space;moving at least one of the plurality of retractor blades away from at least one other of the plurality of retractor blades to retract body tissue away from the lateral trans-psoas path and create an operative corridor along the lateral trans-psoas path to the intervertebral space;maintaining the operative corridor along the lateral trans-psoas path to the intervertebral space with the plurality of retractor blades;completely removing the interbody total disc replacement implant through the operative corridor, the complete removal of the interbody total disc replacement implant including inserting a wedge between the first endplate and the first vertebra and levering the first endplate free from the first vertebra and inserting a wedge between the second endplate and the second vertebra and levering the second endplate free from the second vertebra; andinserting a spinal fusion implant through the operative corridor and into the intervertebral space previously occupied by a motion preservation implant. 2. The method of claim 1, wherein the first and second endplates are metal. 3. The method of claim 2, wherein the total disc replacement further includes an intradiscal element positioned between the endplates. 4. The method of claim 3, wherein the intradiscal element is polymeric. 5. The method of claim 2, wherein each of the first and second endplates includes at least one anti-migration feature. 6. The method of claim 5, wherein the anti-migration feature is a plurality of teeth. 7. The method of claim 1, further comprising advancing a k-wire along the lateral trans-psoas path to the intervertebral disc, the k-wire configured to be slidably received within a passage through the elongate dilator. 8. The method of claim 1, wherein each of the at least one additional dilators comprise a stimulation electrode alo... | NuVasive, Inc. | A61F002/44 A61B017/02 A61B005/0488 A61F002/46 A61B017/00 A61N001/05 A61N001/36
US20160338603 | A1 | 2016-11-24 | SIGNAL PROCESSING DEVICE, SIGNAL PROCESSING METHOD, AND COMPUTER-READABLE RECORDING MEDIUM | 2016-08-04 | A pulse wave detection device acquires an image. The pulse wave detection device extracts a living body region included in the image. The pulse wave detection device generates a signal from time series data of a pixel value included in a partial image of the image corresponding to the living body region. The pulse wave detection device calculates a variation index for evaluating a degree of disturbance of a pulse wave included in the signal. The pulse wave detection device controls whether to output the signal by using the variation index. | 1. A signal processing device comprising: a processor that executes a process comprising;acquiring an image;extracting a living body region included in the image;first generating a signal from time series data of a pixel value included in a partial image of the image corresponding to the living body region;calculating a variation index for evaluating a degree of disturbance of a pulse wave included in the signal; andcontrolling whether to output the signal by using the variation index. 2. The signal processing device according to claim 1, wherein the calculating includes calculating an index related to a frequency region of the signal as the variation index. 3. The signal processing device according to claim 2, wherein the calculating includes calculating a ratio between a first peak and a second peak as the variation index, the first peak being highest and the second peak being second highest among peaks included in a spectrum of the signal. 4. The signal processing device according to claim 2, wherein the calculating includes calculating a size of an area of spectral distribution of the signal as the variation index. 5. The signal processing device according to claim 1, wherein the calculating includes calculating an index related to a time region of the signal as the variation index. 6. The signal processing device according to claim 5, wherein the calculating includes calculating, as the variation index, a standard deviation of time intervals between intersection points of a waveform of the signal and a plurality of straight lines parallel with a time axis. 7. The signal processing device according to claim 5, wherein the calculating includes calculating, as the variation index, a standard deviation of a difference in amplitude between adjacent extreme values in a waveform of the signal. 8. The signal processing device according to claim 5, wherein the calculating includes calculating correlation coefficients between a waveform of the signal and a duplicated waveform obtained by duplicating part of the signal in a predetermined time width while shifting the duplicated waveform, and calculating a maximum value of the calculated correlation coefficients as the variation index. 9. The signal processing device according to claim 1, the process further comprising: second generating, by using an error between the signal and an electrocardiographic signal corresponding to the signal, a determination model including a classification tree of a variation index and a threshold used for determination in the classification tree with which the highest percentage of correct answers are obtainable when the signal is classified into classes of good and poor based on a plurality of variation indices calculated at the calculating, whereinthe controlling includes controlling whether to output the signal in accordance with the determination model generated at the second generating by using the variation index calculated at the calculating. 10. The signal... | FUJITSU LIMITED | A61B005/024 G06K009/62 G06T007/00 G06K009/46 A61B005/0402 A61B005/00
US10248804 | B2 | 2019-04-02 | Fraudulent application detection system and method of use | 2015-01-30 | The present invention provides a system and a method for detecting or determining possible fraudulent information provided by a subject using the subject's behavioral biometric during an application filing process using an electronic input device. The method involves comparing the subject's electronic input device usage characteristic with a control electronic input device usage characteristic data to determine a fraud potential of the subject's input or answer to the question. | 1. A real-time fraud detection method during data entry in an electronic application filing process by a subject, said method comprising: passively collecting in real-time an electronic input device usage characteristic of a subject during said subject's data entry in an electronic application filing process;(ii) calculating a confidence score against a baseline model comprised of both the subject's electronic input device usage characteristic data and population input device usage characteristic data; and(iii) on the basis of the confidence score, determining in real-time a fraud potential of said subject by comparing said subject's electronic input device usage characteristic data with a control electronic input device usage characteristic data. 2. The method of claim 1, wherein said control electronic input device usage characteristic data comprises electronic input device usage characteristic data of non-fraudulent subjects, and wherein a difference in said subject's electronic input device usage characteristic data compared to said control electronic input device usage characteristic data is an indication of potential fraud by said subject. 3. The method of claim 1, wherein said control electronic input device usage characteristic data comprises electronic input device usage characteristic data of fraudulent subjects, and wherein no significant difference in said subject's electronic input device usage characteristic data compared to said control electronic input device usage characteristic data is an indication of potential fraud by said subject. 4. The method of claim 1, wherein said subject's electronic input device usage characteristic data is collected for each piece or type of information, and wherein said subject's electronic input device usage characteristic data for each piece of information represents a different behavioral biometric for said subject in a set of subject's behavioral biometrics. 5. The method of claim 4, wherein said control electronic input device usage characteristic data comprises said set of subject's behavioral biometrics excluding said subjects behavioral biometric for information being evaluated for fraud. 6. A fraud detection system for determining a potential for fraudulent information input by a subject during an electronic information input process, said system comprising: a behavioral biometric-based analysis system comprising: (i) a data input interception unit configured to intercept a subject's information input in response to a query using an electronic input device, wherein the data interception unit is configured to collect an electronic input device usage characteristic;(ii) a behavior analysis unit operatively coupled to said data interception unit to receive the collected input device usage characteristic; and(iii) a behavior comparison unit operatively coupled to said behavior analysis unit that calculates a confidence score against a baseline model comprised of control data, wherein the c... | THE ARIZONA BOARD OF REGENTS ON BEHALF OF THE UNIVERSITY OF ARIZONA BRIGHAM YOUNG UNIVERSITY | G06F021/62 A61B005/00 A61B005/16 G06F021/32 G06Q010/10
US10542924 | B2 | 2020-01-28 | Device, system and methods for measurement of pressures in the urinary tract | 2016-05-12 | A catheter for measuring pressure in the urinary tract of a patient includes a catheter body having a proximal and distal end. A plurality of lumens is formed in the catheter body, and an adaptor is coupled to the proximal end of the catheter body. The adaptor includes a port for each lumen. A first pressure sensor, typically including a balloon, is fluidically coupled to a first lumen and is configured and positioned to measure pressure in a urethra of the patient. A second pressure sensor, also typically including a balloon, is fluidically coupled to a second lumen and is configured and positioned on the catheter body to measure pressure in a bladder of the patient. An expandable retention member, which may be coupled to a third lumen, is positioned on the catheter body between the first and second expandable pressure sensors so that the catheter body may be retained at a selected location in the urinary tract to properly position the fluid pressure sensors in the bladder and urethra, respectively. | 1. A catheter for simultaneously measuring pressure at multiple locations in the urinary tract of a patient, the catheter comprising: a catheter body having a proximal and distal end and a plurality of lumens including at least a first, second and third lumen;the plurality of lumens configured so as to minimize an effect of a pressure change in one lumen of the plurality of lumens on a pressure in another lumen of the plurality wherein, each lumen of the plurality of lumens has sufficient stiffness or hoop strength such that a pressure change in one lumen of the plurality of lumens causes a 5% or less pressure change in another lumen of the plurality of lumens;an adaptor coupled to the proximal end of the catheter body, the adaptor including a plurality of ports including at least a first, second and third port for fluidic coupling to the plurality of lumens;a first pressure sensor fluidically coupled to the first lumen, the first pressure sensor configured and positioned on the catheter body to be positioned and measure pressure in a urethra of the patient;a second pressure sensor fluidically coupled to the second lumen, the second pressure sensor configured and positioned on the catheter body to be positioned and measure pressure in a bladder of the patient; andan expandable retention member fluidically coupled to the third lumen and positioned on the catheter body between the first and second pressure sensors, the expandable retention member configured when in an expanded state to retain the catheter body at selected location in the urinary tract in response to a physiological force exerted on at least a portion of the catheter. 2. The catheter of claim 1, wherein the at least a portion of the catheter includes at least one of the retention member, the catheter body, or the second pressure sensor. 3. The catheter of claim 1, wherein the physiological force corresponds to a hydrostatic pressure from fluid in the patient's bladder. 4. The catheter of claim 1, wherein the physiological force corresponds to a force resulting from a contraction of at least of the patient's bladder or a urethral sphincter of the patient. 5. The catheter of claim 1, wherein the retention member is configured to retain the catheter body in a selected position in the urinary tract during a contraction of at least one of the bladder or the urethra. 6. The catheter of claim 1, wherein the retention member is configured to retain the catheter body in a selected position in the urinary tract to keep the second pressure sensor positioned in the bladder and the first sensor positioned in the urethra in response to hydraulic pressure exerted on at least a portion of the catheter. 7. The catheter of claim 1, wherein the expandable retention member comprises an expandable balloon. 8. The catheter of claim 1, wherein at least one of the second pressure sensor or the first pressure sensor comprises an expandable member having an expanded and a non-expanded state, wherein t... | InCube Labs, LLC | A61B005/20 A61N001/05 A61B005/00 A61M025/00
US09737370 | B2 | 2017-08-22 | Patient reference tool | 2014-10-14 | A patient reference device is provided for use during a medical procedure. The patient reference device includes a housing having a back side and a front side, at least three tracking markers attached to the front side of the housing, the housing extending around the at least three tracking markers and beyond a horizontal plane defined by tops of the at least three tracking markers, the housing terminating at a substantially continuous edge, and a sterile cover attached to the substantially continuous edge of the housing for covering the housing and the tracking markers. | 1. A patient reference device for use during a medical procedure, the patient reference device comprising: a housing having a back side and a front side;at least three tracking markers attached to the front side of the housing, wherein the at least three tracking markers are comprised of passive reflective tracking spheres detectable by an infrared tracking camera;the housing extending around the at least three tracking markers and beyond a horizontal plane defined by tops of the at least three tracking markers, the housing terminating at a substantially continuous edge; anda sterile cover attached to the substantially continuous edge of the housing for covering the housing and the tracking markers. 2. The patient reference device according to claim 1, wherein the housing is attachable to a patient reference arm that is attachable to a Mayfield head clamp. 3. The patient reference device according to claim 1, wherein there are at least four tracking markers attached to the front side of the housing. 4. The patient reference device according to claim 1, wherein the housing is dome shaped with a flattened back side. 5. The patient reference device according to claim 1, further comprising a sensor attached thereto for providing a signal to a medical navigation system. 6. The patient reference device-according to claim 5, wherein the sensor includes at least one of an accelerometer, a strain gauge, and a force sensor. 7. The patient reference device according to claim 1, wherein the sterile cover includes a lens made of a substantially rigid and substantially transparent plastic. 8. The patient reference device according to claim 7, wherein the lens has the properties of an optical band pass filter. 9. The patient reference device according to claim 1, wherein the housing is substantially dome shaped with a flattened back side and the sterile cover is substantially round. 10. The patient reference device according to claim 1, further comprising: a seal located on the substantially continuous edge for forming a seal between the housing and the sterile cover. 11. The patient reference device according to claim 10, wherein the sterile cover further includes a sterile drape attached to the seal for covering the housing and wherein the sterile drape is configured to be attached to a patient reference arm. 12. A kit comprising parts that can be assembled to form the patient reference device according to claim 1, the kit including instructions for assembling the parts. 13. A medical navigation system, comprising: a tracking camera;a patient reference device for use during a medical procedure, the patient reference device having: a housing having a back side and a front side; andat least three tracking markers attached to the front side of the housing, wherein the at least three tracking markers are configured for interacting with the tracking camera;the housing extending around the at least three tracking markers and beyond a horizontal plane de... | SYNAPTIVE MEDICAL (BARBADOS) INC. | A61B034/20 A61B046/10 A61B005/06 A61B090/00 A61B017/00 A61B050/13
US09833181 | B2 | 2017-12-05 | Method and system for providing calibration of an analyte sensor in an analyte monitoring system | 2016-07-13 | Method and apparatus for providing calibration of analyte sensor including applying a control signal, detecting a measured response to the control signal, determining a variance in the detected measured response, and estimating a sensor sensitivity based on the variance in the detected measured response is provided. | 1. A method of processing analyte sensor signals, comprising: applying a poise voltage to an analyte sensor;while applying the poise voltage to the analyte sensor, applying a control signal to the analyte sensor;measuring a response signal based on the poise voltage and the control signal from the analyte sensor;estimating, with one or more processors, a sensor sensitivity based on a predetermined calculated correlation to a variance in the measured response; anddetermining a calibrated analyte value based on the estimated sensor sensitivity; wherein the control signal comprises a time-varying perturbation signal that provides for the analyte sensor a duty cycle and the variance is determined from a transient response of the analyte sensor to the control signal during the duty cycle. 2. The method of claim 1, wherein measuring the response signal includes determining a work electrode current signal. 3. The method of claim 1, wherein the control signal is a square-wave signal. 4. The method of claim 1, wherein the variance is determined from the difference in the measured response signal from the analyte sensor between a beginning and an end of an ‘on’ period of the control signal. 5. The method of claim 1, wherein estimating the sensor sensitivity includes retrieving a predetermined sensor sensitivity associated with the determined variance in the measured response. 6. The method of claim 5, wherein the determined variance comprises a number of analog to digital counts. 7. The method of claim 1, further including determining a validity of the estimated sensor sensitivity. 8. The method of claim 7, wherein determining the validity of the estimated sensor sensitivity includes comparing the estimated sensor sensitivity to a predetermined range. 9. The method of claim 1, wherein determining the calibrated analyte value includes applying the estimated sensor sensitivity to a signal received from the analyte sensor. 10. The method of claim 1, wherein the calibrated analyte value corresponds to an analyte level in bodily fluid under a skin surface. 11. A device, comprising: an analyte sensor;a processor; anda memory storing instructions which, when executed by the processor, cause the processor to: apply a poise voltage to the analyte sensor;while applying the poise voltage to the analyte sensor, apply a control signal to the analyte sensor;measure a response signal based on the poise voltage and the control signal from the analyte sensor;estimate, with the processor, a sensor sensitivity based on a predetermined calculated correlation to a variance in the measured response; anddetermine a calibrated analyte value based on the estimated sensor sensitivity; wherein the control signal comprises a time-varying perturbation signal that provides for the analyte sensor a duty cycle and the variance is determined from a transient response of the analyte sensor to the control signal during the duty cycle. 12. The device of claim 11, storing instructi... | Abbot Diabetes Care Inc. | A61B005/1495 A61B005/1468 A61B005/1473 A61B005/145 G01N027/327 A61B005/00
US09498137 | B2 | 2016-11-22 | Multi-function fitness scale with display | 2015-02-10 | Certain aspects of the instance disclosure are assessing a fitness of a user using a weighing scale apparatus. Specific embodiments concern an arrangement of devices configured and arranged to monitor physiological parameters while the user is standing on a platform region of the device, and communicate an assessed fitness to the user as feedback. Further specific embodiments concern methods of monitoring physiological parameters of a user using the apparatus, assessing the fitness of the user based on one or more of the physiological parameters, and communicating the assessed fitness to the user as feedback. | 1. A weighing scale apparatus, comprising: a platform region configured and arranged with an area for a user to stand;user-targeted circuitry configured and arranged to communicate user-specific data between the user and the user-targeted circuitry;a base unit configured and arranged to integratea support structure including the platform region and sensor circuitry therein, the platform region configured and arranged to engage the user with the sensor circuitry while the user stands on the platform region, and to collect physiological data from the user via the sensor circuitry, anda display configured and arranged with the support structure for displaying data through the platform region for view by the user while the user stands on the platform region, and being configured and arranged with the user-targeted circuitry to: monitor physiological parameters of the user while the user is standing on the platform region, the physiological parameters including user weight and at least one of the group selected from: body composition, hydration level, ballistocardiogram (BCG), impedance cardiogram (ICG), electrocardiogram (ECG), pulse wave velocity (PWV), photoplethysmogram (PPG), and recovery parameters; andcommunicate an assessed fitness indication to the user as feedback, wherein the assessed fitness indication is based on one or more of the physiological parameters of the user, and wherein the feedback includes at least one selected from the group consisting of: fitness training recommendations, cardiovascular assessments, user health and fitness profiles, dietary recommendations, notifications when one or more of the physiological parameters deviates from a prior-assessed user norm or other baseline/population norms; andinterface circuit driving the display, wherein the display is configured and arranged to output a signal indicative of the physiological parameters to the interface circuit and wherein the interface circuit, responsive to the output signal, is configured and arranged to track physiological parameters of the user over time, wherein the interface circuit is further configured to: receive exercise habits of the user from an external source;determine correlations to the user of benefits of changes in exercise habits based on the tracked physiological parameters; andoutput the determined correlations to the user-targeted circuitry arranged with the display. 2. The apparatus of claim 1, wherein the apparatus is in communication with at least one other sensor, and the apparatus uses data communicated from the at least one other sensor to monitor the one or more physiological parameters. 3. The apparatus of claim 1, wherein the physiological parameters comprises a rate of returning to at least one physiological parameter measured during a resting state of the user from at least one physiological parameter measured during an exertion state of the user. 4. A method comprising: monitoring physiological parameters of a user using a weighin... | Physiowave, Inc. | A61B005/00 A61B005/0205 G01G019/50 A61B005/11 A61B005/0245 A61B005/053 A61B005/0408 A61B005/024 A61B005/0402
US09491415 | B2 | 2016-11-08 | Methods, systems and devices for spinal surgery position optimization | 2015-10-05 | Three components are proposed, each having at its core a system for producing measurements of the relative motion of anatomical structures of mammals (the “measurement system”). The measurement system in this case would be comprised of an apparatus for imaging the joint of through a prescribed motion, and a process and mechanism for deriving quantitative measurement output data from the resulting images. The components of the present invention include: (1) a software device for reporting measurement output of the measurement system and for allowing users to interact with the measurement output data; (2) an apparatus and method for utilizing measurement output of the measurement system for therapeutic and surgical applications such as surgical navigation and patient positioning during a therapeutic procedure; and (3) an apparatus providing input image data for the measurement system that assists with the imaging of joints connecting anatomical regions that are in motion during operation. | 1. A system for producing optimized anatomical position data wherein the optimized anatomical position data is for use during spine surgery or during pre-operative planning, comprising a processor wherein the processor is configured to: receive one or more images of spinal anatomy generated by a medical imaging device;process measurements from the one or more images of the spinal anatomy to determine spatial relationships between vertebral bodies visible within an area of interest from the one or more images;determine for each of one or more spine joints targeted for a spinal fusion implantation procedure a projected optimal fixed segmental spatial relationship between vertebral body endplates of the one or more targeted spinal joints by (a) generating a projected post-surgical configuration for the spine anatomy by combining two data sets comprising: (1) the measurements of the spatial relationship between vertebral bodies, taken from among the spine joints that are not targeted for the implantation procedure, and excluding data from the targeted spine joints; and(2) the projected optimal fixed segmental spatial relationship between vertebral body endplates for each targeted spine joint,(b) creating a comparison between the generated projected post-surgical configuration and a reference configuration, and(c) determining the projected optimal fixed segmental spatial relationships based on this comparison; andgenerate optimized segmental anatomical position data for use during spine surgery or during pre-operative planning for the vertebral body endplates for the one or more targeted spine joints. 2. The system of claim 1 wherein the one or more images are received from a computer system in communication with the medical imaging device. 3. The system of claim 1 wherein the one or more spine joints are two or more vertebral bodies. 4. The system of claim 1 wherein the area of interest is two or more vertebral bodies. 5. The system of claim 1 wherein system is in communication with a surgical navigation system. 6. The system of claim 3 wherein the implant position optimization system generates an output data for use by the surgical navigation system. 7. The system of claim 3 wherein the surgical navigation system sets a spatial relationship between the implantable device and the one or more spine joints targeted for the implantation procedure. 8. The system of claim 1 wherein a user revises the generated anatomical position data for an implantable device. 9. The system of claim 1 a wherein the comparison between the generated projected post-surgical configuration and the reference configuration includes a consideration of spatial parameters collected from images of patients in standing postures. 10. A surgical optimization apparatus for producing optimized anatomical position data comprising: a user computing device having a machine readable medium stored on a non-transitory computer-readable medium configured to:provide feedback for a surg... | ORTHO KINEMATICS, INC. | H04N007/18 A61B005/11 G06F019/00 A61B005/107 A61B005/06 A61F002/44 G06T007/00 A61B006/00 A61B006/03 A61B005/00
US09492076 | B2 | 2016-11-15 | Dual focusing optical coherence imaging system | 2012-01-30 | The present invention relates to a dual focusing optical coherence imaging system. The dual focusing optical coherence imaging system includes: a light source unit for generating broadband light; a main optical distributor for distributing the light generated from the light source to allow the light to be propagated; an interference unit including first and second interference parts for forming interference signals with respect to different focused areas of an object to be detected using the light distributed from the optical distributor, and a common sample arm commonly connected to the first and second interference parts; an optical switch connected to the first and second interference parts to select at least one of the interference signals transmitted from the first and second interference parts; and a detection unit for converting the interference signal selected by the optical switch according to a preset mode into an electrical signal. | 1. A dual focusing optical coherence imaging system comprising: a light source unit for generating broadband light;a main optical distributor for distributing the light generated from the light source to allow the light to be propagated;an interference unit including first and second interference parts for forming interference signals with respect to different focused areas of an object to be detected using the light distributed from the optical distributor, and a common sample arm commonly connected to the first and second interference parts;an optical switch connected to the first and second interference parts to select at least one of the interference signals transmitted from the first and second interference parts; anda detection unit for converting the interference signal selected by the optical switch according to a preset mode into an electrical signal,wherein the first interference part comprises: a first optical distributor for receiving the broadband light distributed from the main optical distributor; a first sample arm comprising a first sample arm collimator for receiving the light distributed from the first optical distributor; and a first reference arm comprising a first reference arm collimator for receiving the light distributed from the first optical distributor other than the light distributed to the first sample arm, and a first reference mirror for reflecting the light incident from the first reference arm collimator to allow the reflected light to return to the first optical distributor,wherein the second interference part comprises: a second optical distributor for receiving the broadband light distributed from the main optical distributor; a second sample arm comprising a second sample arm collimator for receiving the light distributed from the second optical distributor; and a second reference arm comprising a second reference arm collimator for receiving the light distributed from the second optical distributor other than the light distributed to the second sample arm, and a second reference mirror for reflecting the light incident from the second reference arm collimator to allow the reflected light to return to the second optical distributor, andwherein the common sample arm comprises:a common arm optical distributor for reflecting the light transmitted from the first optical distributor and the second optical distributor through the first sample arm collimator and the second sample arm collimator;a common arm optical scanner for irradiating the light reflected from the common arm optical distributor toward the different focused areas of the object to be detected; anda common arm objective lens for focusing the light irradiated from the common arm optical scanner to allow the focused light to be irradiated onto the different focused areas of the object to be detected, and re-transmitting the light reflected from the different focused areas of the object to be detected to the common arm optical scanner. 2. The dual foc... | KOREA UNIVERSITY RESEARCH AND BUSINESS FOUNDATION | A61B003/14 A61B003/10 G01B009/02 A61B005/00
US09737226 | B2 | 2017-08-22 | ECG electrode connector | 2016-08-08 | Disclosed is an ECG electrode lead wire connector which provides improved electrical and mechanical coupling of the ECG electrode press stud to the lead wire and is suitable for use during imaging procedures such as, without limitation, CT scans or MRI. The connector assembly includes a housing having. An engagement member is pivotably disposed within the housing to retain the connector on an ECG electrode fixed to a patient's body, an arcuate stiffener is deposed between the engagement member and a pivot member and a radiolucent resilient member configured to bias the engagement member. | 1. A electrocardiogram (ECG) connector, comprising: a housing defining an opening and a cavity;an electrode that is disposed on a surface of the opening;a conductor configured to establish an electrical connection between the electrode and an ECG monitor;a saddle member that is positioned within the cavity and is offset from a surface of the opening;a resilient member that is positioned within the cavity and against a surface of the saddle member; andan engagement member that is positioned within the cavity and configured to rotate about a pivot under force imparted by the resilient member on the engagement member from interaction between the resilient member and the surface of the saddle member to electrically couple the electrode to a patient electrode and secure the patient electrode within the opening when positioned thereto, the pivot being offset from the saddle member within the cavity. 2. The ECG connector of claim 1, wherein the electrode is disposed along a surface of the cavity and in continuity with the surface of the opening. 3. The ECG connector of claim 2, wherein the electrode is fused to a surface of the cavity. 4. The ECG connector of claim 1, wherein the engagement member extends through a slot in the housing. 5. The ECG connector of claim 1, wherein the engagement member comprises a contoured pushbutton. 6. The ECG connector of claim 1, wherein the surface of the saddle member is configured to interact with the resilient member to mechanically load the resilient member to impart the force on the engagement member. 7. An electrocardiogram (ECG) connector assembly, comprising: a housing defining an opening and a cavity;a saddle member that is positioned within and is offset from a surface of the cavity; andan engagement member that is positioned within the cavity and configured to rotate about a pivot under force imparted by a resilient member on the engagement member from interaction between the resilient member and a surface of the saddle member to electrically couple an electrode within the housing to a patient electrode and secure the patient electrode within the opening when the patient electrode is positioned within the opening, the pivot being offset from the saddle member within the cavity. 8. The ECG connector assembly of claim 7, wherein the housing is formed of a non-conductive material. 9. The ECG connector assembly of claim 7, wherein the saddle member is distinct from the engagement member and the resilient member and is formed of a radiolucent non-conductive material. 10. The ECG connector assembly of claim 7, wherein the engagement member is distinct from the saddle member and the resilient member and is formed of a non-conductive material. 11. The ECG connector assembly of claim 7, wherein the resilient member is distinct from the saddle member and the engagement member and is formed of the radiolucent non-conductive material. 12. The ECG connector assembly of claim 7, further comprising: a conductor ... | Covidien LP | A61B005/0416 A61B006/03 A61B005/055 A61B090/00
US09480535 | B2 | 2016-11-01 | Magnetic resonance imaging (MRI) guided ablation | 2009-04-15 | Systems, methods, and other embodiments associated with tracking an ablative device and monitoring an ablation produced by the ablative device are described. One example method includes acquiring a magnetic resonance (MR) image of an ablative device inserted in a body and selectively controlling positioning of the ablative device based, at least in part on the MR image. The MR image may be continuously provided in real-time by an interventional MR imaging apparatus programmed to image using a tri-orthogonal plane sequence. The method may also include acquiring an MR image of an ablation performed by the ablative device, and selectively controlling the ablative device based, at least in part, on the MR image. The MR image may also be provided by the IMRI apparatus operating according to a tri-orthogonal plane sequence. In one example, the ablation may treat hypopharyngeal obstructive sleep apnea by reducing tongue base volume. | 1. An apparatus for treating hypopharyngeal obstructive sleep apnea associated with macroglassia in a patient, comprising: a laser ablative device including a cooled 2 cm diffusion tip neodymium-doped yttrium aluminium garnet (Nd:YAG) laser fiber;a processor that is programmed to: (i) receive a continuous real-time signal produced by continuous real-time imaging performed by a magnetic resonance imaging (MRI) apparatus,(ii) control a position of the laser fiber ablative device inserted in the tongue of the patient as a function of the continuous real-time signal from the interventional MRI apparatus, where controlling the position includes advancing the laser ablative device towards a midline plane between lingual arteries of the tongue and stopping the laser ablative device short of a surface mucosa;(ii) monitor an ablation performed in the tongue by the laser fiber ablative device as the function of the continuous real-time signals, where the ablation reduces the mass of the tongue to treat hypopharyngeal obstructive sleep apnea (OSA) associated with macroglossia by forming a large therapeutic-type laser ablation in the tongue, and(iii) control the operation of the laser ablative device based, at least in part, on a signal, the signal being a function of an analysis of the continuous real-time signal produced by continuous real-time imaging performed by the MRI apparatus to treat hypopharyngeal obstructive sleep apnea associated with macroglassia in the patient, where the analysis analyzes a size of a lesion formed by the laser ablative device, a location of the lesion formed by the laser ablative device, a shape of the lesion formed by the laser ablative device, a rate of change of the size of the lesion formed by the laser ablative device, and a rate of change of the shape of the lesion formed by the laser ablative device, andwhere controlling the operation of the laser ablative device includes controlling a wattage at which the laser ablative device operates to ablate tissue or a time for which the laser ablative device operates. 2. The apparatus of claim 1, where the processor is further configured to control the interventional MRI apparatus to produce a tri-orthogonal TrueFISP pulse sequence to track the laser ablative device and where the tri-orthogonal TrueFISP pulse sequence facilitates visualizing the laser ablative device in three dimensions while inserted in the tongue. | CASE WESTERN RESERVE UNIVERSITY | A61B005/05 A61B018/20
US09480409 | B2 | 2016-11-01 | Sensing probe comprising multiple, spatially separate, sensing sites | 2013-03-04 | A single sensing probe comprising multiple, spatially separate, sensing sites is utilized to sense neural activity. The sensing probe includes multiple conductors each with multiple sensing sites in a fixed geometric arrangement. The sensing probe is configured to comprise multiple combined sensing sites in polytrode configuration. By appropriately combining the wire groupings at each combined sensing site, activity sensed from a single wire with multiple sensing sites, can be coupled with other wires to unmix signals from the spatially separate sites and leverage the power of combinatorics to maximize total recording bandwidth and single neuron/unit yield per wire and per probe. | 1. A method comprising: detecting signals via a sensing probe comprising a plurality of electrical conductors, wherein each conductor of the plurality of electrical conductors comprises a plurality of sensing sites, spatially separate combined sensing sites are formed from the plurality of sensing sites by proximate portions of multiple electrical conductors of the plurality of electrical conductors, and no two combined sensing sites are formed by a same combination of electrical conductors, and wherein the detected signals are indicative of neural activity; andcombinatorially unmixing the detected signals to determine a source of the neural activity, wherein a configuration of the plurality of electrical conductors of the sensing probe is application configurable. 2. The method of claim 1, wherein the plurality of electrical conductors is configurable in situ. 3. The method of claim 1, wherein a mechanical property of the sensing probe is adjustable in situ. 4. The method of claim 1, further comprising: configuring proximate portions of all electrical conductors of the plurality of electrical conductors to form at least one combined sensing site of the combined sensing sites. 5. The method of claim 1, wherein: at least one combined sensing site of the plurality of combined sensing sites comprises a polytrode electrode. 6. The method of claim 1, wherein at least one combined sensing site of the plurality of combined sensing sites comprises a tetrode electrode. 7. The method of claim 1, wherein at least one combined sensing site of the plurality of combined sensing sites comprises a triode electrode. 8. The method of claim 1, wherein at least one combined sensing site of the plurality of combined sensing sites comprises a stereotrode electrode. 9. The method of claim 1, wherein the plurality of electrical conductors is formed as a braid. 10. The method of claim 1, wherein the sensing probe comprises a biodegradable element surrounding at least a portion of the plurality of electrical conductors. 11. The method of claim 10, wherein responsive to degradation of the biodegradable element, a geometric structure of the plurality of electrical conductors varies. 12. A method comprising: detecting signals via a sensing probe comprising a plurality of electrical conductors, wherein each conductor of the plurality of electrical conductors comprises a plurality of sensing sites, spatially separate combined sensing sites are formed from the plurality of sensing sites by proximate portions of multiple electrical conductors of the plurality of electrical conductors, and no two combined sensing sites are formed by a same combination of electrical conductors, and wherein the detected signals are indicative of neural activity; andcombinatorially unmixing the detected signals to determine a source of the neural activity, wherein a mechanical property of the sensing probe is application adjustable. 13. The method of claim 12, wherein the mechanical prop... | Drexel University | A61B005/04 G01D021/00 A61B005/00
US09480405 | B2 | 2016-11-01 | Photodynamic diagnosis apparatus, photodynamic diagnosis method and device | 2013-07-02 | There is provided a photodynamic diagnosis apparatus including a light source for generating a light pulse having a time width shorter than a fluorescence lifetime of a photosensitizer, and a detector for measuring a time change waveform of the fluorescence to the light pulse. | 1. A photodynamic diagnosis apparatus, comprising: a light source for generating a light pulse having a time width shorter than a fluorescence lifetime of a photosensitizer; anda detector for measuring a fluorescence generated when the light pulse excites the photosensitizer,wherein the detector is configured to measure a time change waveform of the fluorescence to the light pulse,wherein a plurality of the time change waveforms are integrated and averaged per repetition frequency, andwherein a diagnosis index about at least one of a tumor staging or an invasion degree is provided based on the integrated time change waveforms of the fluorescence to the light pulse measured by the detector. 2. The photodynamic diagnosis apparatus according to claim 1, further comprising: a controller for sequentially gaining the time change waveform of the fluorescence generated by the light pulse generated at the light source from the detector, integrating and averaging a plurality of the waveforms per repetition frequency, and gaining the fluorescence lifetime by subtracting a background signal from the waveform averaged. 3. The photodynamic diagnosis apparatus according to claim 1, wherein the detector includes a device for measuring the time change waveform of the fluorescence to the light pulse at a response speed higher than the fluorescence lifetime of the photosensitizer. 4. The photodynamic diagnosis apparatus according to claim 3, wherein the device is selected from the group consisting of: a streak camera, a photomultiplier, a CCD, a CMOS and a photodiode. 5. The photodynamic diagnosis apparatus according to claim 1, further comprising: a driving unit for generating a synchronization signal wherein:the synchronized signal is synchronized with an electric pulse for driving the light source and is delayed by the electric pulse,the light source generates the light pulse based on the electric pulse, andthe detector controls a light receiving duration of the fluorescence based on the synchronization signal. 6. The photodynamic diagnosis apparatus according to claim 1, further comprising: a dichroic mirror having high reflectance near a peak wavelength of the light pulse that reflects the light pulse from the light source, directs the light pulse to an object and transmits the fluorescence from the object;a long wavelength cut filter disposed at a light path between the light source and the dichroic mirror that blocks a wavelength longer than a peak wavelength of the light pulse; anda short wavelength cut filter disposed at a light path between the dichroic mirror and the detector that blocks a wavelength shorter than a peak wavelength of the photosensitizer. 7. The photodynamic diagnosis apparatus according to claim 1, wherein the detector is configured to measure the time change waveform of the fluorescence to the light pulse based on a synchronization signal. 8. The photodynamic diagnosis apparatus according to claim 1, wherein the detector is confi... | Sony Corporation | A61B006/00 A61B005/00 G01N021/64 A61B001/04
US09504399 | B2 | 2016-11-29 | Basket style cardiac mapping catheter having a flexible electrode assembly for sensing monophasic action potentials | 2013-06-28 | A system for sensing monophasic action potentials from endocardial tissue of a heart, includes: a plurality of flexible splines; an anchor for securably affixing the proximal portions of the splines; a tip for securably affixing the distal portions of the splines; and a polymeric member including opposed a first open end and a second open end defining an open lumen therein between, where at least one of the plurality of flexible splines is at least partially disposed within the lumen of the polymeric member; a flexible electrode assembly strip with two or more exposed electrodes oppositely disposed on at least a portion of the outer surface of the polymeric member. | 1. A system for sensing monophasic action potentials from endocardial tissue of a heart, comprising: a first elongate tubular member having a lumen, a proximal end and a distal end;a basket assembly comprising: a plurality of flexible splines having proximal portions, distal portions and medial portions therein between, wherein the splines comprise an outer surface, an inner surface and two side surfaces;a proximal anchor for securably affixing the proximal portions of the splines, wherein the anchor is securably affixed within the lumen of the elongate tubular member at the distal end of the first elongate tubular member;a tip for securably affixing the distal portions of the splines; anda polymeric member comprising opposed first and second open ends defining an open lumen therein between and an inner member surface and an outer member surface, wherein at least one of the plurality of flexible splines is at least partially disposed within the lumen of said polymeric member;a flexible electrode assembly strip having a longitudinal length with two or more laterally extending and staggered wings, each of said wings having an exposed electrode, the flexible electrode assembly strip being directly disposed on at least a portion of the outer surface of said polymeric member;wherein the flexible electrode assembly strip comprises: a polymeric substrate having an inner surface and an opposed outer surface;said two or more exposed electrodes directly disposed over at least part of the outer surface of the polymeric substrate; andtwo or more electrical traces directly disposed over at least a portion of the inner surface of the polymeric substrate or over at least a portion of the outer surface of the polymeric substrate, said two or more electrical traces being in electrical communication with said two or more exposed electrodes;wherein at least one of the two or more exposed electrodes is disposed over at least part of the outer surface of the polymeric member which is adjacent to the outer surface of the spline and the other of the two or more exposed electrodes is disposed over at least another part of the outer surface of the polymeric member which is adjacent to the inner surface of the spline;wherein the first opposed open end of the polymeric member is disposed at the distal spline portion of said at least one of the plurality of flexible splines at a position near to the distal tip and the second opposed open end of the polymeric member is secured to the proximal spline portion of said at least one of the plurality of flexible splines at a position near to the anchor;wherein medial portions of the polymeric member between said first opposed open end and said second opposed open end of the polymeric member are not secured to said medial portions of said at least one of the plurality of flexible splines;wherein the basket assembly has a radially expanded non-cylindrical shape; andwherein the splines comprise a superelastic material. 2. The system... | Topera, Inc. | A61B018/18 A61B005/042 A61B005/00 A61B018/14 A61B005/04 A61B018/00
US10314733 | B2 | 2019-06-11 | Sensor-based control of active wearable system | 2016-05-23 | An active wearable system includes a one or more positioning elements configured as a torso support and/or other wearable item, one or more sensors for sensing motion, posture, or gait of a subject, and at least one of force applying elements for applying force to selected regions of a body of a subject, and feedback device and other actuators, under the control of control circuitry responsive to sensed motion, posture or gait of the subject. In an aspect, force is applied according to spatial or temporal patterns. Related devices and methods are described. | 1. A system comprising: a wearable item including a plurality of actuators, each actuator configured to be positioned with respect to a localized region of a body of a subject;at least one landmark sensor adapted to sense a parameter indicative of a position of a landmark in or on the body of the subject and to produce at least one landmark position signal; andat least one positioning element adapted to be worn on the body of the subject and to position the at least one landmark sensor and the plurality of actuators with respect to the body of the subject, wherein each of the plurality of actuators is in a known position relative to the wearable item;at least one activity sensor adapted to detect an input indicative of a posture, gait or activity of the subject, and to generate an activity signal indicative of the posture, gait or activity of the subject; andcontrol circuitry including electrical circuitry for receiving from the at least one landmark sensor the at least one landmark position signal;electrical circuitry for receiving from the at least one activity sensor the at least one activity signal;signal processing circuitry for calculating a position of a target region on the body of the subject relative to the wearable item based on the at least one landmark position signal and on a known position of the target region relative to the landmark;signal processing circuitry for selecting at least one actuator positioned closest to the target region; andelectrical circuitry for generating an electrical control signal for controlling actuation of the at least one actuator based at least in part on the at least one activity signal. 2. The system of claim 1, wherein the signal processing circuitry for calculating the position of the target region on the body of the subject relative to the wearable item based on the at least one landmark position signal and on the known position of the target region relative to the landmark is configured to determine the position of the target region, wherein the target region is at the same location as the landmark. 3. The system of claim 2, wherein the signal processing circuitry for calculating the position of the target region on the body of the subject relative to the wearable item based on the at least one landmark position signal and on the known position of the target region relative to the landmark is configured to determine the position of the target region, wherein the target region is the landmark. 4. The system of claim 1, including one or more neural stimulator, muscle stimulator, or thermal stimulus source carried by the at least one positioning element. 5. The system of claim 1, wherein the at least one landmark sensor includes an electromagnetic transducer, an optical sensor, an infrared sensor, an acoustic sensor, an electrical transducer, a magnetic transducer, an ultrasound transducer, a micro-impulse radar sensor, or a temperature sensor. 6. The system of claim 1, wherein the at least one ... | Elwha LLC | A61F005/02 A61F005/03 A61N001/36 A61N001/08 A61B005/11 A61B005/01 A61F005/34 A61F005/01
US09491553 | B2 | 2016-11-08 | Method of audio signal processing and hearing aid system for implementing the same | 2014-08-20 | In a method of audio signal processing, a hearing aid system is configured to: collect sound information of a surrounding environment of the hearing aid system; capture an image of the surrounding environment of the hearing aid system; perform a directional signal processing operation on the sound information so as to generate an output audio signal; the output audio signal containing an extracted voice signal that comes from an area corresponding to a location of a target object in the image; and output the output audio signal. | 1. A method of audio signal processing to be implemented by a hearing aid system, the hearing aid system including an image capturing module, a sound pickup module, and a processor, said method comprising: (a) collecting, using the sound pickup module, sound information of a surrounding environment of the hearing aid system;(b) capturing, using the image capturing module, an image of the surrounding environment of the hearing aid system;(c) using the processor to perform a directional signal processing operation on the sound information collected by the sound pickup module so as to generate an output audio signal, the output audio signal containing an extracted voice signal that comes from an area corresponding to a location of a target object in the image captured by the image capturing module; and(d) outputting the output audio signal;wherein step (c) includes the following sub-steps of: (c1) identifying, using the processor, presence of human face objects in the image captured by the image capturing module;(c2) determining, using the processor, object information corresponding respectively to the identified human face objects;(c3) determining, using the processor, a likelihood classification for each of the identified human face objects based on the object information corresponding thereto,wherein, for each of the identified human face objects, the likelihood classification is related to a likelihood of a person corresponding to the identified human face object being a target speaker; and (c4) selecting, using the processor, one of the identified human face objects as the target object, the selected one of the identified human face objects having the likelihood classification that indicates a relatively greater likelihood of the person corresponding thereto is a target speaker compared to other ones of the identified human face objects in the image. 2. The method of claim 1, wherein, in sub-step (c2), the object information for each of the identified human face objects includes at least one of the following: a relative depth of the identified human face object in the image relative to the hearing aid system;an included angle formed between a reference axis in the image and the location of the identified human face object in the image, the reference axis representing an axis of the image capturing module; andan angle by which the corresponding identified human face object is turned in the image. 3. The method of claim 1, wherein, in sub-step (c2), the object information includes relative depth information and relative orientation information for the corresponding identified human face object relative to the hearing aid system, different relative depths are pre-assigned with different weights, different relative orientations are pre-assigned with different weights, and the likelihood classification for each of the identified human face objects is determined with reference to the weights corresponding to the relative depth information and the r... |  | H04R025/00 H04N007/18 A61B005/117 G02C011/06 G10L015/25 G06K009/00 G10L021/0216
US20160324481 | A1 | 2016-11-10 | BLOOD GLUCOSE MANAGEMENT SYSTEM | 2016-05-07 | Methods and systems are disclosed for prompting a patient to take a blood glucose management action. A diabetes management application on a mobile device can receive diabetes-related information from the mobile device. The diabetes management application can identify a blood glucose management action prompt based on a comparison of the received diabetes-related information to one or more predetermined prompt criteria. The diabetes management application can generate a blood glucose management action prompt based on the blood glucose management action prompt condition. The diabetes management application can present the blood glucose management action prompt to the patient on a user interface of the mobile device. | 1. A method of diabetes management for a plurality of patients, comprising: receiving packages of patient diabetes information at a server of an automated collaborative care system, each package of patient diabetes information being provided by a diabetes management application on a mobile device of a patient and comprising a blood glucose measurement and context-related information of a patient, the context-related information including calendar information from a calendar application on the mobile device, activity information from an activity tracking application on the mobile device, nutrition information from a nutrition tracking application on the mobile device, image recognition information from an image recognition application on the mobile device, mobile device connectivity information from the mobile device, one or more patient-provided answers to one or more context-related questions, or combinations thereof;comparing the packages of patient diabetes information with one or more previously received packages of patient diabetes information for each patient with the server to determine a blood glucose measurement frequency for each patient;categorizing the plurality of patients into diabetes risk categories with the server, categorization of each patient being based on the patient's package of patient diabetes information, the patient's one or more previously received packages of patient diabetes information, and the patient's blood glucose measurement frequency;presenting patient information for at least some of the patients on a display of the automated collaborative care system with the server, the patient information including identity information for the patient, blood glucose measurement information for the patient, and the patient's diabetes risk category. 2. The method of claim 1, wherein the context-related information for at least one selected patient includes the one or more patient-provided answers to the one or more context-related questions, with the patient-provided answer(s) including an explanation by the selected patient(s) of the blood glucose measurement frequency of the selected patient(s). 3. The method of claim 1, wherein the calendar information includes an appointment scheduled near when the blood glucose measurement was received by the diabetes management application. 4. The method of claim 1, wherein the activity information includes an activity level near when the blood glucose measurement was received by the diabetes management application. 5. The method of claim 1, wherein the nutrition information includes food/drink consumed near when the blood glucose measurement was received by the diabetes management application. 6. The method of claim 1, wherein the mobile device connectivity information includes an indication that the mobile device has connected with another electronic device via short-range wireless communication protocol. 7. The method of claim 1, wherein the mobile device connectivity informat... |  | A61B005/00 A61B005/157 A61B005/145 A61B005/151 A61B005/11 A61B005/1171
US20160324469 | A1 | 2016-11-10 | SYSTEMS AND METHODS FOR QUANTIFICATION OF, AND PREDICTION OF SMOKING BEHAVIOR | 2016-07-18 | Devices, methods and systems are disclosed for assisting patients in behavioral modification and cessation programs aimed at terminating undesired behaviors such as smoking, alcohol use and others. Patient devices configured to be easily carried or worn including test units such as carbon monoxide blood level sensors with automated patient prompting for self-testing, analysis of test results and data logging are included in a networked system with a specifically designed treatment modality. Devices and methods disclosed are particularly suited to use in smoking cessation treatment and programs. | 1.-2. (canceled) 3. A method of quantifying an individual's smoking behavior, comprising: obtaining a plurality of samples of exhaled air from the individual over a period of time and recording a collection time associated with each sample of exhaled air;measuring an amount of exhaled carbon monoxide for each of the samples of exhaled air;compiling a dataset comprising the amount of exhaled carbon monoxide and the collection time for each sample of exhaled air;quantifying an exposure of exhaled carbon monoxide over an interval of time within the period of time; andidentifying trends with respect to peaks of smoking over the interval of time from the dataset. 4. The method of claim 3 further comprising displaying the exhaled carbon monoxide load. 5. The method of claim 3 wherein obtaining a plurality of samples of exhaled air comprises sequentially obtaining the plurality of samples of exhaled air. 6. The method of claim 3 wherein obtaining a plurality of samples of exhaled air comprises generating a signal to the individual to provide at least one sample of exhaled air. 7. The method of claim 3 wherein obtaining a plurality of samples of exhaled air comprises alerting the individual on a repeating basis to provide the sample of exhaled air over the period of time. 8. The method of claim 3 where measuring an amount of exhaled carbon monoxide comprises using a portable sensor. 9. The method of claim 3 wherein quantifying an exposure of exhaled carbon monoxide comprises correlating a function of exhaled carbon monoxide versus time over the period of time using the dataset. 10. The method of claim 3 further comprising altering a therapy provided to the individual in response to identified trends from the dataset. 11. The method of claim 3 further comprising receiving an input data from the individual and recording a time of the input. 12. The method of claim 11 where the input data comprises a behavioral information of the individual. 13. The method of claim 3 further comprising displaying a number of cigarettes avoided by the individual. 14. The method of claim 3 further comprising displaying a progress of the individual towards an abstinence trend. 15. The method of claim 3 further comprising displaying an observation of one or more lifestyle events of the individual respect to smoking behavior. 16. The method of claim 3 further comprising transmitting the amount of exhaled carbon monoxide and the collection time associated with each sample of exhaled air to an electronic device. 17. The method of claim 3 further comprising obtaining a result of a behavioral questionnaire from the individual and displaying the result of the behavioral questionnaire over the interval of time. 18. The method of claim 3 wherein identifying trends with respect to peaks comprises identifying trends in a smoking behavior with respect to at least one peak. 19. A method of quantifying an individual's smoking behavior, comprising: obtaining a plurality of s... |  | A61B005/00 A61B005/08 A61B005/1455
US09504855 | B2 | 2016-11-29 | Devices and techniques for cutting and coagulating tissue | 2015-03-20 | Various embodiments are directed to a method of driving an end effector coupled to an ultrasonic drive system of a surgical instrument. The method comprises generating at least one electrical signal. The at least one electrical signal is monitored against a first set of logic conditions. A first response is triggered when the first set of logic conditions is met. A parameter is determined from the at least one electrical signal. | 1. A method of driving an end effector coupled to an ultrasonic drive system of a surgical instrument, the method comprising: generating, by a generator, at least one electrical signal;monitoring the at least one electrical signal against a first set of logic conditions;triggering a first response of the generator when the first set of logic conditions is met;determining, from the at least one electrical signal, a parameter associated with the surgical instrument, the determined parameter being a rate of temperature change of the end effector assessed by calculating a frequency slope; andcomparing the frequency slope against a predetermined threshold. 2. The method of claim 1, wherein the rate of temperature change is a rate of cooling. 3. The method of claim 1, wherein the rate of temperature change is a rate of heating. 4. A method of driving an end effector coupled to an ultrasonic drive system of a surgical instrument, the method comprising: generating, by a generator, at least one electrical signal;monitoring the at least one electrical signal against a first set of logic conditions;triggering a first response of the generator when the first set of logic conditions is met; anddetermining, from the at least one electrical signal, a parameter associated with the surgical instrument, wherein the determined parameter is proportional to a frequency slope, and wherein the determined parameter is a rate of temperature change of the end effector. 5. The method of claim 4, wherein the rate of temperature change is a rate of cooling. 6. The method of claim 4, wherein the rate of temperature change is a rate of heating. 7. A device for driving an end effector coupled to an ultrasonic drive system of a surgical instrument, the device comprising: a generator configured to generate at least one electrical signal; anda control circuit, comprising: a processor; anda memory storing program instructions, which, when executed by the processor, cause the processor to perform the steps of: monitoring the at least one electrical signal against a first set of logic conditions;triggering a first response of the generator when the first set of logic conditions is met;determining, from the at least one electrical signal, a parameter associated with the surgical instrument, wherein the determined parameter is a rate of temperature change of the end effector assessed by calculating a frequency slope, andcomparing the frequency slope against a predetermined threshold. 8. The device of claim 7, wherein the rate of temperature change is a rate of cooling. 9. The device of claim 7, wherein the rate of temperature change is a rate of heating. 10. A device for driving an end effector coupled to an ultrasonic drive system of a surgical instrument, the device comprising: a generator configured to generate at least one electrical signal; anda control circuit, comprising: a processor; anda memory storing program instructions, which, when executed by the processor, cause... | Ethicon Surgery, LLC | H01L041/09 A61N007/00 A61B017/32 B06B001/02 G05B015/02 A61B005/053 A61B005/00 A61B017/00 A61B018/00
US09974484 | B2 | 2018-05-22 | Methods, devices and systems for sensor with removable nodes | 2016-07-18 | An integrated adhesive sensor array includes an adhesive a patch, a sensor hub, and a detachable sensor pod packaged as a unit. The patch may include a docking area for the detachable sensor pod. The detachable sensor pod may include at least one sensor and may be configured to be detached from the patch and applied to various locations on a body. The detachable sensor pod may send sensor data to the sensor hub via a wired link when on the patch and via a wireless link when detached from the patch. The sensor hub receives sensor data from the various sensors, and relays the data to a receiver. The sensor hub and detachable sensor pod may include indicators for communicating information. The sensor hub may include a power source for powering the sensor hub and a detachable sensor pod attached to the main sensor unit or patch. | 1. An integrated sensor array for measuring a physical or physiological parameter of a body, comprising: a patch configured to be attached directly to the body;a sensor hub coupled to the patch; anda detachable sensor pod configured to detachably couple to the patch,wherein: the patch comprises:sensor hub wiring electrically coupled to the sensor hub;a flexible layer mechanically coupled to the sensor hub and the sensor hub wiring; anda docking area configured to receive the detachable sensor pod when the detachable sensor pod is mechanically coupled to the patch, the docking area including a connector electrically coupled to the sensor hub wiring, the connector configured to electrically couple the detachable sensor pod to the sensor hub when the detachable sensor pod is mechanically coupled to the patch;the sensor hub is coupled with a first sensor and comprises: one or more wireless transceivers;a first energy storage element; anda controller coupled to the one or more wireless transceivers, the first sensor, the sensor hub wiring, and the first energy storage element, wherein the controller is configured to perform operations comprising wirelessly communicating, via the one or more wireless transceivers, with a receiver external to the integrated sensor array and wirelessly communicating, via the one or more wireless transceivers, with the detachable sensor pod; andthe detachable sensor pod comprises: a second sensor;a second energy storage element; anda wireless transmitter coupled to the second sensor and the second energy storage element, wherein the detachable sensor pod is configured to: be powered by the first energy storage element of the sensor hub, via the connector, when the detachable sensor pod is mechanically coupled to the patch; andwirelessly communicate, via the wireless transmitter, sensor readings obtained via the second sensor to the sensor hub when the detachable sensor pod is not mechanically coupled to the patch. 2. The integrated sensor array of claim 1, wherein: the sensor hub further comprises a first indicator coupled to the controller, the first indicator configured to generate a first stimulus; andthe controller is configured to induce the first indicator to generate the first stimulus in response to the sensor hub wirelessly communicating with the receiver. 3. The integrated sensor array of claim 2, wherein the first indicator is configured to generate a second stimulus; and the controller is configured to induce the first indicator to generate the second stimulus in response to the controller determining proper placement of the detachable sensor pod on a body when the detachable sensor pod is not mechanically coupled to the docking area. 4. The integrated sensor array of claim 3, wherein the first indicator is configured to generate a third stimulus; and the controller is configured to induce the first indicator to generate the third stimulus in response to the controller determining improper placement of the ... | QUALCOMM Incorporated | A61B005/00 A61B005/11
US10194994 | B2 | 2019-02-05 | Systems and methods for orientation independent sensing | 2016-05-11 | A system and method for obtaining an OIS coordinate frame comprising an electronic control unit configured to determine a local 3D electric field loop, create a zero mean version of E(t) over a depolarization interval, compute an Ė value at each of a plurality of time intervals, compute an initial estimate of ŵ from a cross product of E and the Ė value for each of the plurality of time intervals, average the initial estimate of ŵ from each of the plurality of time for a best estimate of ŵ, determine a plurality of â(θ) values and using the corresponding {circumflex over (n)}(θ) values, compute a composite match score, and choose at least one best value for â and a best value for {circumflex over (n)}. | 1. A system for obtaining an OIS coordinate frame within a heart, comprising: a catheter comprising a plurality of closely spaced electrodes; andan electronic control unit configured to:receive a plurality of signals from the plurality of closely spaced electrodes;determine a local 3D electric field loop;create a zero mean version of E(t) over a depolarization interval;compute an Ė value at each of a plurality of time intervals;compute an initial estimate of ŵ from a cross product of E and the Ė value for each of the plurality of time intervals;average the initial estimate of ŵ from each of the plurality of time for an estimate of ŵ;determine a plurality of â(θ) values and choosing a corresponding {circumflex over (n)}(θ) value for each of the plurality of â(θ) values;compute a composite match score; andchoose at least one value for â and a value for {circumflex over (n)}outputting at least one of the estimate of ŵ and at least one value for â and a value for {circumflex over (n)}. 2. The system of claim 1, wherein the electronic control unit is further configured to compute at least one of OIS omnipole signals comprising En, Ea, and Ew. 3. The system of claim 2, wherein the electronic control unit is further configured to compute at least one amplitude from the at least one OIS omnipole signals. 4. The system of claim 3, wherein the electronic control unit is further configured to compute a conduction velocity vector from the at least one OIS omnipole signals and the at least one amplitude. 5. The system according to claim 1, wherein the electronic control unit is further configured to filter all of a plurality of unipolar signals, a plurality of catheter bipoles, and the 3D E-field loop before determining the local 3D electric field loop and the OIS coordinate fame of {circumflex over (n)}, â, and ŵ. 6. The system according to claim 1, wherein the electronic control unit is further configured to determine a catheter force related surface distension through the value for {circumflex over (n)}. 7. The system according to claim 1, wherein the electronic control unit is further configured to determine whether a high quality OIS signal is present within the local 3D electric field loop. 8. The system according to claim 1, wherein the electronic control unit is further configured to weight a plurality of points within the local 3D electric field loop. 9. A method for obtaining an OIS coordinate frame within a heart, comprising: receiving a plurality of signals from a plurality of closely spaced electrodesdetermining a local 3D electric field loop;creating a zero mean version of E(t) over a depolarization interval;computing an Ė value at each of a plurality of time intervals;computing an initial estimate of ŵ from a cross product of E and the Ė value for each of the plurality of time intervals;averaging the initial estimate of ŵ from each of the plurality of time for an estimate of ŵ;determining a plurality of â(θ) values and choosing a corres... | St. Jude Medical, Cardiology Division, Inc. | A61B005/05 A61B034/20 A61B005/00 A61B005/042 A61B018/14 A61B005/04 A61B018/00 A61B090/00 A61B017/00
US10127357 | B2 | 2018-11-13 | Mobile monitoring and patient management system | 2016-05-18 | A patient management system is provided herein. The system can include: communications circuitry configured to receive first physiological information relating to a first at least one patient from at least one therapeutic medical device and second physiological information relating to a second at least one patient from at least one monitoring medical device. The system further includes a computing device, which can include a user interface. The user interface can be configured to display the first and second physiological information according to a user selection. | 1. A patient management system, comprising: communications circuitry configured to receive first physiological information relating to a first at least one patient from at least one therapeutic medical device comprising treatment information for at least one treatable event identified for the first at least one patient by the at least one therapeutic medical device, andreceive second physiological information relating to a second at least one patient from at least one monitoring medical device comprising patient-related event information for at least one patient-related event identified for the second at least one patient by the at least one monitoring medical device; anda computing device comprising a user interface communicatively coupled to the communications circuitry, the user interface configured to, according to a user selection, display the first physiological information relating to the first at least one patient from the at least one therapeutic medical device comprising the treatment information for the at least one treatable event, anddisplay the second physiological information relating to the second at least one patient from the at least one monitoring medical device comprising the patient-related event information for the at least one patient-related event. 2. The patient management system of claim 1, wherein the at least one therapeutic medical device comprises at least one of: a portable defibrillator, a wearable defibrillator, a cardiac pacing device, a portable ventilator, a cardiopulmonary resuscitation system, and combinations thereof. 3. The patient management system of claim 1, wherein the at least one monitoring medical device comprises at least one of: a mobile cardiac monitoring device, a patient weight monitor, a blood glucose monitor, a pulse oximeter, a blood pressure monitor, and a patient movement detector. 4. The patient management system of claim 1, wherein the first physiological information further comprises, for the at least one treatable event identified for the first at least one patient, a record of whether a patient response was received from the first at least one patient by the therapeutic medical device, and wherein displaying the first physiological information comprises displaying at least one indication that the patient response was received. 5. The patient management system of claim 1, wherein the patient-related event comprises a cardiac event of the second at least one patient identified by the at least one medical monitoring device. 6. The patient management system of claim 1, wherein the computing device is configured to run at least a first instance of an application for viewing patient reports based on at least one of the first physiological information and the second physiological information. 7. The patient management system of claim 6, wherein the first instance is configured to display information based on the first physiological information and a second instance of the application is... | ZOLL Medical Corporation | G06F019/00 A61N001/39 A61N001/372 G06Q050/22 G16H010/60 A61B005/021 A61B005/11 A61B005/00 A61B005/024 A61B005/145 A61B005/1455 A61M016/00
US09491206 | B2 | 2016-11-08 | Simple video communication platform | 2015-03-27 | A system offering simplified bi-directional video communication between a user and a device of a pre-configured one or more persons of interest includes a touch display with a pictorial representation of each of the one or more persons of interest. The touch display is configured to establish the bi-directional video communication with a selected one of said persons of interest in response to a single touch of the pictorial representation of the selected one of the persons of interest. In one implementation, the system includes a monitoring device positioned to monitor one or more biometric parameters of the user, and saving the biometric data on a server for processing. | 1. A system offering one-touch bi-directional video communication between a user of a device and a pre-configured one or more persons of interest, said system comprising: a touch display with a fixed pictorial representation of each of the one or more persons of interest;a monitoring device positioned to monitor one or more biometric parameters of the user, said monitoring device in communication with said touch display, wherein said touch display transmits said biometric parameters to a database for processing by one or more of said persons of interest;wherein said touch display is configured to establish said bi-directional video communication with a selected one of said persons of interest in response to a single touch of the fixed pictorial representation of said selected one of said persons of interest. 2. The system of claim 1 further comprising: a signaling component based on Message Queue Telemetry Transport (MQTT) protocol, anda video communication component based on Real-Time Communication (RTC). 3. The system of claim 1 further comprising: wireless connectivity between said touch display and said monitoring device. 4. The system of claim 3 wherein said wireless connectivity is established using one or more of Bluetooth, Zigbee and WIFI. 5. The system of claim 1 wherein said fixed pictorial representations is programmed by a system administrator. 6. A method for establishing simplified bi-directional video communication between a user and of a device of and a pre-configured one or more persons of interest, said method comprising: displaying, via a touch display, a fixed pictorial representation of each of the one or more persons of interest;monitoring, via a monitoring device, one or more biometric parameters of the user;transmitting, via the monitoring device, said biometric parameters to the touch display;transmitting, via the touch display said biometric parameters to a database for processing by one or more of said persons of interest;establishing said bi-directional video communication with a selected one of said persons of interest in response to a single touch of the fixed pictorial representation of said selected one of said persons of interest. 7. The method of claim 6 further comprising: configuring, by a system administrator, said fixed pictorial representations. 8. The method of claim 1 further comprising: signaling a request to establish the bi-directional video communication using a Message Queue Telemetry Transport (MQTT) protocol, andin response to said signalling, enabling the bi-directional video communication using a Real-Time Communication (RTC) protocol. | Aetonix Systems | H04N007/15 H04L029/06 H04N007/14 H04N005/232 A61B005/00 G06F003/0488 G06F019/00
US10595816 | B2 | 2020-03-24 | System and method for tracking a penetrating instrument | 2014-12-16 | A system for tracking an instrument including an intraoperative transducer array configured to generate signals from array positions to generate real-time images of an area of interest. The instrument can be a penetrating instrument having a sensor mounted at a position of interest and being responsive to the signals from the array positions. A signal processing module can be provided and configured to determine a position and orientation of the instrument in accordance with the signals and to classify media of the position of interest based upon a response of the sensor to the signals from the array positions. An overlay module can be provided and configured to generate an overlay image registered to the real-time images to identify a position of the position of interest and provide feedback on the media in which the position of interest is positioned. A display can be provided and configured to provide visual feedback of the overlay image on the real-time images. | 1. A system for tracking a penetrating instrument, comprising: an ultrasound transducer array configured to generate ultrasound signals from a plurality of array positions and to provide one or more real-time images of an area of interest;a penetrating instrument having a body with at least one ultrasound transducer mounted at a position of interest on the body, the at least one ultrasound transducer being responsive to the ultrasound signals generated by the plurality of array positions;a signal processing module configured to determine a position and orientation of the penetrating instrument in accordance with the ultrasound signals generated by the plurality of array positions based upon a response of the at least one ultrasound transducer to the ultrasound signals generated by the plurality of array positions, the signal processing module being further configured to classify media in which the position of interest is positioned based on pulse-echo mode signals transduced by the at least one ultrasound transducer, wherein the pulse-echo mode signals are configured to measure acoustic characteristics of surrounding tissue;an overlay module configured to generate an overlay image registered to the one or more real-time images to identify a position of the position of interest and provide visual feedback on the classification of the media in which the position of interest is positioned; anda display configured to provide the visual feedback of the overlay image on the one or more real-time images. 2. The system as recited in claim 1, wherein the ultrasound transducer array includes ultrasound transducers and the one or more real-time images include two-dimensional images, the system further comprising: a three-dimension reconstruction module configured to reconstruct a three-dimensional image volume of the area of interest from the two-dimensional images. 3. The system as recited in claim 2, further comprising a registration module configured to register at least one of (i) two-dimensional real-time images to the three-dimensional image volume of the area of interest, or (ii) a reference image to the three-dimensional image volume of the area of interest. 4. The system as recited in claim 1, wherein the penetrating instrument includes a needle and the position of interest includes a distal tip of the needle. 5. The system as recited in claim 4, wherein the signal processing module is configured to classify a tissue type of the media and classification of the tissue type indicates when material should be injected through the needle into the media by indicating when a target tissue type for the material is reached by the penetrating instrument. 6. The system as recited in claim 5, wherein the tissue type is displayed in the overlay image to indicate to indicate when to inject material through the needle. 7. The system as recited in claim 1, wherein the at least one ultrasound transducer of the penetrating instrument is configured to measure t... | KONONKLIJKE PHILIPS N.V. | A61B008/00 A61B008/08 A61B008/12 A61B005/06 A61B034/20 A61B006/03 A61B017/34 A61B090/00
US09492100 | B2 | 2016-11-15 | Magnetic resonance imaging for detecting cardiac diseases | 2014-04-02 | The invention provides magnetic resonance imaging methods for detecting cardiac diseases including myocardial fibrosis. Specifically, the invention provides a magnetic resonance imaging (MRI) pulse sequence that could be used to perform magnetization transfer (MT) or chemical exchange saturation transfer (CEST) in the heart. | 1. A cardiac imaging method based on magnetic resonance data, said method comprising: selecting a magnetic resonance parameter to characterize a component in a cardiac tissue of a subject, said magnetic resonance parameter comprising magnetization transfer (MT) or chemical exchange saturation transfer (CEST);providing a pulse sequence to quantify said selected magnetic resonance parameter; acquiring a plurality of sets of signals from said component in said cardiac tissue of said subject;quantifying the acquired signals,wherein said pulse sequence employs a saturation module prior to a constant repetition time (TR) gradient echo readout module in order to encode MT or CEST effect into the steady state longitudinal magnetization within the readout module. 2. The method of claim 1, said component in said cardiac tissue is a collagen. 3. The method of claim 2, wherein said saturation module saturates the magnetization of collagen and allows magnetization transfer with surrounding water. 4. The method of claim 1, further comprising obtaining Z-spectra. 5. The method of claim 1, further comprising Obtaining a reference scan for a signal normalization. 6. The method of claim 1, further comprising correlating a fibrotic tissue spectrum with a healthy tissue spectrum. 7. The method of claim 6, further comprising characterizing the fibrotic tissue spectrum as the convolution of the normal spectrum with a Lorentzian distribution function (I(f). 8. The method of claim 1, further comprising detecting a CEST agent or reporter. 9. The method of claim 1, further comprising constructing an image based on the quantified data of the acquired signals. 10. A method for diagnosing, detecting, or monitoring a myocardial fibrosis based on a magnetic resonance imaging of a cardiac tissue, said method comprising: selecting a magnetic resonance parameter to characterize a component in said cardiac tissue, said magnetic resonance parameter comprising magnetization transfer (MT) or chemical exchange saturation transfer (CEST);providing a pulse sequence to quantify said selected magnetic resonance parameter;acquiring a plurality of sets of signals from said component in said cardiac tissue;quantifying the acquired signals,wherein said pulse sequence employs a saturation module prior to a constant repetition time (TR) gradient echo readout module in order to encode MT or CEST effect into the steady state longitudinal magnetization within the readout module. 11. The method of claim 10, wherein said myocardial fibrosis is associated with myocardial infarction. 12. The method of claim 10, wherein said myocardial fibrosis is a diffuse myocardial fibrosis. 13. The method of claim 10, wherein said myocardial fibrosis is a dense myocardial fibrosis. 14. A method for treating a myocardial fibrosis, the method comprising the method of claim 1. 15. A method for assessing the efficacy of an anti-fibrotic therapy, said method comprising: selecting a magnetic resonance param... | YEDA RESEARCH AND DEVELOPMENT CO. LTD. | A61B005/055 G01R033/56 A61B005/00
US10028702 | B2 | 2018-07-24 | Body-mountable devices with two layers | 2016-03-24 | A body-mountable device may include a first layer, a second layer, and an electronic structure. The first layer may include a first topographical feature, while the second layer may include a second topographical feature. The first topographical feature and the second topographical feature may be reciprocally-shaped. The second layer may be mounted on the first layer such that the first topographical feature interfaces with the second topographical feature, thereby mechanically securing the second layer to the first layer. The electronic structure, which may include an antenna, a sensor, and an electronic device, may be embedded in the second layer. In an example in which the body-mountable device is an eye-mountable device, the first layer may be a posterior lens, and the second layer may be an anterior lens. | 1. A method comprising: forming a first lens that has a first topographical feature;forming a second lens that has a second topographical feature, wherein embedded in the second lens is an electronic structure that comprises an antenna, a sensor, and an electronic device, and wherein the first topographical feature and the second topographical feature have reciprocal shapes; andmounting the second lens on the first lens such that first topographical feature interfaces with the second topographical feature, thereby mechanically securing the second lens to the first lens. 2. The method of claim 1, wherein the first lens is a posterior lens and the second lens is an anterior lens. 3. The method of claim 1, wherein the first topographical feature comprises a protrusion formed in an anterior side of the first lens, the second topographical feature comprises a cylindrical depression formed in a posterior side of the second lens, and a diameter of the depression is less than or equal to a diameter of the protrusion. 4. The method of claim 1, wherein first topographical feature is an annular ring formed on an anterior side of the first lens, the second topographical feature is an annular depression formed in a posterior side of the second lens, and a radial width of the annular depression is less than or equal to a radial width of the annular ring. 5. The method of claim 1, wherein a material of the first lens comprises a hydrogel and a material of the second lens comprises an elastomer. 6. The method of claim 5, wherein the material of the first lens comprises a silicone hydrogel. 7. The method of claim 5, wherein the material of the second lens comprises a silicone elastomer. 8. The method of claim 1, wherein a material of each of the first lens and the second lens comprises a hydrogel. 9. The method of claim 8, wherein the material of at least one of the first lens or the second lens comprises a silicone hydrogel. 10. The method of claim 1, wherein the first topographical feature is centrally-located on an anterior side of the first lens, and the second topographical feature is centrally-located on a posterior side of the second lens. 11. An eye-mountable device comprising: a first lens having a first topographical feature;a second lens having a second topographical feature, wherein the first topographical feature and the second topographical feature have reciprocal shapes, and wherein the second lens is mounted on the first lens such that the first topographical features interfaces with the second topographical feature, thereby mechanically securing the second lens to the first lens; andan electronic structure comprising an antenna, a sensor, and an electronic device, the electronic device being embedded in the second lens. 12. The eye-mountable device of claim 11, wherein the first lens is a posterior lens and the second lens is an anterior lens. 13. The eye-mountable device of claim 11, wherein the first topographical feature comprises ... | Verily Life Sciences LLC | G02C007/08 A61B005/00 A61B005/145 G02C007/04 A61B005/1486 G02C011/00 B29D011/00
US09480584 | B2 | 2016-11-01 | Medical device | 2014-12-23 | Novel devices and methods for implanting medical stents are provided. A novel apparatus, which may be in a first compressed position, may be inserted into the artery, such as by being positioned over a catheter. The apparatus may be expanded to a second position. In one embodiment, the apparatus is configured to expand away in two substantially opposing directions along a second axis away from the longitudinal axis. The second axis may be perpendicular to the longitudinal axis. The apparatus may include markers that are detectable to determine the orientation of the catheter or the apparatus and/or assist in the determination of the type or size of stent to utilize. | 1. An apparatus configured to be positioned within a passageway of a living being, the apparatus comprising: a structure configured to be selectively expanded from a first configuration to a second configuration, comprising: a first-stage outer wall having a length along a first axis, a depth along a second axis and a height along a third axis; andan expandable strut member configured to be selectively expanded along the second axis to a maximum expansion distance that is greater than the depth of the living passageway; wherein at the first configuration of the apparatus, the depth and a height of the first-stage outer wall form an outer perimeter of the apparatus that is less than an inner perimeter of the passageway of the living being, such that the length of the first-stage outer wall is configured to be maneuverable along a longitudinal axis of the passageway from a first location to a second location;wherein at the second configuration of the apparatus, the expandable strut member expands along the second axis until it reaches an interior surface of the passageway or a physical structure to form two opposing outer surfaces separated by a first inner diameter, wherein the first inner diameter is a distance that is less than the maximum expansion distance and further comprises a first plurality of markers that are each separated by a predetermined distance along the first inner diameter of the apparatus; andwherein the first plurality of markers are configured to be detected by an imaging device to allow an indication of an orientation of the apparatus and a diameter of the passageway. 2. The apparatus of claim 1, wherein the expandable strut member is a first expandable strut member, and the apparatus further comprises a second expandable strut member configured to be selectively expanded along the third axis to a maximum expansion distance that is greater than the depth of the living passageway, wherein at the second configuration of the apparatus, the first and the second expandable strut members each expand a distance that is less than their maximum expansion distance, and wherein the second expandable strut member comprises a second plurality of markers. 3. The apparatus of claim 2, wherein the maximum expansion distance of the first expandable strut member is not equal to the maximum expansion distance of the second expandable strut member. 4. The apparatus of claim 1, wherein the expandable strut member expands along a first direction and a second opposing direction. 5. The apparatus of claim 2, wherein the first plurality and the second plurality of markers are configured to be detected by an imaging device to allow an indication of an orientation of the apparatus and a diameter of the passageway. 6. The apparatus of claim 5, wherein at the second configuration, at least one marker is located at about each of the second axis outer surface and the third axis outer surface. 7. The apparatus of claim 1, wherein the apparatus is con... | RBKPARK LLC | A61F002/06 A61F002/844 A61B005/00 A61B005/107 A61B006/12 A61B006/00 A61F002/95
US09501704 | B2 | 2016-11-22 | Drowsiness estimation device, drowsiness estimation method, and computer-readable non-transient recording medium | 2013-10-04 | A drowsiness estimation device comprises an imaging unit 1, a regional temperature calculation unit 6, and a weighted subtraction unit 7. The imaging unit 1 obtains visible spectrum image data in a visible spectrum capture mode and obtains infra-red image data indicating a surface body temperature distribution for a subject's body in an infra-red capture mode. The regional temperature calculation unit 6 detects a temperature of an ocular center region within the surface body temperature distribution indicated by the infra-red image data. The weighted subtraction unit 7 applies a correction to a temperature parameter for drowsiness estimation, based on the detected ocular center region temperature. A drowsiness estimation for the user is then performed according to the corrected parameter. | 1. A drowsiness estimation device detecting a temperature parameter for a drowsiness estimation of a person subject to the drowsiness estimation, and performing the drowsiness estimation, the drowsiness estimation device comprising: acquisition circuitry acquiring visible spectrum image data obtained by capturing a plurality of images of the person with visible spectrum wavelengths, and surface body temperature distribution data obtained by measuring a temperature distribution of a body surface of the person;image processing circuitry specifying an ocular region center for the person by performing image processing on the visible spectrum image data; andcorrection circuitry detecting a temperature of the ocular region center in the surface body temperature distribution data for the person, and using the temperature of the ocular region center to apply a correction to the temperature parameter for the drowsiness estimation, whereinthe correction to the temperature parameter is performed by multiplying the temperature parameter by a first weighting coefficient and the temperature of the ocular region center by a second weighting coefficient, and subtracting a weighted temperature of the ocular region center from a weighted temperature parameter. 2. The drowsiness estimation device of claim 1, wherein the image processing circuitry specifies the ocular region center by detecting an outline of a cornea in a face region of the person appearing in the visual spectrum image data, and specifying an arc center as indicated by the outline of the cornea. 3. The drowsiness estimation device of claim 1, wherein the temperature parameter is a body temperature in a forehead region within a face region of the person appearing in the visual spectrum image data, andthe correction circuitry obtains the temperature parameter by detecting a forehead region temperature from the surface body temperature distribution data. 4. The drowsiness estimation device of claim 1, wherein the temperature parameter is a body temperature of a portion of a face region of the person appearing in the visual spectrum image data, excluding a mouth region and a hairline region, andthe correction circuitry obtains the temperature parameter by detecting a portion temperature in the face region excluding the mouth region and the hairline region, from the surface body temperature distribution data. 5. The drowsiness estimation device of claim 1, wherein the surface body temperature distribution data is infra-red image data made up of a plurality of pixels and having a predetermined resolution,the pixels of the infra-red image data are in correspondence with pixels of the visible spectrum image data, anda color component luminance of each of the pixels of the infra-red image data indicates an amount of infra-red radiation emitted by a corresponding portion of the body surface of the person appearing in the visual spectrum image data. 6. The drowsiness estimation device of claim 5, wherein ... | PANASONIC INTELLECTUAL PROPERTY CORPORATION OF AMERICA | G06K009/00 A61B005/01 A61B005/18 B60K028/06 A61B005/00
US09999744 | B2 | 2018-06-19 | Monitoring device and cognitive behavior therapy | 2016-06-28 | A user monitoring device system includes a user monitoring device with a microphone and sensors to determine air quality, sound level/quality, light quality and ambient temperature near the user. A movement detection device detects a user's movement information. The movement detection device and the monitoring system assist to determine user sleep information and sleep behavior information. The microphone records user movement sounds detected by the movement detection device. The movement detection device is configured to cause the microphone to stop recording user movement sounds when the movement sounds are not directed to a sleep related parameter. In response to determining user sleep information or sleep behavior information the system is used for treatment of sleep or psychiatric disorders. | 1. A user monitoring device system, comprising: a user monitoring device that includes a microphone and sensors to determine air quality, sound level and quality, light quality and ambient temperature near the user;a movement detection device configured to detect a user's movement information, the movement detection device configured to assist to determine user sleep information and sleep behavior information, the microphone configured to record user movement sounds detected by the movement detection device, and the movement detection device configured to cause the microphone to stop recording user movement sounds when the movement sounds are not directed to a sleep related parameter; anda telemetry system in communication with the movement detection device and the monitoring device, the telemetry system including a database of user sleep information or user behavior information used for treatment of sleep or psychiatric disorders,wherein in response to determining user sleep information or sleep behavior information the system is used for treatment of sleep or psychiatric disorders. 2. The system of claim 1, wherein the sleep disorders are associated with a psychiatric pathology and wherein the system is configured to detect or assist to detect sleep disorders or sleep disturbances that are related to at least one of insomnia, mood disturbances and psychiatric disorders. 3. The system of claim 2, wherein sleep and sleep related data collected relative to sleep disorders is used to provide analysis on an impact on treatment for the user. 4. The system of claim 1, wherein the user sleep information or sleep behavior information is used to classify a plurality of categories of sleep disorders associated with mental disorders selected from at least one of: mental disorders producing insomnia; depression; and anxiety. 5. The system of claim 1, wherein the user sleep information or sleep behavior information is used to detect polysomnographic abnormalities in sleep during a depressive or anxiety episode. 6. The system of claim 2, wherein detected insomnia is an indicator of a symptom of a manic episode. 7. The system of claim 1, wherein the user monitoring device system measures reduced total sleep time and sleep efficacy. 8. The system of claim 1, wherein the system is configured to analyze panic attacks. 9. The system of claim 1, wherein the system is configured to determine at least one of: a decline in sleep efficiency; sleep disruption; and a decline in the REM latency. 10. The system of claim 1, wherein the system is configured to determine personality disorders resulting from a detection of insomnia. 11. The system of claim 1, wherein the system is configured to monitors sleep or sleep changes for schizophrenic patients. 12. The system of claim 1, wherein a based training program (CBT) or a virtual reality therapy (VRT) treatments is used by the user monitoring device system. 13. The system of claim 12, wherein the CBT or VRT is use... | FITBIT, INC. | A61B005/00 A61M021/02 G06F019/00 A61B005/11 A61B005/16 A61B005/01 A61M021/00
US09498674 | B2 | 2016-11-22 | Elliptical prone exerciser | 2014-03-12 | An elliptical prone exerciser is disclosed, which comprises a frame (1), a front drive mechanism (3), a rear drive mechanism (4) and a damping wheel (2) arranged on the frame (1). The front drive mechanism (3) and the rear drive mechanism (4) are respectively arranged at a front end and a rear end of the frame (1). An output end of the front drive mechanism (3) and an output end of the rear drive mechanism (4) are respectively connected with the damping wheel (2). The front drive mechanism (3) is provided with a pair of movable hand support members (30), and the rear drive mechanism (4) is provided with a pair of movable knee support members (40). The pair of movable hand support members (30) and the pair of movable knee support members (40) move in an elliptical path. The elliptical prone exerciser is characterized by natural and coordinated motion, low impact and high safety. | 1. An elliptical prone exerciser, comprising a frame (1), a front drive mechanism (3), a rear drive mechanism (4) and a damping wheel (2) arranged on the frame (1), wherein the front drive mechanism (3) and the rear drive mechanism (4) are respectively arranged at a front end and a rear end of the frame (1), an output end of the front drive mechanism (3) and an output end of the rear drive mechanism (4) are respectively connected with the damping wheel (2), the front drive mechanism (3) is provided with a pair of movable hand support members (30), the rear drive mechanism (4) is provided with a pair of movable knee support members (40), wherein the pair of movable hand support members (30) and the pair of movable knee support members (40) move in an elliptical path and are configured to enable hands of a user to be positioned respectively on the pair of movable hand support members (30) and knees of the user to be positioned respectively on the pair of movable knee support members (40), while the user is positioned prone on the elliptical prone exerciser. 2. The elliptical prone exerciser according to claim 1, wherein the front drive mechanism (3) comprises a front-drive synchronous transmission pair (34) as well as a pair of front-drive swinging rods (31), a pair of front-drive connecting rods (32) and a pair of front-drive cranks (33) which are respectively arranged at opposing sides of the front-drive synchronous transmission pair (34); one end of each front-drive swinging rod (31) is articulated with a middle of the frame (1) while another end thereof is articulated with one end of the respective front-drive connecting rod (32); another end of each front-drive connecting rod (32) is articulated with the respective front-drive crank (33); the pair of front-drive cranks (33) is respectively connected with the front-drive synchronous transmission pair (34) and inputted with a rotating torque; an output end of the front-drive synchronous transmission pair (34) is connected with the damping wheel (2); and the pair of movable hand support members (30) is respectively arranged in a middle of each respective front-drive connecting rod (32). 3. The elliptical prone exerciser according to claim 2 wherein the pair of movable hand support members (30) respectively comprises a first gripping part (301) and a second gripping part (302) respectively arranged above and at the side of each respective front-drive connecting rod (32). 4. The elliptical prone exerciser according to claim 1, wherein the rear drive mechanism (4) comprises a rear-drive synchronous transmission pair (44) as well as a pair of rear-drive swinging rods (41), a pair of rear-drive connecting rods (42) and a pair of rear-drive cranks (43) which are respectively arranged at opposing sides of the rear-drive synchronous transmission pair (44); one end of each rear-drive swinging rod (41) is articulated with a middle of the frame (1) while another end thereof is articulated with one end of... | Lisha Zhou | A63B069/10 A63B022/06 A63B022/00 A61B005/22 A63B021/00 A63B069/00 A63B069/14 A63B021/22 A63B022/20 A61B005/024 A61B005/00
US09918702 | B2 | 2018-03-20 | System and method for monitoring health based on collected bodily fluid | 2016-07-06 | A medical kit for analysis of vaginal biological samples includes a sample collector, an extractor, and an assay cartridge. The sample collector is compressible and insertable in a vaginal canal for collecting biological samples, and includes a cup-shaped head configured to cradle a cervical os. The extractor includes a sample receptacle configured to receive the sample collector via an open end. The extractor includes a compression mechanism with a compression element that is movable inwards into the open end of the sample receptacle to apply a compression force in response to activation of a release element. The extractor further includes a reservoir in fluid communication with the sample receptacle, the reservoir receiving the biological samples from the sample collector in response to the compression force being applied within the sample receptacle. The assay cartridge has a docking mechanism configured to fluidly communicate with the reservoir of the extractor. | 1. A system for extracting and preserving components of a biological sample of a subject in their original state, comprising: a sample collector that non-invasively collects said biological sample from a vaginal canal of said subject, wherein said sample collector collects and retains said biological sample from said vaginal canal;an extractor comprising (i) a sample receptacle that receives said sample collector via an opening, (ii) a breakable buffer pouch comprising a buffer for preserving said components of said biological sample in their original state during storage or shipping of said biological sample for subsequent processing or analysis of said biological sample, wherein said breakable buffer pouch is separate from said sample receptacle and configured to release said buffer to contact said sample collector in said sample receptacle when said breakable buffer pouch is broken, and (iii) a collection reservoir that is in fluid communication with each of said sample receptacle and said breakable buffer pouch when said breakable buffer pouch is broken, wherein said collection reservoir receives a solution, said solution comprising said buffer from said breakable buffer pouch and said biological sample from said sample receptacle, when said sample collector is in said sample receptacle, wherein said collection reservoir is separate from said sample receptacle and said breakable buffer pouch; anda cartridge comprising a chamber that comes in fluid communication with said collection reservoir upon docking with said extractor, wherein upon said chamber coming in fluid communication with said collection reservoir, said solution comprising said buffer and said biological sample is subjected to flow from said collection reservoir to said cartridge. 2. The system of claim 1, wherein said sample collector comprises an absorbent-diffuse material that collects, retains, or releases said biological sample. 3. The system of claim 2, wherein said absorbent-diffuse material comprises one or more of a plant fiber material, a disposable material, a flushable material, a biodegradable material, and an organic material. 4. The system of claim 1, wherein said sample collector is insertable in said vaginal canal. 5. The system of claim 1, wherein said sample collector comprises a cup, a rod, a pad, or a threaded matrix. 6. The system of claim 1, wherein said extractor comprises a compression mechanism with a compression unit, wherein said compression unit is movable inwards into said sample receptacle to apply a compression force. 7. The system of claim 6, wherein said compression mechanism comprises a spring, threaded screw, lever, air-tight plunger, or manual push syringe that forces said compression element inwards into said sample receptacle in response to activation of said compression mechanism. 8. The system of claim 1, wherein said extractor further comprises a filter disposed between said sample receptacle and said collection reservoir. 9. The ... | NextGen Jane, Inc. | A61B005/00 A61B010/00 A61B010/02 A61B005/15 A61B005/157 A61F013/20 A61F013/472 A61M001/00 A61M039/24
US20160331326 | A1 | 2016-11-17 | FLEXIBLE NEURAL STRIP ELECTRODES, FLEXIBLE NEURAL RIBBON ELECTRODES AND COMPARTMENT BASED EMBEDDED NERVE TISSUE ELECTRODE INTERFACES FOR PERIPHERAL NERVES | 2016-02-15 | Embodiments in accordance with the present disclosure are directed to non-invasive or essentially non-invasive electrode structures, assemblies, and devices for sensing neural signals carried or produced by peripheral nerves, and/or applying stimulation signals to peripheral nerves. Electrode structures, assemblies, and devices in accordance with embodiments of the present disclosure include (a) flexible epineural strip electrode structures having one or more elongate electrode-carrying strips that can be adhered (e.g., glued) and/or sutured to a peripheral nerve; (b) flexible elongate ribbon electrode structures, which can be spirally wound about portions of a peripheral nerve's length such that microneedle and/or disc or stud type electrodes carried by the ribbon electrode structure are disposed in a helical arrangement about the peripheral nerve; and (c) an embedded nerve tissue—electrode interface having a tubular compartment containing adipose tissue that supports axonal tissue ingrowth and interfacing of ingrown axonal tissue with electrode microwires in the compartment. | 1. A flexible epineural strip electrode for a peripheral nerve, comprising: a single flexible substrate having a nerve interface portion and an electronics interface portion that extends away from the nerve interface portion, wherein the nerve interface portion includes an inner surface configured for direct placement upon the epineurium of the peripheral nerve, wherein the inner surface carries a set of exposed electrodes configured for contacting the epineurium of the peripheral nerve, wherein the electronics interface portion carries at least one set of electrical pads to which an electrical device distinct from the flexible substrate can be electrically coupled, and wherein the nerve interface portion and the electronics interface portion carry integrated circuit wiring by which the set of electrical contacts is electrically coupled to at least one set of electrical pads. 2. The flexible epineural strip electrode of claim 1, wherein the nerve interface portion includes a plurality of suture apertures formed therein by which the nerve interface portion is suturable to the peripheral nerve, another anatomical structure, or itself. 3. The flexible epineural strip electrode of claim 1, further comprising an integrated circuit chip, a flexible printed circuit (FPC), or a flexible flat cable (FFC) bonded to the at least one set of electrical pads, wherein the integrated circuit chip, the FPC, or the FFC corresponds to a neural amplifier or a neural stimulator. 4. The flexible epineural strip electrode of claim 1, wherein the flexible substrate comprises polyimide or parylene. 5. The flexible epineural strip electrode of claim 1, wherein the nerve interface portion comprises at least one flexible elongate strip. 6. The flexible epineural strip electrode of claim 5, wherein the nerve interface portion comprises a plurality of flexible elongate strips disposed in a parallel arrangement with respect to each other, wherein each flexible elongate strip includes an inner surface configured for direct placement on the epineurium of the peripheral nerve, and wherein the inner surface of each flexible elongate strip carries a plurality of exposed electrodes configured for contacting the epineurium of the peripheral nerve. 7. A flexible epineural strip electrode for a peripheral nerve, comprising: a single flexible substrate having a front side configured for facing away from the epineurium of the peripheral nerve and a back side configured for direct placement upon the epineurium of the peripheral nerve, wherein the front side carries a neural amplifier or neural stimulator, and wherein the back side carries a plurality of exposed electrodes configured for contacting the epineurium of the peripheral nerve. 8. The flexible epineural strip electrode of claim 7, wherein the flexible substrate includes a plurality of suture apertures formed therein by which the flexible substrate is suturable to the peripheral nerve, another anatomical structure, or itsel... |  | A61B005/00 A61N001/05 A61B005/04
US20160324466 | A1 | 2016-11-10 | MONITOR FOR SIDS RESEARCH AND PREVENTION | 2016-07-15 | Systems are described including a monitoring device dimensioned for placement on a human. The monitoring device can include a plurality of sensors for monitoring a sleep position, a temperature, a carbon dioxide level and a respiration of the human. The system can further including a processing unit coupled to the monitoring device, the processing unit capable of processing information from the plurality of sensors and performing an algorithm to determine the presence of a sudden infant death syndrome (SIDS) risk factor based on the information. | 1. A system comprising: a monitoring device dimensioned for placement on an infant, the monitoring device having a plurality of sensors for monitoring a sleep position, a change in the sleep position, a temperature, a change in the temperature, a carbon dioxide level, a change in the carbon dioxide level, a respiration, and a change in the respiration of the infant; anda processing unit coupled to the monitoring device, the processing unit capable of processing information from the plurality of sensors and performing an algorithm to identify a sequence of events, deduce a sleep state of the infant, and determined a risk level for sudden infant death syndrome (SIDS) based on the information. 2. The system of claim 1, wherein the carbon dioxide level sensor optically detects the carbon dioxide level. 3. The system of claim 1, wherein the processing unit is a local monitoring unit, the system further comprising a remote monitoring unit. 4. The system of claim 1, further comprising: a wireless network platform for onsite and remote monitoring. 5. The system of claim 1, wherein information from the plurality of sensors comprises a first set of data corresponding to a first sleep pattern of the infant and a second set of data corresponding to a second sleep pattern of the infant, and wherein the individualized algorithm is capable of comparing the first set of data to the second set of data to determine a difference between the first sleep pattern and the second sleep pattern. 6. The system of claim 1, wherein the risk level includes a low risk, an increased risk, a moderate risk, or a high risk, wherein the low risk is identified when the infant has a supine sleep position, a normal body temperature, less than about 1% carbon dioxide levels and normal airway flow;wherein the increased risk is identified when the infant has a) a supine sleep position, a rise of ≧0.5° C. in body temperature, less than about 1% carbon dioxide levels, and normal airway flow or b) a supine sleep position or a prone sleep position, a normal body temperature, less than about 1% carbon dioxide levels, and normal airway flow;wherein the moderate risk is identified when the infant has a) a supine sleep position, a normal body temperature, between about 1% to about 3.9% carbon dioxide levels, and normal airway flow, b) a supine sleep position, a rise of ≧0.5° C. in body temperature, between about 1% to about 3.9% carbon dioxide levels, and normal airway flow, c) a supine sleep position or a prone sleep position, a normal body temperature, between about 1% to about 3.9% carbon dioxide levels, and normal airway flow, or d) a supine sleep position or a prone sleep position, a rise of ≧0.5° C. in body temperature, between about 1% to about 3.9% carbon dioxide levels, and normal airway flow; andwherein the high risk is identified when the infant has ≧4% carbon dioxide levels. 7. The system of claim 1, wherein the processing unit is capable of processing the information about th... |  | A61B005/00 A61B007/00 A61B005/083 A61B005/08 A61B005/11 A61B005/01
US09775527 | B2 | 2017-10-03 | Method and apparatus for simulation of pressure transducer for measurement of blood pressure | 2015-05-12 | Disclosed is an apparatus, system, and method for utilizing a pressure transducer simulator that is configured for use with a pressure sensor device and a patient monitoring device. The pressure transducer simulator may be configured to generate a simulation of the output of an analog pressure sensing device to be compatible with the patient monitoring device. The simulation may be based upon a pressure signal received from the pressure sensor device. In one embodiment, the pressure transducer simulator includes a digital potentiometer that is configured to generate an analog signal based upon the pressure signal received from the pressure sensor device and wherein the digital potentiometer is configured to transmit the analog signal to the patient monitoring device. | 1. A pressure transducer simulator configured for use with a pressure sensor device and a monitoring device, the pressure transducer simulator configured to generate a simulation of the output of an analog pressure sensing device compatible with the monitoring device, wherein the simulation is based upon a pressure signal received from a pressure sensor device, the pressure transducer simulator comprising: a digital potentiometer configured to generate an analog signal based upon the pressure signal, wherein the digital potentiometer is configured to transmit the analog signal to the monitoring device; anda processor to implement a scaling function applied to the digital potentiometer based upon the pressure signal from the pressure sensor device and a reference excitation signal from the monitoring device to ensure the analog signal transmitted to the monitoring device is approximately equivalent to the pressure signal from the pressure sensor device. 2. The pressure transducer simulator of claim 1, wherein the digital potentiometer includes an adjustable wiper that is adjustable to select the resistance of the digital potentiometer. 3. The pressure transducer simulator of claim 2, wherein the processor determines a digital wiper setting for the adjustable wiper to select the resistance of the digital potentiometer. 4. The pressure transducer simulator of claim 3, wherein the processor implements an auto-zeroing command. 5. The pressure transducer simulator of claim 4, wherein, when the auto-zeroing command is implemented, the adjustable wiper is adjusted to set the resistance of the digital potentiometer such that the analog signal produced by the digital potentiometer and transmitted to the monitoring device is approximately zero. 6. The pressure transducer simulator of claim 3, wherein the processor implements an operate command. 7. The pressure transducer simulator of claim 6, wherein, after implementation of the operate command, the digital potentiometer produces an analog signal based upon the pressure signal from the pressure sensor device and the digital wiper setting and transmits the analog signal to the monitoring device, wherein the analog signal is approximately equivalent to the pressure signal from the pressure sensor device. 8. The pressure transducer simulator of claim 3, further comprising a buffer coupled to the digital potentiometer. 9. A method for simulating a pressure sensor device as an analog pressure sensing device to generate a simulation of the output of an analog pressure sensing device compatible with a monitoring device, wherein the simulation is based upon a pressure signal received from the pressure sensor device, the method comprising: configuring a digital potentiometer to generate an analog signal based upon the pressure signal;transmitting the analog signal to the monitoring device; andimplementing a scaling function applied to the digital potentiometer based upon the pressure signal from the pressure... | Edwards Lifesciences Corporation | A61B005/00 A61B005/021
US10537403 | B2 | 2020-01-21 | Passive RFID based health data monitor | 2016-05-23 | A wearable, wireless and battery-free continuous health monitor includes an RFID tag used as an On-Off Keying Device to measure the heart rate. The tag's returned signal strength variations are used to calculate the respiration rate. Machine learning algorithms are employed to determine the health parameters. | 1. A passive RFID health monitoring device, comprising: an antenna for receiving a continuous interrogation signal;a passive RFID chip coupled to the antenna comprising: a power harvester circuit coupled to the antenna that obtains power from the interrogation signal and converts it to direct current (DC) to provide operating power for at least one other circuit in the passive RFID chip;a health data amplifier circuit coupled to the power harvester circuit and having at least one port for receiving a cyclical health data signal from at least one sensor, the health data amplifier circuit operative to receive operating power from the power harvester circuit and use the power to amplify the received cyclical health data signal;a data detector circuit coupled to the health data amplifier circuit that receives the amplified cyclical health data signal and detects the occurrence of at least one event of interest in each cycle of the cyclical health data signal, and outputs a signal containing information of each detected event of interest; anda passive RFID tag coupled to an antenna and operative to output via the antenna a default continuous backscatter signal responsive to the received interrogation signal, the RFID tag coupled to the data detector circuit to receive the signal containing information of each detected event of interest, and further operative to modify the backscatter signal to include at least a portion of the information of each detected event of interest;wherein the cyclical health data signal includes at least one electrocardiographic (ECG) signal from at least one ECG sensor operationally coupled to a subject, the ECG signal containing information of the condition of the subject's heart;wherein the event of interest is the occurrence of the peak of a QRS Complex (R) in each cycle of the ECG signal;wherein the data detector is a heart rate detector that detects the peak of the R event in each cycle, the heart rate detector configured to output a pulsed binary waveform that switches from a first value to a second value when it detects the peak of the R event, remains at the second value for a predetermined duration, and returns to the first state at the end of the predetermined duration. 2. The device of claim 1, wherein the RFID tag does not output the continuous backscatter signal when the pulsed binary waveform has the second value, and does output the backscatter signal when the pulsed binary waveform has the first value. 3. The device of claim 1, wherein the cyclical health data signal includes a respiration signal that arises in at least one respiration sensor responsive to a cyclical motion caused by a subject's breathing, wherein: the health data amplifier circuit has at least one port for receiving the respiration signal from the at least one respiration sensor and amplifies the respiration signal;the data detector circuit is a respiration detector that receives the amplified respiration signal and detects the occurrence ... | Drexel University | A61B090/98 A61B005/00 A61B005/0456 A61B005/08 A61B005/0245
US20160317077 | A1 | 2016-11-03 | PATIENT PERMISSION-BASED MOBILE HEALTH-LINKED INFORMATION COLLECTION AND EXCHANGE SYSTEMS AND METHODS | 2016-07-11 | A suite of components comprising an objective measurement medical data collection device and a cohort database may standardize, simplify, and objectify clinical outcomes tracking, culminating in population health measurements within the restorative neurosciences such as Parkinson disease individuals diagnosed with a disease. A data collection device may comprise one or more of a gyroscope, an accelerometer, a locator, a camera and a magnetometer for collecting, for example, data related to tremors experienced by the individuals diagnosed with disease and receive instruction data responsive to evaluation of the collected data in relation to the cohort database. A related method collects objective measurements during phases of treatment such as preoperative symptomatology, probabilistic atlas linked targeting for neuromodulation, accountancy for gravitational effects of brain shift during surgery, measurements of movement and quality of life during supervised treatment and ongoing community and self-directed treatment and provides feedback to implants, intelligent devices and users thereof. | 1. Apparatus for intracranial surgery comprising a first catheter adapted for penetrating the cranium and comprising a delivery channel along its length for delivery of one of an infusion, implanting a device and implanting an electrode,a neuro-surgical drive for driving the catheter adapted to follow a predetermined intraoperative trajectory from a point of cranial entry to a first target point in the cranium, a digital imaging device for providing at least one digital image of the cranium during the intracranial surgery,a gravitational sensor for determining the relative position of components of a brain within the cranium with respect to gravity,wherein the first catheter is advanced within the cranium and the delivery channel is actuated for one of a first infusion, implanting a first device and implanting a first electrode, the first catheter being advanced further for one of a second infusion,implanting a second device and implanting a second electrode. 2. Apparatus for intracranial surgery as recited in claim 1, further comprising a second catheter having a different predetermined intraoperative trajectory adapted for penetrating the cranium at a different location and comprising a delivery channel along its length for delivery of one of an infusion, implanting a device and implanting an electrode. 3. Apparatus for intracranial surgery as recited in claim 1 wherein the neuro-surgical drive comprises a micro-drive having three degrees of freedom and a Ben-gun insert perpendicular to the predetermined intraoperative trajectory and parallel to the micro-drive. 4. Apparatus for intracranial surgery as recited in claim 1 wherein the digital imaging device comprises one of a CT scan, impedance spectroscopy, ultrasound and magnetic resonance imaging to orient the predetermined trajectory and locating the anterior and posterior commissure with respect to gravitational force applied to the cranium intraoperatively responsive to the gravitational sensor. 5. Apparatus for intracranial surgery as recited in claim 1 wherein the gravitational sensor comprises a handheld device including one of a gyroscope and an accelerometer. 6. Apparatus for intracranial surgery as recited in claim 4 wherein the digital imaging device is adapted to output a three dimensional volumetric scan of the cranium and included brain components. 7. Apparatus for intracranial surgery as recited in claim 6 for delivery of multiple collinear fluidic infusions having a desired predetermined three dimensional shape within the brain. 8. Apparatus for intracranial surgery as recited in claim 7 further comprising an automatic reporting system responsive to the three dimensional volumetric scan adapted to alert if a predefined infusion border of the desired three dimensional shape is reached. 9. Apparatus for intracranial surgery as recited in claim 6 wherein a time series of three dimensional volumetric scans of the cranium are output to a display device during the intracranial... |  | A61B005/00 A61B005/01 A61B005/0205 A61B005/06 A61B005/11 H04L029/06 A61N001/372 A61M005/142 A61M025/00 A61B034/20 G06F019/00 A61B005/145 A61N001/36
US20160331245 | A1 | 2016-11-17 | SEMI-AUTOMATIC SPHYGMOMANOMETER SYSTEM | 2016-07-26 | Various embodiments of a semi-automatic sphygmomanometer apparatus that automatically determines whether a vascular cuff is configured with a large volume or a small volume are disclosed. The semi-automatic sphygmomanometer apparatus includes a pump in fluid flow communication with the vascular cuff and a processor in operative communication with a pressure detector for detecting a first plurality of cuff pressures over a first plurality of times and a second plurality of cuff pressure over a second plurality of times. At any stage during the inflation cycle including partially inflated vascular cuffs prior to re-inflation of the vascular cuff, the processor calculates a first average cuff pressure based on the first plurality of cuff pressures and a second average cuff pressure based on the second plurality of cuff pressures and then subtracting the first average cuff pressure from the second average cuff pressure to determine a slope value which is compared against a boundary value to determine whether the vascular cuff is configured with a large volume or a small volume. | 1. A semi-automatic sphygmomanometer apparatus comprising: a motor in operative connection to a pump for generating air pressure;an inflationary button in operative connection with the motor for activating and terminating operation of the motor;an air pressure release trigger for releasing air pressure generated by the pump;an air outlet in fluid flow communication with the pump;a hollow tubing having a first end in fluid flow communication with the air outlet;an inflatable cuff in fluid flow communication with the hollow tubing for providing air pressure from the pump to the inflatable cuff;a pressure sensor in operative communication with the pump for detecting the degree of air pressure generated by the pump to the inflatable cuff; anda processor in operative communication with the pressure sensor for receiving data indicative of the air pressure generated by the pump to the inflatable cuff, wherein the processor is operable to determine whether the inflatable cuff is configured to have a large volume or a small volume prior to the inflatable cuff being re-inflated based on the processor determining whether a slope value between a first average cuff pressure (P2) detected by the pressure sensor over a first set of predetermined times and a second average cuff pressure (P3) detected by the pressure sensor over a second set of predetermined times is greater than or less than a boundary value, wherein the processor determines that the inflatable cuff has a large volume if the slope value P3−P2 is less than the boundary value and wherein the processor determines that the inflatable cuff has a small volume if the slope value P3−P2 is greater than the boundary value. 2. The semi-automatic sphygmomanometer apparatus of claim 1, wherein the processor calculates a boundary value based on a slope value between P3−P2 for the inflatable cuff configured to have the large volume and P3−P2 for the inflatable cuff configured to have the small volume. 3. The semi-automatic sphygmomanometer apparatus of claim 1, wherein the boundary value comprises a value that is two whole integers greater than P3−P2 for the inflatable cuff configured to have the large volume for a particular air pressure being applied to the inflatable cuff. 4. The semi-automatic sphygmomanometer of apparatus claim 1, wherein the processor is in operative communication with a database in which a respective boundary value defined by P3−P2 is determined for a respective air pressure being applied to the inflatable cuff. 5. The semi-automatic sphygmomanometer apparatus of claim 4, wherein the respective air pressure ranges of the inflatable cuff is between 0 mmHG to 200 mmHg prior to re-inflation of the vascular cuff. 6. The semi-automatic sphygmomanometer apparatus of claim 1, wherein the boundary value calculated by the processor defines a slope defined by P3−P2 such that any boundary value below a value of 7 is determined by the processor to be the inflatable cuff configured with the lar... |  | A61B005/022 A61B005/0235
US09498114 | B2 | 2016-11-22 | Systems and methods for determining biomechanical properties of the eye for applying treatment | 2014-07-18 | A system for determining biomechanical properties of corneal tissue includes a light source configured to provide an incident light and a confocal microscopy system configured to scan the incident light across a plurality of cross-sections of corneal tissue. The incident light is reflected by the corneal tissue as scattered light. The system also includes a filter or attenuating device configured to block or attenuate the Rayleigh peak frequency of the scattered light, a spectrometer configured to receive the scattered light and process frequency characteristics of the received scattered light to determine a Brillouin frequency shift in response to the Rayleigh peak frequency being blocked or attenuated by the filter or attenuating device, and a processor configured to determine a three-dimensional profile of the corneal tissue according to the determined Brillouin frequency shift. The three-dimensional profile provides an indicator of one or more biomechanical properties of the corneal tissue. | 1. A system for measuring biomechanical properties of the eye to at least one of plan, implement, or assess treatments of the eye, the system comprising: a biomechanical measurement system, including: a light source configured to provide an incident light,a confocal microscopy system configured to direct the incident light at a plurality of sections of a target feature of the eye, the incident light being scattered by the plurality of sections of the target feature of the eye, anda spectrometer configured to receive the scattered light and process frequency characteristics of the received scattered light to measure a Brillouin frequency shift in the scattered light, the biomechanical measurement system being configured to determine biomechanical data based on the measured Brillouin frequency shift;a tomography measurement system configured to measure a tomography of the target feature of the eye and generate tomographic data indicative of the measured tomography;a registration system configured to determine registration data relating to one or more anatomical features;one or more processors communicatively coupled to the biomechanical system, the tomography system, and the registration system, the one or more processors including a processor clock; andone or more memory devices storing instructions that, when executed by the one or more processors, cause the one or more processors to: generate time stamp data, based on the processor clock, for each of the biomechanical data, the tomographic data, and the registration data;store the biomechanical data with the associated time stamp data in the one or more memory devices;store the tomographic data with the associated time stamp data in the one or more memory devices;store the registration data with the associated time stamp data in the one or more memory devices;for each of the biomechanical data, determine which of the registration data has the same associated time stamp data;for each of the tomographic data, determine which of the registration data has the same associated time stamp data; andgenerate three-dimensional voxel data by correlating each of the biomechanical data with each of the tomographic data determined to have the same associated registration data, each of the three-dimensional voxel data including an indication of at least one of the biomechanical data, at least one of the tomographic data, and at least one of the registration data. 2. The system according to claim 1, wherein the tomography measurement system includes a plurality of stereoscopic cameras. 3. The system according to claim 1, wherein the registration system is configured to image the one or more anatomical features of the eye and the registration data is indicative of the imaged one or more anatomical features of the eye. 4. The system according to claim 1, wherein one or more components of each of the biomechanical measurement system, the tomography measurement system, and the registration system are located in ... | Avedro, Inc. | A61B003/14 A61B003/00 A61B003/10 G02B027/00 G01J003/44 A61B003/107 A61B003/15 A61B005/00
US09486169 | B1 | 2016-11-08 | Ketone measurement system and related method with accuracy and reporting enhancement features | 2015-04-20 | A portable ketone measurement device measures ketone levels in breath samples or other bodily fluid samples of a user, and communicates the ketone measurements to an application that runs on a smartphone or other mobile device of the user. The application may communicate with, and report the measurements to, a remote server. One or more components of the system (e.g., the portable ketone measurement device, the mobile application, and/or the server) may, where appropriate, adjust the ketone measurements to compensate for ketone variations resulting from, e.g., the age of the user, a medical condition of the user, a missed medication event, or an interrupted sleep event. The application may, in some scenarios, withhold the display of a ketone measurement from the user until an authorization has been received from the server. | 1. A system for measuring a ketone in a breath of a user, the system comprising: a portable ketone measurement device that measures the ketone at a first location and generates a measurement signal indicative of the concentration of the ketone in a breath sample of the user, the portable ketone measurement device comprising a pump that moves the breath sample along a flow path to a ketone sensor, and comprising a wireless transceiver capable of wirelessly transmitting the measurement signal;a communications device located at the first location, the communications device configured to receive a wireless transmission of the measurement signal from the portable ketone measurement device, and to transmit the measurement signal; anda remote system disposed at a second location remote from the first location that receives the measurement signal from the communications device;at least one of the portable ketone measurement device, the communications device and the remote system comprising at least one processor that processes parameter data and generates a compensation factor for effecting a modification of the measurement signal to compensate for at least one of the following: (1) an age of the user, (2) a nutritional ketosis condition of the user, (3) a chronic obstructive pulmonary disease (COPD) condition of the user, (4) a missed medication event by the user, (5) an interrupted sleep condition of the user, (6) a diabetic ketoacidosis condition of the user. 2. A system as recited in claim 1, wherein the communications device comprises a smart phone. 3. A system as recited in claim 2, wherein the smart phone comprises a processor that is programmed to process the parameter data to obtain the compensation factor. 4. A system as recited in claim 1, wherein the parameter data comprises user-specific data. 5. A system as recited in claim 4, wherein the user-specific data comprises at least one of lifestyle data, physical data and pathophysiological data. 6. A system as recited in claim 1, wherein the remote system comprises storage that pre-stores a portion of the parameter data. 7. A system as recited in claim 6, wherein the remote system storage pre-stores the portion of the parameter data in the form of population data. 8. A system as recited in claim 1, wherein the portable ketone measurement device automatically transmits the measurement signal to the communications device upon generation of the measurement signal. 9. A system as recited in claim 1, wherein the communications device automatically transmits the measurement signal to the remote system upon receiving the measurement signal from the portable ketone measurement device. 10. A system as recited in claim 1, wherein the portable ketone measurement device comprises a breath input port configured to connect to a breath sample container. 11. A system as recited in claim 1, wherein the compensation factor is generated based on an age of the user. 12. A method of generating ketone meas... | Invoy Technologies, LLC | G01N033/48 A61B005/00 A61B005/145 A61B005/0205 G01N033/497 G01N033/49 G01N033/64 A61B005/08
US10228310 | B2 | 2019-03-12 | Flow through fluid sampling system and method of using same | 2015-01-12 | A flow through fluid sampling system includes a sample tube and a cap. The sample tube is configured to collect a sample of a fluid and has an open top. The cap is configured to be secured to the sample tube to close the open top. The cap includes an inflow port configured to allow fluid to enter the fluid sample tube, an outflow port configured to allow fluid to leave the sample tube. | 1. A flow through fluid sampling system comprising: a sample tube configured to collect a sample of a fluid and having an open top; anda cap having a body portion and configured to be secured to the sample tube to close the open top, the cap including: an inflow port extending through the body portion and configured to allow fluid to enter the fluid sample tube; andan outflow port extending through the body portion and configured to allow fluid to leave the sample tube as fluid enters the sample tube via the inflow port. 2. A flow through sampling system according to claim 1, wherein the inflow port is configured to be fluidly connected to a blood separation device of a plasmapheresis system. 3. A flow through sampling system according to claim 2, wherein the inflow port is configured to be fluidly connected to an outlet of the blood separation device. 4. A flow through sampling system according to claim 2, wherein the outflow port is configured to be fluidly connected to a plasma storage bottle. 5. A flow through sampling system according to claim 1, further comprising an occluder located within the cap, the occluder impinging the flow of fluid from the inflow port, thereby reducing mixing within the sample tube. 6. A flow through sampling system according to claim 1, wherein the cap further includes a chamber having a bottom wall, the chamber located between the inflow port and the sample tube. 7. A flow through sampling system according to claim 6, wherein the bottom wall includes a flow path extending therethrough, the chamber and the sample tube in fluid communication via the flow path. 8. A flow through sampling system according to claim 6, further comprising a vent channel extending through the cap, the vent channel configured to allow air from the sample tube to vent through the vent channel. 9. A flow through sampling system according to claim 8, wherein the vent channel includes a bacteriostatic filter. 10. A flow through sampling system according to claim 9, wherein the bacteriostatic filter is configured to stop air flow through the bacteriostatic filter when wet. 11. A method for collecting a sample of fluid comprising: connecting a flow through fluid sampling system to a line through which a fluid flows, the fluid sampling system including: a sample tube configured to collect a sample of a fluid and having an open top; anda cap having a body portion and configured to be secured to the sample tube to close the open top, the cap including: an inflow port extending through the body portion and configured to allow fluid to enter the fluid sample tube from the line; andan outflow port extending through the body portion and configured to allow fluid to exit the sample tube and re-enter the line as fluid enters the sample tube via the inflow port;flowing fluid through the line, at least a portion of the fluid flowing through the line entering the sample tube through the inflow port. 12. A method according to claim 11, wherein ad... | Haemonetics Corporation | G01N001/20 A61B005/15 B01L003/00 G01N001/38 A61B010/00 G01N033/49 G01N001/10
US09486368 | B2 | 2016-11-08 | Disposable hygienic article with means for diagnostic testing | 2013-12-05 | A disposable, wearable article can be used for collecting a sample and performing urinalysis. The article incorporates a test port feature to simplify this function. The test port has a resealable cover that can be used to selectively expose an aperture through the backsheet of the disposable article. The test port is used to position test devices, such as urine test strips to urine collected in the disposable article. | 1. An absorbent article, comprising: a liquid pervious topsheet having a proximal surface facing toward a user when the article is in use and a distal surface facing away from the user;an absorbent material positioned distally from the topsheet and extending across at least a portion of the topsheet distal surface;a liquid impervious backsheet positioned distally from the absorbent material and topsheet, the backsheet comprising a through aperture having a perimeter;a cover positioned on a surface of the backsheet and covering the backsheet aperture; anda separation layer non-releasably attached to the backsheet and extending at least partially across the backsheet aperture between the cover and the absorbent material;wherein the cover is releasably attached to the backsheet such that the backsheet aperture may be selectively uncovered without removing the absorbent article from the user. 2. The absorbent article of claim 1, wherein the separation layer comprises a porous non-woven material. 3. The absorbent article of claim 2, wherein the non-woven material is hydrophilic. 4. The absorbent article of claim 1, wherein the cover comprises a liquid impervious outer layer. 5. The absorbent article of claim 4, wherein the cover comprises a finger lift portion. 6. The absorbent article of claim 5, wherein the finger lift portion is formed by folding the outer layer upon itself along an edge of the cover. 7. The absorbent article of claim 4, wherein the cover further comprises a base layer positioned between and overlapping with at least a portion of the cover outer layer and a portion of the backsheet. 8. The absorbent article of claim 7, wherein the cover comprises a transparent material. 9. The absorbent article of claim 4, wherein the cover comprises a wetness indicator. 10. The absorbent article of claim 1 further comprising a resealable adhesive positioned between the cover and the backsheet. 11. The absorbent article of claim 1, wherein the backsheet aperture is a test port. 12. The absorbent article of claim 11, wherein the test port is adapted to accommodate placing an analysis device into the test port. 13. The absorbent article of claim 12, wherein the cover is adapted to close over the test port. 14. The absorbent article of claim 1, wherein the separation layer extends across the entire backsheet aperture. 15. The absorbent article of claim 1, wherein the separation layer is adhered to the backsheet around the entire perimeter of the backsheet aperture. 16. The absorbent article of claim 1, wherein the separation layer is intermittently adhered to the backsheet around the entire perimeter of the backsheet aperture. 17. The absorbent article of claim 16, wherein the separation layer is attached to the backsheet by an adhesive. 18. The absorbent article of claim 16, wherein the adhesive comprises an adhesive layer applied in a window frame shape around a perimeter of the separation layer. 19. The absorbent article of claim ... | Medline Industries, Inc. | A61F013/15 A61B005/145 A61B005/00 A61F013/514 A61F013/84 A61B010/00 A61F013/42 A61F013/45
US10993621 | B2 | 2021-05-04 | Contact-free physiological monitoring during simultaneous magnetic resonance imaging | 2015-02-02 | Devices and methods to measure and visualize the cardiac and respiratory signal of a human or animal subject during a magnetic resonance imaging (MRI) exam are described. This includes a video camera compatible with the MRI scanner, a means of transferring the video data away from the MRI scanner, a light source that illuminates the subject, and an algorithm that analyses the video stream and uses small image intensity changes and motion information to extract cardiac signal and respiratory signals of the subject. These methods make it practical to use optical tracking to monitor and correct for cardiac and respiratory motion during MRI, as well as provide basic patient monitoring with no physical contact to the subject. | 1. Apparatus for physiological monitoring of a patient in a magnetic resonance imaging (MRI) system, the apparatus comprising: an MRI compatible optical camera disposed within the MRI system and configured to observe a forehead of the patient;an MRI compatible optical source disposed within the MRI system and configured to illuminate the forehead of the patient;a processor configured to receive a video signal from the MRI compatible optical camera and to provide an output of physiological data obtained by automatic analysis of the video signal;wherein the physiological data includes at least respiration data derived from measurements of image motion in a head-feet direction of the patient in an optical image of skin of the patient's forehead in the video signal;wherein the image motion in the head-feet direction is determined by Fourier image processing of frames of a video sequence of the forehead of the patient;wherein the measurements of longitudinal image motion in the video signal include computing sub-pixel longitudinal image motion using a phase correlation method. 2. The apparatus of claim 1, wherein the physiological data further includes cardiac data derived from measurements of intensity changes in the video signal. 3. The apparatus of claim 2, wherein the measurements of intensity changes in the video signal include relative intensity measurement of two or more color channels. 4. The apparatus of claim 1, wherein the MRI compatible optical source provides visible light and wherein the MRI compatible optical camera is sensitive to the visible light. 5. The apparatus of claim 1, wherein the MRI compatible optical source provides infrared light and wherein the MRI compatible optical camera is sensitive to the infrared light. 6. The apparatus of claim 1, wherein the MRI compatible optical source includes a light emitting diode. 7. The apparatus of claim 1, wherein the processor is configured to provide a further output of an image that is enhanced to emphasize temporal changes. 8. The apparatus of claim 7, wherein the temporal changes are emphasized by color coding. 9. The apparatus of claim 7, wherein the temporal changes relate to cardiac activity. 10. The apparatus of claim 7, wherein the temporal changes relate to respiration. 11. The apparatus of claim 1, wherein the MRI system is configured to account for the physiological data during MRI scanning. 12. The apparatus of claim 1, wherein the MRI compatible optical camera and the MRI compatible optical source are configured as an integrated source-camera unit. | The Board of Trustees of the Leland Stanford Junior University | A61B005/02 A61B005/00 A61B005/055 A61B005/113 G01R033/28 G01R033/567 A61B005/11 A61B005/08
US09508091 | B2 | 2016-11-29 | Interactive property communication system | 2015-02-06 | Disclosed herein, among other things, are apparatus and methods for interactive property communication. In various embodiments, an interactive property communication system includes two or more property communication nodes (PCNs) each adapted for coupling to an electrical service. PCNs include a radio transceiver for communications with a broker service adapted for controlling communications with one or more PCNs. | 1. An interactive property communication system configured to communicate with at least one programming device and a plurality of property communication devices configured for placement and communications at various premises of a plurality of subscribers, the system comprising: a processor;a memory comprising instructions that cause the processor to execute: a broker service module, the broker service module including software configured to execute on a network and to control communications with one or more of the plurality of property communication devices at one or more individual premises of the various premises or the at least one programming device, wherein the broker service module acts as an interface configured to enable each subscriber of the plurality of subscribers or at least one authorized user access to a broker's website that offers goods and/or services, the broker service module including:a communications interface configured to receive content from a broker service acting as a third party that provides the goods and/or the services or acting as a broker to at least one third party that provides the goods and/or the services and to control communications with at least one of the plurality of property communication devices or the at least one programming device;a subscriber database including information about the plurality of subscribers;a secure programming interface to provide limited access to the subscriber database; anda content control module adapted to programmably control content of the communications with the one or more of the plurality of property communication devices or the at least one programming device, wherein the secure programming interface is adapted to receive advertising content control instructions from at least some of the plurality of subscribers in the subscriber database, wherein the content control module provides individualized advertising content management of the communications with each subscriber of the plurality of subscribers based on the content control instructions, wherein the memory comprises further instructions that cause the processor to:enable individualized communications with one or more of the plurality of property communication devices at one or more individual premises;authorize, in response to the received advertising content control instructions and input from one of the plurality of subscribers or an authorized user, the broker service to provide at least one advertising announcement to one or more of the plurality of subscribers or an authorized user; andcontrol receipt of the at least one advertising announcement, and wherein at least one of the plurality of property communication devices or the at least one programming device is configured to:receive information related to a location of one of the subscribers or an authorized user using at least one sensor, and control at least a portion of a handoff operation of the communication from the at least one property communication d... |  | G06F015/16 G06Q030/02 H04L012/24 G06F019/00 H04L012/28 H04M011/02 H04M011/08 G06Q030/06 G06Q050/16 A61B005/00 H04L029/06
US09504416 | B2 | 2016-11-29 | Smart seat monitoring system | 2014-07-03 | A seat monitoring system comprises a first layer of one or more fluid bladders packaged within a seat, a pump in fluid communication with the first layer, the pump operable to increase fluid pressure of each bladder within the first layer, an array of one or more sensors in fluid communication with the first layer and operative to sense pressure and pressure changes within each bladder within the first layer and a controller configured to: collect pressure data; determine from the pressure data a monitored parameter relevant to a subject in the seat; and change an aspect of the seat based on the monitored parameter. Methods of using the seat monitoring system can include determining a drowsiness threshold and altering a user that he or she is getting drowsy. | 1. A seat monitoring system comprising: a first layer of one or more fluid bladders packaged within a seat;a pump in fluid communication with the first layer, the pump operable to increase fluid pressure of each bladder within the first layer;an array of one or more sensors in fluid communication with the first layer and operative to sense pressure and pressure changes within each bladder within the first layer; anda controller configured to: collect pressure data;determine from the pressure data a monitored parameter relevant to a subject in the seat; andchange an aspect of the seat based on the monitored parameter; andan array of one or more actuators for controlling the first layer and configured to communicate with the controller and the pump;wherein the array of one or more actuators and the pump receive commands from the controller based on the monitored parameter to increase or decrease fluid pressure in one or more bladders within the first layer;wherein the array of one or more actuators is configured to selectively target a region of the first layer to increase or decrease fluid pressure in that region, the region including one or more fluid bladders; andwherein the monitored parameter is the subject's position, at least one of the one or more fluid bladders comprises interleaved halves and the subject's position is based on a difference in pressure between the interleaved halves. 2. The seat monitoring system of claim 1, wherein the monitored parameter is at least one vital sign including the subject's heart rate and the subject's respiration rate. 3. The seat monitoring system of claim 1, wherein the monitored parameter is the subject's lack of movement, and the controller is configured to send commands to the array of one or more actuators to increase or decrease the fluid pressure in the one or more bladders within the first layer when the lack of movement has elapsed for a threshold time period. 4. The seat monitoring system of claim 1, wherein the monitored parameter is the subject's sleepiness level. 5. The seat monitoring system of claim 1, wherein the control unit communicates with an external device coupled to a display configured to display the monitored parameter. 6. The seat monitoring system of claim 5, wherein the external device comprises a memory configured to store a database of information generated over time including at least one of the pressures within the first layer of fluid bladders and vital signs of the subject. 7. The seat monitoring system of claim 1, wherein the seat is a vehicle driver seat and the control unit communicates with a vehicle system configured to provide an alert to the subject in the vehicle driver seat based on the monitored parameter. 8. The seat monitoring system of claim 1 further comprising: a temperature sensor, wherein the controller is further configured to receive and store temperature data from the temperature sensor, wherein determining the monitored parameter comprises eval... | SleepIQ Labs Inc. | A47C007/02 A61B005/18 B60N002/00 A47C027/08 A47C031/12 B60N002/02 B60N002/44 A61B005/00 A61B005/0205 A61B005/11
US09872979 | B2 | 2018-01-23 | Headset for treatment and assessment of medical conditions | 2016-08-04 | A circumferential headset for use in delivering electrical stimulation to the skin surface of the head. | 1. A headset for use in delivering electrical stimulation to a skin surface of a head of a user, the headset comprising: (a) a circumferential headset body, said body having a monolithic frame adapted to circumferentially fit around the head of the user, said body housing an electric circuit adapted to be connected to a power source;(b) at least one electrode base, mechanically and at least semi-rigidly connected to said headset body, and electrically associated with said electric circuit, said electrode base adapted to receive at least one electrode pad, and having: (i) a housing including a floor, and a flexible circumferential member surrounding said floor, and having a flexible circumferential wall extending generally above a perimeter of said floor, said wall ending in a circumferential rim; said floor and said flexible circumferential member forming a cavity adapted to receive an electrically conductive electrode pad; and(ii) an electrically conductive material, disposed at least partially above, or within, said floor; said conductive layer adapted to be electrically associated to an electrical circuit, by means of an electrical conductor, and, when said pad is inserted, to electrically communicate with said electrode pad;said rim and said flexible circumferential wall adapted such that a pressure exerted against said electrode base, generally perpendicular to said rim, and towards a skin surface of a user, urges said rim against said skin surface, to substantially fluidly seal between said cavity and an ambient or external environment;said headset body and said base adapted to orient an electrical stimulation surface of said pad towards the skin surface, during donning by the user;said headset body adapted such that, during said donning, said electrode base is urged towards the skin surface such that said electrode pad makes physical and electrical contact with the skin surface;said headset body and said electrode base adapted such that for various degrees of pressure applied by said headset body to said head of said user, a circumferential position of said electrode base, with respect to said frame, is fixed in a specific predetermined position. 2. The headset of claim 1, said circumferential headset body having a front section adapted to fit around a front portion of the head, said at least one of said at least one electrode base being a front electrode base disposed on said front portion. 3. The headset of claim 1, said frame including at least semi-rigid side components, bi-laterally disposed on said frame, and forming side portions of said circumference of said headset body. 4. The headset of claim 1, said frame including at least a first bi-lateral size adjustment mechanism adapted to fixedly adjust said circumference of said headset body. 5. The headset of claim 1, said headset body adapted to juxtapose a contact surface of an electrical device opposite or against the skin surface, wherein said electrical device is radially urge... | NEUROLIEF LTD. | A61N001/00 A61N001/04 A61N001/36 A61B005/0478 A61B005/00
US09486630 | B2 | 2016-11-08 | Electro-acoustic stimulation systems that perform predetermined actions in accordance with evoked responses | 2013-03-22 | An exemplary system includes 1) an electro-acoustic stimulation (“EAS”) sound processor configured to be located external to a patient, 2) a cochlear implant communicatively coupled to the EAS sound processor and configured to be implanted within the patient, 3) an electrode array communicatively coupled to the cochlear implant and configured to be located within a cochlea of the patient, and 4) a receiver communicatively coupled to the EAS sound processor and configured to be in communication with an ear of the patient. The EAS sound processor directs at least one of the cochlear implant and the receiver to apply stimulation to the patient, records an evoked response that occurs in response to the stimulation, and performs a predetermined action in accordance with the evoked response. Corresponding systems and methods are also disclosed. | 1. A system comprising: an electro-acoustic stimulation (“EAS”) sound processor configured to be located external to a patient;a cochlear implant communicatively coupled to the EAS sound processor and configured to be implanted within the patient;an electrode array communicatively coupled to the cochlear implant and configured to be located within a cochlea of the patient; anda receiver communicatively coupled to the EAS sound processor and configured to be in communication with an ear of the patient;wherein the EAS sound processor directs, during a period of time after an implantation procedure in which the electrode array is inserted into the patient, at least one of the cochlear implant and the receiver to apply stimulation to the patient,records an evoked response that occurs in response to the stimulation,compares the evoked response to an additional evoked response previously recorded by the EAS sound processor during the period of time,determines, based on the comparison, that a residual hearing status of the patient has deteriorated during the period of time,increases, in response to the determination that the residual hearing status of the patient has deteriorated during the period of time, an intensity level of acoustic stimulation provided by the EAS sound processor by way of the receiver in order to present audio content to the patient subsequent to the period of time,determines that the residual hearing status of the patient improves subsequent to the period of time, anddecreases, in response to the determination that the residual hearing status of the patient improves subsequent to the period of time, the intensity level of the acoustic stimulation provided by the EAS sound processor. 2. The system of claim 1, wherein the stimulation comprises electrical stimulation, and wherein the EAS sound processor directs the cochlear implant to apply the electrical stimulation to the patient by way of at least one electrode included in the electrode array. 3. The system of claim 1, wherein the stimulation comprises acoustic stimulation, and wherein the EAS sound processor directs the receiver to apply the acoustic stimulation to the patient. 4. The system of claim 1, wherein the stimulation comprises electrical stimulation and acoustic stimulation, and wherein the EAS sound processor directs the cochlear implant to apply the electrical stimulation to the patient by way of at least one electrode included in the electrode array and the receiver to apply the acoustic stimulation to the patient, wherein the electrical stimulation and the acoustic stimulation are concurrently applied to the patient. 5. The system of claim 1, wherein the EAS sound processor records the evoked response using an electrode included in the electrode array. 6. The system of claim 1, further comprising an extra-cochlear electrode communicatively coupled to at least one of the cochlear implant and the EAS sound processor, wherein the EAS sound processor records the ev... | Advanced Bionics AG | A61N001/36 A61B005/04 A61B005/12 A61N001/05 H04R025/00 A61N001/372 H04R001/10
US20160317086 | A1 | 2016-11-03 | QUICK RELEASE SYSTEM FOR WEARABLE ELECTRONIC DEVICE | 2016-04-28 | A releasable holder for a wearable electronic device, the releasable holder comprising a shell, a hinged clasp, and a release switch. The shell is configured to engage a first slot of the wearable electronic device against a first wall of the shell. The hinged clasp is attached to a second wall of the shell and the hinged clasp is configured to engage a second slot of the wearable electronic device, the shell and hinged clasp together retaining the wearable electronic device within the shell of the releasable holder. A release switch is attached to the second wall of the shell and configured to disengage the clasp from the second slot of the wearable electronic device, releasing the wearable electronic device from the shell. | 1. A releasable holder for a wearable electronic device, the releasable holder comprising: a shell having a first wall, a second wall, and a bottom wall, the first, second, and bottom walls configured to receive the wearable electronic device, the first wall having a protrusion configured to partially engage with a first slot of the wearable electronic device;a hinged clasp attached to the second wall of the shell, the hinged clasp configured to at least partially engage with a second slot of the wearable electronic device and retain the wearable electronic device in the releasable holder; anda release switch attached to one of the walls of the shell, the release switch configured to disengage the hinged clasp from the second slot of the wearable electronic device to release the wearable electronic device from the releasable holder. 2. The releasable holder of claim 1, wherein the shell comprises an opening in the bottom wall, the opening configured to allow access to a sensor of the wearable electronic device while the wearable electronic device in installed in the releasable holder. 3. The releasable holder of claim 2, wherein the sensor of the wearable electronic device is a biometric sensor. 4. The releasable holder of claim 1, further comprising a clip attached to an outer portion of the shell, the clip configured to attach to an article of clothing. 5. The releasable holder of claim 1, further comprising a wristband attached to the shell. 6. The releasable holder of claim 1, wherein the shell is attached to a handlebar. 7. A releasable encasement for a wearable electronic device, the releasable encasement comprising: a shell configured to retain the wearable electronic device;a movable clasp attached to a wall of the shell, the movable clasp configured to engage with a portion of the wearable electronic device to retain the wearable electronic device within the shell of the releasable encasement; andan actuator attached to the movable clasp, the actuator configured to allow the movable clasp to engage the wearable electronic device when the wearable electronic device is inserted into the shell of the releasable encasement to removably retain the wearable electronic device in the shell, the actuator further configured to disengage the movable clasp from the portion of the wearable electronic device to remove the wearable electronic device from the shell of the releasable encasement. 8. The releasable encasement of claim 7, wherein the shell comprises a protrusion configured to partially engage with a first slot of the wearable electronic device. 9. The releasable encasement of claim 8, wherein the movable clasp is configured to engage with a portion of the wearable electronic device and partially engage with a second slot of the wearable electronic device. 10. The releasable encasement of claim 7, wherein the shell is configured to allow access to a biometric sensor of the wearable electronic device. 11. The releasable encasement o... |  | A61B005/00 H02J007/00
US09693738 | B2 | 2017-07-04 | Heartbeat measuring apparatus, heartbeat measuring method, and recording medium | 2016-05-17 | A heartbeat measuring apparatus includes a receiver that receives a millimeter wave signal reflected by a user; an identifier that identifies a plurality of characteristic points of the received millimeter wave signal in time series, the characteristic points including a local maximum point, a local minimum point, and an inflection point; a memory that stores a heartbeat characteristic point pattern indicating a first arrangement order of a first inflection point following a first local maximum point, a first local minimum point following the first inflection point, a second inflection point following the first local minimum point, and a second local maximum point following the second inflection point; an acquirer that acquires, from among the identified characteristic points, a first characteristic point set including first characteristic points that are arranged in an order identical to the first arrangement order; and an outputter that outputs heartbeat information on the user. | 1. A heartbeat measuring apparatus comprising: a receiver that receives a millimeter wave signal reflected by a user;an identifier that identifies a plurality of characteristic points of the received millimeter wave signal in time series, the plurality of characteristic points including a local maximum point, a local minimum point, and an inflection point defined by information representing a positive or negative sign of a slope of the millimeter wave signal and information representing a positive or negative sign of a third-order derivative of the millimeter wave signal;a memory that stores a heartbeat characteristic point pattern indicating a first arrangement order of a first inflection point following a first local maximum point and having a negative slope and a positive third-order derivative, a first local minimum point following the first inflection point, a second inflection point following the first local minimum point and having a positive slope and a negative third-order derivative, and a second local maximum point following the second inflection point;an acquirer that acquires, from among the plurality of characteristic points that have been identified, a first characteristic point set including first characteristic points that are arranged in an order identical to the first arrangement order; andan outputter that outputs heartbeat information on the user including a time based on the first characteristic points included in the first characteristic point set that has been acquired. 2. The heartbeat measuring apparatus according to claim 1, wherein the acquirer further acquires, from among the plurality of characteristic points that have been identified, a second characteristic point set including second characteristic points different from the first characteristic points included in the first characteristic point set, the second characteristic points being arranged in an order identical to the first arrangement order, andthe outputter outputs the heartbeat information on the user further including a time difference which is a difference between a time based on the first characteristic points included in the first characteristic point set and a time based on the second characteristic points included in the second characteristic point set. 3. The heartbeat measuring apparatus according to claim 1, wherein the outputter searches for, among the plurality of characteristic points that have been identified except the first characteristic points included in the first characteristic point set, a plurality of characteristic points whose types are identical to a type of a reference point, the reference point being one of the first characteristic points included in the first characteristic point set,the outputter determines, based on an intensity of the millimeter wave signal at the reference point and intensities of the millimeter wave signal at the plurality of characteristic points obtained through the search, a corresponding characteristic... | PANASONIC CORPORATION | A61B005/00 A61B005/024 A61B005/05
US09492218 | B2 | 2016-11-15 | Pressure monitoring systems | 2013-09-06 | Methods and apparatus for the treatment of a body cavity or lumen are described where a heated fluid and/or gas may be introduced through a catheter and into treatment area within the body contained between one or more inflatable/expandable members. The catheter may also have optional pressure and temperature sensing elements which may allow for control of the pressure and temperature within the treatment zone and also prevent the pressure from exceeding a pressure of the inflatable/expandable members to thereby contain the treatment area between these inflatable/expandable members. Optionally, a chilled, room temperature, or warmed fluid such as water may then be used to rapidly terminate the treatment session. | 1. A tissue treatment system, comprising: a handle having a housing:an elongate probe extending from the housing and having a distal tip and a flexible length;a liner expandably enclosing the probe;at least one infusion lumen positioned through or along the elongate probe, wherein the infusion lumen defines one or more openings along its length;at least one delivery lumen slidingly positioned through or along the infusion lumen, wherein proximal translation of the delivery lumen relative to the infusion lumen from a first location increases the number of unobstructed openings, and distal translation of the delivery lumen relative to the infusion lumen from the first location decreases the number of unobstructed openings;one or more pressure sensors in communication with an interior of the liner; anda controller in communication with the one or more pressure sensors, wherein the controller is programmed to monitor pressure while a cryoablative fluid or gas is infused into the interior via the infusion lumen such that the cryoablative fluid or gas is sprayed through the unobstructed openings and coats an inner surface of the liner. 2. The system of claim 1 wherein the controller is further programmed to pause the infusion of the cryoablative fluid or gas when the monitored pressure exceeds 150 mmHg. 3. The system of claim 1 further comprising one or more actuatable valves in communication with the controller, wherein the one or more actuatable valves are configured to stop the infusion of the cryoablative fluid when triggered by the controller. 4. The system of claim 1 wherein the one or more pressure sensors are positioned along the elongate probe for monitoring the pressure within the interior of the liner. 5. The system of claim 1 wherein the one or more pressure sensors are positioned near or at a tip of the elongate probe. 6. The system of claim 1 wherein the one or more pressure sensors are positioned to be in fluid communication with the infusion lumen. 7. The system of claim 1 further comprising one or more flow sensors in communication with the controller. 8. The system of claim 1 wherein a delivery line in fluid communication with the infusion lumen is sized to limit a flow rate through the delivery line. 9. The system of claim 1 further comprising one or more temperature sensors which are in communication with the controller. 10. The system of claim 1 further comprising an indicator or alarm in communication with the controller, wherein the indicator or alarm is configured to alert a user when a predetermined pressure is exceeded within the interior of the liner. 11. The system of claim 1 wherein the controller is further programmed to transmit a signal on a regular basis to the system. 12. The system of claim 1 further comprising a relief valve in communication with the interior of the liner, wherein the relief valve is configured to open if a predetermined pressure is exceeded. 13. The system of claim wherein the controller... | Channel Medsystems, Inc. | A61B018/02 A61B018/04 A61B017/12 A61B005/01 A61B005/00 A61B017/00 A61B018/00
US09487398 | B2 | 2016-11-08 | Apparatus and method of biometric determination using specialized optical spectroscopy systems | 2008-07-29 | Methods and apparatuses for performing biometric determinations using optical spectroscopy of tissue. The biometric determinations that are disclosed include determination or verifications of identity, estimation of age, estimation of sex, determination of sample liveness and sample authenticity. The apparatuses disclosed are based upon discrete light sources such as light emitting diodes, laser diodes, vertical cavity surface emitting lasers, and broadband sources with multiple narrow-band optical filters. The multiple light sources are encoded in a manner that the tissue response for each source can be efficiently measured. The light sources are spaced at multiple distances from a detector to contribute differing information to the biometric determination task as do light sources with different wavelength characteristics. Apparatuses are disclosed that incorporate a spectral biometric sensor with a personal electronic device such as cellular telephones, personal digital assistants, wristwatches, electronic fobs for the purpose of providing secure biometric access to protected property. | 1. A biometric identification method comprising: collecting light from a purported skin site with a light detector embodied in a personal device;directing light towards the purported skin site from an illumination source embodied in the personal device;detecting linear effects of the collected light to generate a tissue spectrum from the detected linear effects to perform a biometric determination that identifies a sole individual from the tissue spectrum; andauthorizing access to protected property in accordance with the determination that identifies the sole individual. 2. The biometric identification method of claim 1, wherein emitting light from the illumination source comprises emitting light in a plurality of wavelengths from a plurality of illumination sources. 3. The biometric identification method of claim 1, wherein: processing spectral wavelengths comprises: comparing the spectral wavelengths to a collection of stored spectral wavelengths; anddetermining whether the spectral wavelengths match at least one of the collection of stored spectral wavelengths; andauthorizing access to the protected property comprises authorizing access to the protected property based on a determination that the spectral wavelengths match at least one of the collection of stored spectral wavelengths. 4. The biometric identification method of claim 1, wherein the personal device comprises an electronic fob. 5. The biometric identification method of claim 1, wherein the personal device comprises a cellular telephone. 6. The biometric identification method of claim 1, wherein the personal device comprises a wristwatch. 7. The biometric identification method of claim 1, wherein the personal device comprises a smart card. 8. The biometric identification method of claim 1, wherein the personal device comprises a firearm. 9. The biometric identification method of claim 1, wherein the method includes generating, from the collected light, an optical tissue spectrum that includes the spectral wavelengths, wherein the spectral wavelengths contain spectral features that are unique to the sole individual. 10. A biometric identification system, comprising: a light detector embodied in a personal device, and configured to collect light from a purported skin site;an illumination sources embodied in the personal device, and configured to direct light towards the purported skin site;a computational unit having instructions for detecting linear effects of the collected light to generate a tissue spectrum from the detected linear effects to perform a biometric determination that identifies a sole individual from the tissue spectrum and for authorizing access to protected property in accordance with the determination that identifies the sole individual. 11. The biometric identification system of claim 10, wherein the illumination source comprises a plurality of illumination sources embodied in the personal device and configured to emit light in a plurality of wavelength... | HID Global Corporation | G06K009/00 B82Y020/00 A61B005/117 B82Y005/00 B82Y010/00 G07C009/00 A61B005/00
US09504290 | B2 | 2016-11-29 | Walking shoe | 2012-09-10 | A walking shoe that senses a fall and urges a user of the shoe to perform movement for fall prevention. When the walker stumbles or almost falls, a microprocessor is activated, based on a sensing signal of a pressure-sensitive sensor that senses a pressure applied to a tread to detect a lifting velocity and/or a lifting amount of the foot based on a detection signal of an acceleration sensor, and when the lifting velocity and/or the lifting amount is lower than a reference value, the microprocessor actuates a stimulator that stimulates a bottom of the foot. At this time, since the user reflexively lifts the foot, the user can avoid stumbling. | 1. A walking shoe comprising: a shoe body configured to receive a foot;a stimulator mounted on the shoe body in a position to stimulate a bottom of the foot;an acceleration sensor mounted on the shoe body and configured to detect a first acceleration in a direction parallel to ground and a second acceleration in a direction perpendicular to the ground and generate an acceleration detection signal as a function thereof;a range sensor mounted on the shoe body and configured to detect a distance between the shoe body and an obstacle and generate a range detection signal as a function thereof; anda microprocessor mounted on the shoe body and configured to: predict the trajectory of the user's foot as a function of the acceleration detection signal;turn on the range sensor when the microprocessor determines that a trajectory of the user's foot indicates that the user is trying to lift his or her foot over an obstacle by comparing the trajectory to stored information indicative of a typical trajectory of the user's foot when he or she is walking; andactuate the stimulator when the microprocessor determines that the user's foot is likely to hit the obstacle as a function of both the acceleration detection signal and the range detection signal, the microprocessor determining that the user's foot is likely to hit the obstacle when, a distance that the trajectory predicted that foot would be from the obstacle is less than an actual distance the foot is from the obstacle as indicated by the range detection signal. 2. The walking shoe according to claim 1, further comprising a pressure sensor mounted on the shoe body and configured to sense a pressure applied to the bottom portion of the shoe body and to generate a pressure signal as a function thereof, the microprocessor determining that the user is walking as a function of the pressure signal. 3. The walking shoe according to claim 2, wherein when the acceleration detection signal is not generated for a predetermined time after the microprocessor enters a standby state, and when the pressure sensor determines that the user has begun walking as a function of the pressure signal, the microprocessor returns to an activated state. 4. The walking shoe according to claim 1, wherein the microprocessor causes information about the trajectory of the user's foot when the user is walking to be stored in memory by periodically sampling the acceleration detection signal. 5. The walking shoe of claim 4, wherein the microprocessor causes the information about the trajectory of the user's foot when the user is walking to be stored in the memory as a function of the trajectory occurring most frequently when the user is walking. | MURATA MANUFACTURING CO., LTD. | A43B003/00 A43B007/14 A61B005/11 A61B005/00 A61H003/00
US09501918 | B2 | 2016-11-22 | Human safety indicator | 2012-08-21 | A human safety system includes a circuit including at least one power source; a temperature probe in communication with the circuit; at least one use detector in communication with the circuit; and an alert indicator in communication with the circuit. A method of measuring a temperature of a user includes determining whether at least one use detector is active; determining a user temperature based on sensed temperature; and determining whether the user temperature is within an allowable range. | 1. A human safety system comprising: a circuit including at least one power source;an internal clock configured to deplete the at least one power source after a first predetermined time period;a temperature probe in communication with the circuit and configured to measure a user temperature;at least one use detector in communication with the circuit, the at least one use detector adapted to: detect if the human safety system is in use;activate the human safety system when the temperature probe detects the user temperature is changing; andstart the internal clock after a first activation of the human safety system; andan alert indicator in communication with the circuit, the alert indicator configured to provide indication when the human safety system is activated by the at least one use detector and: the user temperature is above a maximum user temperature but is below a maximum human condition temperature;the user temperature is below a minimum user temperature but above a minimum human condition temperature; orthe internal clock exceeds the first predetermined time period;wherein the maximum user temperature is less than the maximum human condition temperature,wherein the minimum user temperature is greater than the minimum human condition temperature and less than the maximum user temperature, andwherein the at least one use detector is adapted to deactivate the human safety system when the user temperature is above the maximum human condition temperature for a second predetermined time period or the user temperature is below the minimum human condition temperature for a third predetermined time period. 2. The human safety system of claim 1, wherein the human safety system is not in operation subsequent to the first activation until at least one use detector is activated. 3. The human safety system of claim 2, wherein the human safety system is not in operation subsequent to the first activation until more than one use detector is activated. 4. The human safety system of claim 2, wherein the temperature probe is a thermocouple. 5. The human safety system of claim 2, wherein the temperature probe is metal. 6. The human safety system of claim 5, wherein at least one use detector is a pressure sensor. 7. The human safety system of claim 5, wherein at least one use detector is a light sensor. 8. The human safety system of claim 5, wherein the temperature probe is a metal enclosure of the human safety system. 9. The human safety system of claim 5, wherein the temperature probe is a metal tape. 10. The human safety system of claim 5, wherein at least one use detector is activated by the temperature probe reaching a human condition. 11. The human safety system of claim 5, wherein a temperature for activation of the use detector is measured at the temperature probe. 12. The human safety system of claim 5, wherein the alert indicator includes an audio transducer. 13. The human safety system of claim 5, wherein the alert indicator includes a... | Safetyminded Holdings, Inc. | G08B023/00 G08B021/02 A61B005/01 G01K013/00 A61B005/0205 A61B005/00 A61B005/11
US09492109 | B2 | 2016-11-15 | Medical sensor system | 2011-10-05 | A medical sensor system (10, 10′) for detecting at least one characteristic (12) of an human and/or animal body has a sensor (14), a first characteristic carrier (16), and a characteristic carrier receptor (18). The first characteristic carrier (16) differs, in terms of at least one characteristic parameter, from a second characteristic carrier (20) which is present at least at the time of detection. The sensor (14) is preferably located in vivo at the time of detection of the at least one characteristic. | 1. A medical sensor system (10, 10′) for detecting a characteristic (12) of a human and/or animal body, the sensor system (10, 10′) including: a. a characteristic carrier receptor (18) configured to bind to a second characteristic carrier (20) of interest for sensing;b. a first characteristic carrier (16): (1) different from the second characteristic carrier (20), and(2) configured to bind to the characteristic carrier receptor (18) in competition with the second characteristic carrier (20);c. a sensor (14) configured to generate a signal dependent on the binding of at least one of the first characteristic carrier (16) and the second characteristic carrier (20) to the characteristic carrier receptor (18);d. a reservoir (38) wherein the sensor (14) is situated, ande. an organic membrane (36, 36a) closing the reservoir (38), wherein the organic membrane (36, 36a): (1) always retains the first characteristic carrier (16) within the reservoir (38), and(2) is controllable to selectively allow and deny entry of the second characteristic carrier (20) into the reservoir (38). 2. The medical sensor system of claim 1 wherein the sensor (14) is configured to generate an electrical signal dependent on the binding of at least one of the first characteristic carrier (16) and the second characteristic carrier (20) to the characteristic carrier receptor (18). 3. The medical sensor system of claim 1 wherein the sensor (14) is configured to generate a voltage signal dependent on the binding of at least one of the first characteristic carrier (16) and the second characteristic carrier (20) to the characteristic carrier receptor (18). 4. The medical sensor system of claim 1 wherein the sensor (14) includes a semiconductor component (22) configured to generate the binding-dependent signal. 5. The medical sensor system of claim 4 wherein the semiconductor component (22) includes a gate (24) whereupon the characteristic carrier receptor (18) is located. 6. The medical sensor system of claim 1 wherein the sensor (14) includes a region (24) coated with the characteristic carrier receptor (18). 7. The medical sensor system of claim 6 further including a passivating layer (44) on the region (24) of the sensor (14), the passivating layer being configured to saturate non-specific binding sites (46). 8. The medical sensor system of claim 1 wherein the characteristic carrier receptor (18) is defined by a molecule having an antigen recognition site (26). 9. The medical sensor system of claim 1 wherein: a. the second characteristic carrier (20) is defined by an analyte (30) that has an antigen (28), andb. the first characteristic carrier (16) is defined by an antagonist (32) of the analyte (30). 10. The medical sensor system of claim 1 wherein the first characteristic carrier (16) has a higher charge (34) than the second characteristic carrier (20). 11. The medical sensor system of claim 1 wherein the organic membrane (36a) is electrically controllable. 12. The medica... | Biotronik SE & Co. KG | A61B005/05 A61B005/145 A61B005/1473 A61B005/00
US09495684 | B2 | 2016-11-15 | Methods and systems for indicating behavior in a population cohort | 2012-04-04 | Avatars, methods, apparatuses, computer program products, devices and systems are described that carry out identifying a member of a population cohort; and indicating at least one behavior in the member of the population cohort based on an association between the population cohort and at least one cohort-linked avatar. | 1. A system comprising: a presentation unit configured to present to at least one member of a population a plurality of avatars associated with at least one instance of media content;a physiologic activity measurement unit configured to measure at least one physiologic activity of the at least one member of the population, the at least one physiologic activity proximate to at least one presented avatar among the plurality of avatars associated with at least one instance of media content;an association unit configured to associate the at least one physiologic activity with at least one mental state; anda media content identification unit configured to identify at least one instance of media content based on the at least one mental state. 2. The system of claim 1 wherein the presentation unit comprises: a display. 3. The system of claim 2 wherein the presentation unit comprises: at least one of a desktop display or a mobile display. 4. The system of claim 1 wherein the physiologic activity measurement unit comprises: a brain activity measurement unit. 5. The system of claim 1 wherein the physiologic activity measurement unit comprises: a functional near infra-red imaging module. 6. The system of claim 4 wherein the physiologic activity measurement unit comprises: a functional magnetic resonance imaging module. 7. The system of claim 4 wherein the physiologic activity measurement unit comprises: a magnetoencephalography module. 8. The system of claim 4 wherein the physiologic activity measurement unit comprises: an electroencephalography module. 9. The system of claim 4 wherein the physiologic activity measurement unit comprises: a positron emission tomography module. 10. The system of claim 1 wherein the physiologic activity measurement unit comprises: a surrogate marker measurement unit. 11. The system of claim 10 wherein the physiologic activity measurement unit comprises: an iris response module. 12. The system of claim 10 wherein the physiologic activity measurement unit comprises: a gaze tracking module. 13. The system of claim 10 wherein the physiologic activity measurement unit comprises: a skin response module. 14. The system of claim 10 wherein the physiologic activity measurement unit comprises: a voice response module. 15. The system of claim 1 wherein the association unit comprises: an emotion association module. 16. The system of claim 1 wherein the association unit comprises: an attention association module. 17. The system of claim 1 wherein the association unit comprises: a cognition association module. 18. The system of claim 1 wherein the media content identification unit comprises: a media content identification unit configured to identify at least one of movie content, television content, music content, literature content, internet content, or advertising content. 19. The system of claim 1 wherein the media content identification unit comprises: a media content identification unit configured to identify at least... | The Invention Science Fund I, LLC | G06F017/00 G06N005/02 G06Q030/02 A61B005/0484 A61B005/16 A61B005/04 A61B005/053 A61B005/055 A61B005/00 A61B005/1455
US11504037 | B2 | 2022-11-22 | Systems and methods for assessing fluids from a patient | 2016-05-13 | Systems and methods for assessing fluids from a patient are disclosed. The system includes a receptacle including an inlet port, an outlet port, and a third port; a valve system in fluidic communication with the receptacle; and one or more features in the receptacle to aid in optical imaging of fluids. The system has a fill mode and a flush mode. In the fill mode, the valve system directs suction from a vacuum source through the third port into the receptacle, thereby drawing fluid through the inlet port into the receptacle. In the flush mode, the valve system directs suction from the vacuum source through the outlet port, thereby drawing fluid through the outlet port out of the receptacle. Fluid-related information such as, for example, concentration of a blood component, may be estimated based on images of fluids in the receptacle. | 1. A method comprising: dividing a flow of fluids from a patient into a first portion and a second portion according to a flow division ratio, the divided first portion to be depicted in an image to be accessed;collecting the first portion of fluids to be depicted in the image into a receptacle that includes an inlet port, an outlet port, and a third port by suctioning from a vacuum source through the third port of the receptacle to draw the first portion of fluids to be depicted in the image through the inlet port into the receptacle;accessing the image that depicts the first portion of fluids divided from the flow according to the flow division ratio and collected in the receptacle;evaluating the image to determine that the receptacle is filled to a high threshold fluid volume, and an estimated blood component quantity in the first portion of the fluids as a representative fraction of the flow of fluids;in response to the receptacle being filled to the high threshold fluid volume with the first portion depicted in the image, draining a volume of the collected first portion of fluids from the receptacle through the outlet port;determining, by one or more hardware processors, an incremental estimate of blood loss based on the flow division ratio, the drained volume, and the estimated blood component quantity, wherein assessment of the representative fraction is projected or extended to be an estimated blood component quantity of the second portion of the fluids that bypasses the receptacle; andupdating, by the one or more hardware processors, a total estimate of blood loss based on the incremental estimate of blood loss. 2. The method of claim 1, wherein: the accessing of the image that depicts the first portion of fluids includes capturing the image that depicts the first portion of fluids at an intermediate fluid volume between a low threshold fluid volume and the high threshold fluid volume. 3. The method of claim 1, wherein: the evaluating the image to determine that the receptacle is filled to the high threshold fluid volume includes determining that a candidate fluid volume depicted in the captured image that depicts the first portion of fluids satisfies the high threshold fluid volume. 4. The method of claim 1, further comprising: determining that the receptacle is filled to a low threshold fluid volume; and wherein:the collecting of the first portion of fluids into the receptacle is in response to the receptacle being filled to the low threshold fluid volume. 5. The method of claim 4, wherein: the determining that the receptacle is filled to the low threshold fluid volume includes: accessing a further image that depicts collected fluids at a candidate fluid volume in the receptacle; andevaluating the further image to determine that the candidate fluid volume depicted in the further image satisfies the low threshold fluid volume. 6. The method of claim 4, wherein: the determining that the receptacle is filled to the low threshold flui... | Gauss Surgical, Inc. | A61B005/15 A61B005/00 A61B005/1455 A61B005/103 A61B005/02
US20160338642 | A1 | 2016-11-24 | Wearable Care Security Smart Watch Device | 2016-05-23 | A wearable security device includes a strap and watch face base attached to the strap with a heart rate monitor on the backside of the watch face base that is placed on the vital signs of a user and records the vital signs of the user. Within the wearable security device is a memory for storage and at least one program configured to track and store the vital signs of the user. Also, an internal system is programmed to send a wireless alert signal in response to a vital sign of the user that indicates that the user is in danger. | 1. A wearable security device comprising: a strap;a watch face base attached to the strap, wherein the watch face base has a front side and a back side;a heart rate monitor attached to the back side of the watch face base, wherein the heart rate monitor records at least one vital sign of a user;a memory; andat least one program, wherein the at least one program is stored in the memory and configured to track the at least one vital sign of the user recorded by the heart rate monitor. 2. The wearable security device of claim 1, wherein the front side of the watch face base comprises a 2-4 inch Thin Film Transistor (“TFT”) touch screen. 3. The wearable security device of claim 1, wherein the watch face base is powered by lithium batteries. 4. The wearable security device of claim 1, where the watch face base further comprises a 2.0 mega pixel camera. 5. The wearable security device of claim 4 wherein the 2.0 mega pixel camera is manually activated. 6. The wearable security device of claim 4 wherein the 2.0 mega pixel camera is voice activated. 7. The wearable security device of claim 1 wherein the watch face base further comprises a USB connection. 8. The wearable security device of claim 1, wherein the strap has sensitive touch dials. 9. The wearable security device of claim 1, wherein the heart rate monitor tracks the at least one vital sign of the user and records the at least one vital sign to determine a situation of danger. 10. The wearable security device of claim 9 wherein when the at least one vital sign of the user indicates the situation of danger; the wearable device notifies at least one emergency service. 11. The wearable security device of claim 10, wherein the at least one emergency service includes a police department, a fire department, and an ambulance service. 12. The wearable security device of claim 1, wherein the watch face base is adjusted 180 degrees for better user viewability. 13. The wearable security device of claim 10, wherein the watch face base is flip-able for different angles of viewing. 14. A wearable security device of claim 1 further comprising a transmitter strap, further comprising, a waterproof strap; and a heart rate monitor attached to the waterproof strap. 15. A system to send a wireless alert signal in response to a dangerous, distressful signal experienced by a user comprising: a wearable security device further comprising: a heart rate monitor that tracks a pulse rate of a user;a memory that stores the tracked pulse rate of the user;at least one program, wherein the at least one program is stored in the memory and configured to track the pulse rate of the user recorded by the heart rate monitor;a wireless signal that alerts at least one emergency service of a pulse rate indicating a dangerous situation; and,a GPS signal. 16. The system to send a wireless alert signal in response to a dangerous, distressful signal experienced by a user of claim 15, wherein the GPS signal alerts the at least... |  | A61B005/00 G04G021/04 A61B005/11 G04G021/02 A61B005/024 A61B005/0255
US20160317043 | A1 | 2016-11-03 | WEIGHING SCALE WITH EXTENDED FUNCTIONS | 2015-04-30 | Methods of determination of the blood pressure, determination of a heart stroke volume, determination of the state of stress or relaxation of a user, with use of a ballistocardiogram signal reflecting the user's heart beats, with a measure of characteristic amplitude of ballistocardiogram signal, and measure for each couple of consecutive heart beats, beat time intervals DeltaHB(i) between successive heart beats, extracted from a ballistocardiogram signal or from an impedance plethysmography signal measured at the user's foot, leading to determination of a heart rate variability index, over at least six successive heart beats, leading to determination of mean arterial pressure, leading to determination of state of relaxation or stress of the user. | 1. A method to determine a blood arterial pressure of an individual user (U) in a system comprising a smartphone, a cuff pressure monitor device and a personal electronic scale having a top surface with conductive pads, the method comprising the steps of: S1—measure a first mean arterial pressure (MAP1) of the individual user (U) with the help of the cuff pressure monitor device, at a first instant (GT1),S2—determine a first arterial pulse wave velocity value (PWV1) of the individual user (U) standing on the personal electronic scale, at a second instant (GT2), temporally close to the first instant (GT1),/a/—acquiring weight variations, and extracting therefrom a ballistocardiogram (21) of the user's heart beat,/b/—acquiring impedance plethysmography signals across one of the foot of the user, and extracting therefrom a blood pulse signal at the foot,/c/—calculating a time delay (DT) between the heart beat and the blood pulse signal arriving at the foot,/d1/ deducing therefrom a value of the arterial pulse wave velocity of the user,S3—determine a second arterial pulse wave velocity value (PWV2) in a similar manner as for step S2, at a third instant (GT3),S4—determine a second mean arterial pressure (MAP2) of the individual user (U) from the first mean blood pressure MAP1 and a function Fcorr of PWV1 and PWV2, namely MAP2=MAP1+Fcorr (PWV1, PWV2). 2. The method of claim 1, wherein a determination of an arterial pulse wave velocity can be performed each time the user (U) stands on the personal electronic scale (step S2 and S3), for example on a daily basis, andthe measurement of a first mean blood pressure MAP1 of the individual user (U) with the cuff pressure monitor device (step S1) is performed at a lower frequency, for example once a month. 3. A method to assess a stroke volume of the heart systolic contraction of an individual user (U) standing on a personal electronic scale, the method comprising: /a/—acquire weight variations, and extracting therefrom a ballistocardiogram signal reflecting the user's heart beats,identify, in the ballistocardiogram signal, for at least one heart beat HB(i) exhibiting a pulse-like wave signal PW(i), having a first and a second significant negative apexes I,K and a first and a second significant positive apexes H,J,identify, one or more characteristic value WCV from at least two of the first and second positive and negative apexes, H,I,J,K,assess a user's stroke volume SV, as a mathematical function of the one or more characteristic value WCV. 4. The method of claim 3, wherein the characteristic value WCV is given by: WCV=∫HQ¦PW(t)(t)¦dt, Q being either I or J, and SV is inferred from WCV. 5. The method of claim 3, wherein the one or more characteristic value WCV comprise: a first amplitude A1, measured from the first positive apex H to the first negative apex I, a second amplitude A2, measured from the first negative apex I to the second positive apex J, a third amplitude A3, measured from the second positi... |  | A61B005/0205 G01G019/50 A61B005/00 A61B005/11 A61B005/02
US10638955 | B2 | 2020-05-05 | Pressure sensing implant | 2016-07-19 | Disclosed is an implant and method of making an implant. The implant having a housing that defines a cavity. The housing includes a sensor comprising a base attached to a diaphragm wherein said base may be positioned within said cavity. The sensor may be a capacitive pressure sensor. The diaphragm may be connected to the housing to hermetically seal said housing. The sensor may include electrical contacts positioned on the diaphragm. The base may define a capacitive gap and a vent wherein the electrodes may be positioned within said capacitive gap such that at least a portion of the electrical contacts extend through the vent. The implant may include a coil in electric communication with the sensor, said coil may be positioned within said housing. A printed circuit board having at least one component may be attached to the floating base. | 1. An implant comprising: a wireless implant housing that defines a cavity;a sensor connected to said wireless implant housing comprising:a diaphragm having at least one diaphragm electrode;a base attached directly to a surface of the diaphragm, the base includes at least one base electrode, wherein said base and said diaphragm define a capacitive gap between the at least one diaphragm electrode and the at least one base electrode, wherein the base is made from a non conductive material; andwherein said base is directly attached to said diaphragm along an attachment configuration, wherein said attachment configuration includes a discontinuity through which at least one electrical trace connects at least one electrical contact outside of said capacitive gap to the at least one diaphragm electrode and/or the at least one base electrode, and wherein said discontinuity is a vent to allow the passage of fluid or gas between the cavity and the capacitive gap. 2. The implant of claim 1, wherein the base includes an area, wherein the area of said base is larger than an area of said diaphragm such that the base attaches to the wireless implant housing to define the cavity. 3. The implant of claim 1, wherein the base is a floating base positioned within the cavity of said wireless implant housing. 4. The implant of claim 3, wherein said base further includes at least one through hole to provide access to electrically connect said at least one diaphragm electrode to a component outside said capacitive gap. 5. The implant of claim 1, wherein said base includes at least one through substrate via (TSV) to electrically connect a component outside the capacitive gap to the at least one base electrode. 6. The implant of claim 1, wherein said diaphragm includes a thick region and a thin region wherein the thin region is aligned with said capacitive gap. 7. The implant of claim 1 further comprising a coil in electric communication with said sensor, said coil positioned within said cavity of the wireless implant housing. 8. The implant of claim 7 further comprising a printed circuit board having at least one electronic component, the printed circuit board attached to the base and electrically attached to said coil. 9. The implant of claim 1 further comprising a distal anchor and a proximal anchor opposite the distal anchor wherein the distal anchor and proximal anchor are formed as loops that extend from the wireless implant housing, said anchors positionable in a fold down configuration and deployable from the fold down configuration to an open configuration. 10. The implant of claim 9, wherein said proximal and distal anchors are made of at least one of nitinol, platinum, stainless steel, and a polymer. 11. The implant of claim 1, wherein the sensor is at least one of a pressure sensor, a temperature sensor, a chemical sensor, a proximity sensor, an optical sensor, and strain gauge. 12. The implant of claim 1, wherein said wireless implant housing is at... | ENDOTRONIX, INC. | A61B005/07 A61B005/00 A61B005/01 A61B005/0215 A61B005/03 A61B005/08
US10238350 | B2 | 2019-03-26 | System and method for real-time electrophysiological mapping | 2016-05-06 | A method of generating a real-time electrophysiology map, such as a cardiac electrophysiology map, includes displaying a cardiac surface model and receiving a plurality of electrophysiology data points (e.g., using a plurality of intracardiac electrodes). The electrophysiology data from the received electrophysiology data points can be displayed and updated on the cardiac surface model in real-time when it satisfies a preset inclusion criteria, such as a projection distance criterion (e.g., the electrophysiology data point is within a preset distance of the cardiac surface model), a contact force criterion (e.g., the intracardiac catheter is exerting at least a preset contact force on the tissue surface), and/or an electrical coupling criterion (e.g., the electrode-tissue electrical coupling exceeds a preset threshold). New electrophysiology data points can be received when a triggering event, such as a point in the cardiac cycle, occurs, or according to a preset timer interval. | 1. A method of generating a real-time electrophysiology map of a portion of a patient's heart, comprising: displaying a model of a surface of the portion of the patient's heart;receiving a plurality of electrophysiology data points using a plurality of intracardiac electrodes, each electrophysiology data point of the plurality of electrophysiology data points comprising measured electrophysiology data and measured location data; andfor each received electrophysiology data point of the plurality of received electrophysiology data points: determining a distance from the measured location data to the surface of the portion of the patient's heart; andgraphically representing the measured electrophysiology data on the model of the surface of the portion of the patient's heart in real-time when and only when the distance from the measured location data to the surface of the portion of the patient's heart falls below a preset projection threshold. 2. The method according to claim 1, further comprising repeating: receiving a plurality of electrophysiology data points using a plurality of intracardiac electrodes;determining a distance from the measured location data to the surface of the portion of the patient's heart for each received electrophysiology data point of the plurality of received electrophysiology data points; andgraphically representing the measured electrophysiology data on the model of the surface of the patient's heart in real-time for each received electrophysiology data point of the plurality of received electrophysiology data pointsaccording to a preset time interval. 3. The method according to claim 2, wherein the preset time interval is user-selectable. 4. The method according to claim 2, wherein only measured electrophysiology data from a current time interval is graphically represented on the model of the surface of the portion of the patient's heart. 5. The method according to claim 1, further comprising repeating: receiving a plurality of electrophysiology data points using a plurality of intracardiac electrodes;determining a distance from the measured location data to the surface of the portion of the patient's heart for each received electrophysiology data point of the plurality of received electrophysiology data points; andgraphically representing the measured electrophysiology data on the model of the surface of the patient's heart in real-time for each received electrophysiology data point of the plurality of received electrophysiology data pointswhen a preset triggering event occurs. 6. The method according to claim 5, wherein the preset triggering event is a point in the cardiac cycle. 7. The method according to claim 6, wherein the preset triggering event is user-selectable. 8. The method according to claim 5, wherein only measured electrophysiology data from a current triggering event is graphically represented on the model of the surface of the portion of the patient's heart. 9. The method according to claim 1, ... | St. Jude Medical, Cardiology Division, Inc. | A61B005/00 A61B005/042 A61B005/046 A61B005/044
US09486168 | B2 | 2016-11-08 | Implantable electrode system | 2013-04-26 | An electrode array (10) is configured for implantation into a subject. The electrode array (10) includes an organic substrate material (12) configured to be implanted into an in vivo environment and to optionally dissolve after implantation into the in vivo environment and be absorbed by the in vivo environment, and an electrode (14) mounted to the organic substrate material (12) and configured to acquire signals generated by the in vivo environment. The electrode array (10) includes a connection pad (20) mounted to the organic substrate (12), and a conductive trace (16) formed between the electrode (14) and the connection pad (2). The conductive trace (16) includes a conductive ink that is MRI-compatible. | 1. An electrode array configured for implantation into a subject, the electrode array comprising: an organic substrate configured to be implanted into an in vivo environment;an electrode connected to the organic substrate and configured to acquire signals generated by the in vivo environment, wherein the electrode has an irregular boundary that controls eddy current formation within the electrode;a connection pad mounted to the organic substrate; anda conductive trace formed between the electrode and the connection pad, the conductive trace including a conductive ink. 2. The electrode array of claim 1, including a thermoplastic binder configured to bind with the organic substrate and configured to receive the conductive trace. 3. The electrode array of claim 1, wherein the electrode is formed of a conductive material deposited within a binder that is substantial invisible in magnetic resonance imaging (MRI). 4. The electrode array of claim 1, including a dielectric formed over a surface of the organic substrate to electrically isolate at least a portion of the conductive trace. 5. The electrode array of claim 1, wherein the organic substrate includes an absorbable gelatin film. 6. The electrode array of claim 5, wherein the absorbable gelatin film has a thickness of about 75 micrometers. 7. The electrode array of claim 1, wherein the conductive trace has a thickness of less than 10 micrometers. 8. The electrode array of claim 1, wherein the conductive trace is formed using Polymer Thick Film (PTF) deposition. 9. The electrode array of claim 1, including a plurality of electrodes mounted to the organic substrate and configured to acquire signals generated by the in vivo environment. 10. The electrode array of claim 1, wherein the organic substrate is configured to dissolve after implantation into the in vivo environment and be absorbed by the in vivo environment. 11. The electrode array of claim 1, wherein the electrode is further configured to deliver an electrical signal to stimulate the subject. 12. The electrode array of claim 1, wherein the electrode comprises a circular pad of conductive material with one or more removed wedges. | The General Hospital Corporation | A61B005/0478 A61N001/05 A61B005/00 A61B005/055 A61N001/08
US20160331254 | A1 | 2016-11-17 | NON-CONTACT ELECTRODE BASKET CATHETERS WITH IRRIGATION | 2016-05-16 | Catheter systems and methods are disclosed. An exemplary catheter includes an outer tubing housing and an inner fluid delivery tubing, the inner fluid delivery tubing having at least one fluid delivery port. The catheter also includes a deployment member movable axially within the inner fluid delivery tubing. A plurality of splines are each connected at a proximal end to the outer tubing and at a distal end to deployment member. A seal is provided between the outer tubing and the inner fluid delivery tubing. A gasket is provided between the deployment member and the inner fluid delivery tubing. Both the seal and the gasket are configured to prevent blood or other fluid from ingressing into the outer tubing. | 1-27. (canceled) 28. A catheter, comprising: an outer tubing housing;a plurality of splines configured to deploy from a linear configuration to an expanded configuration; andflexible electronic circuitry extending along a length of the plurality of splines, wherein the flexible electronic circuitry is configured to conform to the shape of the splines as the splines are deployed. 29. The catheter of claim 28, further comprising a plurality of electrodes disposed along the length of the plurality of splines, and communicatively coupled to the flexible electronic circuitry, and wherein the electrodes are configured to conduct one or more of the following: anatomy mapping, electrophysiological mapping, temperature measuring, cardiac pacing, and myocardial tissue ablation. 30. The catheter of claim 29, wherein the plurality of splines, the flexible electronic circuitry, and the electrodes are encapsulated in an outer layer that is thermally and electrically conducting, the outer layer is configured to prevent direct contact between the electrodes and myocardial tissue within a cardiac muscle during at least one of therapy and diagnostic procedure, and to structurally stiffen the deployed basket catheter. 31. The catheter of claim 28, further including a plurality of fluid delivery ports positioned at a distal end of the basket catheter, the fluid delivery ports configured to provide irrigation to the plurality of splines. 32. The catheter of claim 28, further including an inner shaft, within the outer tubing, with a plurality of interstitial spaces that extend along the length of the inner shaft, and wherein each of the interstitial spaces mate with a proximal end of one of the plurality of splines, each of the interstitial spaces being configured to minimize the torsional bending moment of the mated spline in response to a force being exerted upon the basket. 33. The catheter of claim 29, further including electrical leads that are disposed along the length of the interstitial space within the inner shaft and in conjunction with the flexible electronic circuitry communicatively couple the electrodes to controller circuitry at a proximal end of the outer tubing. 34. The catheter of claim 28, further including an inner fluid delivery tubing within the outer tubing, and a deployment member axially movable within the inner fluid delivery tubing; wherein: the distal end of the deployment member is coupled to a distal end of the splines; andthe splines are configured to expand axially outward in response to the motion of the deployment member in a first direction, and collapse axially inward in response to the motion of the deployment member in a second direction, the second direction being opposite the first direction. 35. The catheter of claim 28, further including an inner fluid delivery tubing within the outer tubing;a seal disposed between the outer tubing and the inner fluid delivery tubing; anda gasket disposed at an end of the inner fluid d... |  | A61B005/042 A61B018/14 A61B005/00
US09949642 | B2 | 2018-04-24 | Systems, devices, and methods for monitoring medical devices | 2016-05-13 | Systems, devices, and methods are provided that allow the monitoring of analyte levels within analyte monitoring systems. The analyte monitoring systems can be in vivo systems and can include a sensor control device with a sensor and accompanying circuitry, as well as a relay device for communicating with the sensor control device and a reader device. | 1. An in vivo analyte monitoring system, comprising: (a) a sensor control device comprising: an analyte sensor adapted to sense an analyte level in a human body; andwireless communication circuitry adapted to wirelessly transmit data indicative of the sensed analyte level according to a near field communication (NFC) protocol;(b) a relay device comprising: first wireless communication circuitry adapted to receive the data indicative of the sensed analyte level directly from the sensor control device according to the NFC protocol, wherein the first wireless communication circuitry is configured to transmit a request for analyte data to the sensor control device;second wireless communication circuitry adapted to wirelessly transmit the data indicative of the sensed analyte level according to a Bluetooth or Bluetooth Low Energy protocol;processing circuitry; anda memory on which one or more instructions are stored that, when executed by the processing circuitry, cause the processing circuitry to cause the first wireless communication circuitry to transmit the request for analyte data to the sensor control device during an idle time of the sensor control device; and(c) a handheld reader device comprising: wireless communication circuitry adapted to receive the data indicative of the sensed analyte level directly from the relay device according to the Bluetooth protocol;processing circuitry; anda memory on which one or more instructions are stored that, when executed by the processing circuitry, cause the processing circuitry to convert the data indicative of the sensed analyte level into a user readable form. 2. The system of claim 1, wherein the one or more instructions stored on the memory of the relay device, when executed by the processing circuitry, cause the processing circuitry to transfer the received data indicative of the sensed analyte level from the first wireless communication circuitry to the second wireless communication circuitry. 3. The system of claim 2, wherein the one or more instructions stored on the memory of the relay device, when executed by the processing circuitry, cause the processing circuitry to transfer the received data indicative of the sensed analyte level, without modifying analyte level information conveyed by the received data, from the first wireless communication circuitry to the second wireless communication circuitry. 4. The system of claim 1, wherein the relay device is adapted to operate without a graphical display. 5. The system of claim 1, wherein the one or more instructions stored on the memory of the relay device, when executed by the processing circuitry, cause the processing circuitry to: read a timing indication received from the sensor control device; anddetermine, based at least in part on the timing indication, a time at which transmission of the request for analyte data to the sensor control device will be during an idle time of the sensor control device. 6. The system of claim 5, wherein th... | ABBOTT DIABETES CARE INC. | G08B021/00 A61B005/00 A61B005/145 G06F019/00
US20160338605 | A1 | 2016-11-24 | APPARATUS AND A METHOD OF MEASUREMENT THEREOF | 2016-05-11 | An apparatus (1) for performing manometric measurements by way of medical devices of the pneumatic type, comprises a processing unit (10), and a pressure transducer (4), which is connected to the unit (10) and adapted to be fluid-dynamically connected to the pneumatic device (3).;The processing unit (10) comprises: a setting module (11) configured for setting a reference parameter, which is a function of conformational and/or dimensional features of the device (3); and a measurement module (12) configured for processing the measurements made by the transducer (4), according to the reference parameters (a, b, c) which were set for calculating respective objective pressure values.;The medical device (3) of the pneumatic type is fluid-dynamically connectable to a measurement apparatus (1), which is provided with an hollow and compressible active portion (30) and provided with an internal fluid-dynamic path adapted to put into communication the apparatus (1) with the cavity of the active portion (30). | 1. An apparatus (1) for performing manometric measurements through the use of medical devices of the pneumatic type, comprising at least a processing unit (10), which apparatus (1) is characterized in that it comprises at least one pressure transducer (4) connected to said unit (10) and adapted to be fluid-dynamically connected to a pneumatic device (3), said unit (10) comprising: at least one setting module (11) configured for setting at least one reference parameter, which reference parameter is a function at least of conformational and/or dimensional features of said device (3); andat least one measuring module (12) configured for processing the measurements made by said transducer (4) according to the reference parameters (a, b, c), which were set for calculating respective objective pressure values. 2. An apparatus (1) according to claim 1, wherein said setting module (11) is configured for setting at least one reference parameter (a, b, c), being a function of an inner volume of a compressible portion (30) of the device (3). 3. An apparatus (1) according to claim 2, wherein said setting module (11) is configured for setting at least one reference parameter (a, b, c) which is a function of the inner volumes which are in communication with the transducer (4) and the compressible portion (30) of the device (3). 4. An apparatus according to claim 3, said one reference parameter (a, b, c) is a function of the ratio between said inner volume of the compressible portion (30) and said inner volumes, which are in communication with the transducer (4), and the compressible portion (30) wherein said ratio is between 0.05 and 0.95 and, preferably, equal to 0.4. 5. An apparatus according to claim 3, wherein said a reference parameter (a, b, c) is a function of the ratio between an active volume defined by the inner volume of the compressible portion (30), and the sum resulting from an active volume and a passive volume, the latter being defined by said inner communicating volumes, wherein said ratio is comprised between 0.2 and 2.8 and, preferably, equal to 0.6. 6. An apparatus (1) according to claim 2, wherein the setting module (11) is configured for setting at least one reference parameter (a, b, c) which is a function of an initial pressure at which the compressible portion (30) is preliminarily brought. 7. An apparatus (1) according to claim 6, comprising compressor means arranged to be placed in communication with the device (3). 8. An apparatus (1) according to claim 1, wherein the setting module (11) is configured for setting at least one reference parameter (a, b, c) which is a function of the dimensions and/or shapes of the inner and/or external device (3). 9. An apparatus (1) according to claim 1, wherein said measuring module (12) is configured for applying to the measurements performed by the transducer (4) a polynomial formula having as coefficients said set reference parameters (a, b, c). 10. An apparatus (1) according to claim 9... |  | A61B005/03 A61B005/00 A61B005/11
US20160317807 | A1 | 2016-11-03 | CLOSED-LOOP BRAIN STIMULATION APPARATUS AND METHOD FOR GENERATING STIMULATION VOLTAGE THEREOF | 2015-06-25 | A closed-loop brain stimulation apparatus and a method for generating a stimulation voltage thereof are provided. The closed-loop brain stimulation apparatus includes a brain signal receiving apparatus, a controller and a stimulation voltage generator. The brain signal receiving apparatus receives a plurality of brain signals. The controller performs phase correlation operations on the brain signals during a plurality continuous time periods respectively for obtaining a plurality of phase operation values, and generates a stimulation enable signal according to the phase operation values. The stimulation voltage generator generates a stimulation voltage according to the stimulation enable signal, and transports the stimulation voltage to an electrode pair. | 1. A closed-loop brain stimulation apparatus, comprising: a brain signal receiving apparatus, receiving a plurality of brain signals;a controller, coupled with the brain signal receiving apparatus, and performing phase correlation operations on the brain signals during a plurality of continuous time periods respectively for obtaining a plurality of phase operation values, and generating a stimulation enable signal according to each phase operation value; anda stimulation voltage generator, coupled with the controller, and generating a stimulation voltage according to the stimulation enable signal and transporting the stimulation voltage to an electrode pair. 2. The closed-loop brain stimulation apparatus as claimed in claim 1, wherein, the stimulation enable signal is generated when the controller determines an absolute value of each phase correlation operation is not smaller than a preset phase threshold value. 3. The closed-loop brain stimulation apparatus as claimed in claim 1, wherein the controller sets the preset phase threshold value according to a plurality of reference data values. 4. The closed-loop brain stimulation apparatus as claimed in claim 3, further comprising: a memory device, coupled with the controller, and adapted to store the reference data values. 5. The closed-loop brain stimulation apparatus as claimed in claim 3, further comprising a plurality of probes coupled with the brain signal receiving apparatus, and receiving the brain signals, wherein the probes are contacted to a plurality of regions of a test body. 6. The closed-loop brain stimulation apparatus as claimed in claim 1, wherein the controller further comprises a plurality of power spectral densities of the brain signals calculated during the continuous time periods respectively, and the stimulation enable signal is generated according to each power spectral density and the corresponding phase operation value. 7. The closed-loop brain stimulation apparatus as claimed in claim 6, wherein the stimulation enable signal is generated when the controller determines each power spectral density is not smaller than a preset power threshold value and the corresponding phase operation value is not smaller than a preset phase threshold value. 8. The closed-loop brain stimulation apparatus as claimed in claim 6, further comprising: a communication unit, coupled with the controller,wherein the controller performs data transfers with an external computer through the communication unit. 9. A method for generating a stimulation voltage of a closed-loop brain stimulation apparatus, comprising: receiving a plurality of brain signals;performing phase correlation operations on the brain signals during a plurality of continuous time periods respectively for obtaining a plurality of phase operation values, and generating a stimulation enable signal according to each phase operation value; andgenerating a stimulation voltage according to the stimulation enable signal and transpo... |  | A61N001/36 A61N001/02 A61B005/04 A61N001/18 A61B005/00
US20160321417 | A1 | 2016-11-03 | SYSTEMS AND METHODS FOR ESTIMATING ISCHEMIA AND BLOOD FLOW CHARACTERISTICS FROM VESSEL GEOMETRY AND PHYSIOLOGY | 2016-07-08 | Systems and methods are disclosed for determining individual-specific blood flow characteristics. One method includes acquiring, for each of a plurality of individuals, individual-specific anatomic data and blood flow characteristics of at least part of the individual's vascular system; executing a machine learning algorithm on the individual—specific anatomic data and blood flow characteristics for each of the plurality of individuals; relating, based on the executed machine learning algorithm, each individual's individual-specific anatomic data to functional estimates of blood flow characteristics; acquiring, for an individual and individual-specific anatomic data of at least part of the individual's vascular system; and for at least one point in the individual's individual-specific anatomic data, determining a blood flow characteristic of the individual, using relations from the step of relating individual-specific anatomic data to functional estimates of blood flow characteristics. | 1. A method for determining individual-specific blood flow characteristics, the method comprising: acquiring, for each of a plurality of individuals, individual-specific anatomic data and blood flow characteristics of at least part of the individual's vascular system;executing a machine learning algorithm on the individual -specific anatomic data and blood flow characteristics for each of the plurality of individuals;relating, based on the executed machine learning algorithm, each individual's individual-specific anatomic data to functional estimates of blood flow characteristics;acquiring, for an individual, individual-specific anatomic data of at least part of the individual's vascular system; andfor at least one point in the individual's individual-specific anatomic data, determining a blood flow characteristic of the individual, using relations from the step of relating individual-specific anatomic data to functional estimates of blood flow characteristics. 2. The method of claim 1, further comprising: acquiring, for each of the plurality of individuals, one or more individual characteristics; andexecuting the machine learning algorithm further based on the one or more individual characteristics. 3. The method of claim 1, wherein the blood flow characteristics of the individuals include ischemia, blood flow, or fractional flow reserve. 4. The method of claim 1, further comprising: generating a set of features for each point of interest where a blood flow characteristic is desired;using a regression or machine learning technique to weight the impact of features on the blood flow characteristic; andusing the regression or machine learning technique to estimate a blood flow characteristic numerically, classify a vessel as ischemia positive or negative, or classify an individual as ischemia positive or negative. 5. The method of claim 2, wherein the individual characteristics include one or more of: heart rate, blood pressure, demographics such as age or sex, medication, disease states, including diabetes, hypertension, vessel dominance, and prior MI. 6. The method of claim 1, further comprising: displaying or storing the produced estimates in one or more of a media, including images, renderings, tables of values, or reports, or transferring the produced estimates to a physician through other electronic or physical delivery methods. 7. The method of claim 1, further comprising displaying along with each produced estimate a confidence level or a positive, negative, or inconclusive indication. 8. The method of claim 1, further comprising producing estimates based on one or more of analytical fluid dynamics equations and morphometry scaling laws. 9. The method of claim 1, wherein the individual-specific anatomic data includes one or more of: vessel size, vessel size at ostium, vessel size at distal branches, reference and minimum vessel size at plaque, distance from ostium to plaque, length of plaque and length of minimum vessel size, myocar... | HeartFlow, Inc. | G06F019/00 A61B005/0205 A61B005/02 G06N007/00 A61B005/00 A61B006/00 G06N099/00 A61B005/026 A61B005/107
US09486629 | B2 | 2016-11-08 | Brain stimulating system | 2013-12-12 | A brain stimulating system is provided. In some embodiments, the system includes a first electrode configured to supply a minute electric current to stimulate a brain, and a second electrode configured to detect at least one brain signal received from a brain, wherein the second electrode includes a blocking filter configured to block the minute electric current. | 1. A brain stimulating system, comprising: a first electrode configured to supply a minute electric current to stimulate a brain, wherein the minute electric current is a direct current (DC); anda second electrode configured to detect at least one brain signal received from the brain, wherein the second electrode comprises a blocking filter configured to block the minute electric current,wherein the at least one brain signal comprises a DC component and an alternating current (AC) component, andwherein the blocking filter is configured to block the DC component corresponding to the minute electric current supplied by the first electrode. 2. The system of claim 1, wherein the first electrode comprises an electrolyte layer having an impedance value of 1 kΩ to 20 kΩ while the first electrode supplies the minute electric current to stimulate the brain. 3. The system of claim 1, wherein the first electrode comprises: a solid electrolyte layer configured to be directly contacted with the scalp covering the brain, and a conducting film connected with one side of the solid electrolyte layer. 4. The system of claim 3, wherein the solid electrolyte layer and the conducting film are ductile and configured to be deformed to correspond to a curved surface of the scalp. 5. The system of claim 1, wherein the first electrode comprises a wet electrolyte layer directly contacted with the scalp, and at least one of the first electrode or the second electrode contains a waterproofed protective layer. 6. The system of claim 1, wherein the first electrode comprises: a first sub-electrode configured to be arranged at a frontal lobe area of the brain to detect a first brain signal responsive to the minute electric current; anda second sub-electrode configured to be arranged at an area other than the frontal lobe area to detect a second brain signal responsive to the minute electric current. 7. The system of claim 6, the system further comprises a control unit configured to receive the first brain signal and the second brain signal, and extract a third brain signal from a difference between the first brain signal and the second brain signal. 8. The system of claim 1, the system further comprises a control unit configured to control the minute electric current supplied by the first electrode based on the at least one brain signal. 9. A brain stimulating system, comprising: a first electrode configured to supply a minute electric current to stimulate a brain, wherein the minute electric current has one of one or more frequency values predetermined based on a user input, anddetect at least one brain signal received from the brain;a stimulating element configured to control the minute electric current, the stimulating element connected with the first electrode; anda detecting element configured to receive the at least one brain signal, the detecting element connected with the first electrode,wherein the detecting element comprises a blocking filter configured to bloc... | YBRAIN INC. | A61N001/00 A61N001/36 A61B005/0484 A61N001/04 A61B005/04 A61B005/0478 A61N001/372 A61B005/00 A61N001/05
US09480418 | B2 | 2016-11-01 | Systems and methods for the screening and monitoring of inner ear function | 2016-01-06 | Methods and systems for monitoring or testing the hearing of a user using a portable unit include presenting a plurality of test frequencies for selection by a user and storing data about those frequencies, and the user's response to stimuli presented at those frequencies, and comparing the stored data to previously acquired hearing data. Using mathematical prediction algorithms, changes in baseline hearing values can be used to identify potential hearing issues, especially hearing issues associated with ototoxicity. | 1. A hearing monitoring system for monitoring hearing loss over a plurality of tests, comprising: an audio test unit configured to output one or more test sounds to an ear of a user during a respective hearing test, the audio test unit being configured to deliver the one or more test sounds at a plurality of test frequencies and at a plurality of stimulus levels; anda hearing test control system configured to display the plurality of test frequencies on a display screen and receive indications of a selection of respective ones of the plurality of test frequencies, the control system, upon receipt of an indication of a selected test frequency, causing the audio test unit to output one or more test sounds at the selected test frequency to an ear at one or more stimulus levels during the respective hearing test,wherein the control system is configured to receive an indication of whether the test sound was heard by the indicated ear at the selected test frequency and, for instances where the test sound was heard, storing the stimulus level for which the test sound was heard for respective hearing tests,wherein the control system is configured to store the highest set of test frequencies for which an indication was received that the test sound was heard by the indicated ear along with a baseline value related to the stimulus level at which the test sound was heard, the highest set of test frequencies for each ear being the sensitive range for ototoxicity for that respective ear for respective hearing tests,wherein the control system is configured to compare baseline values for the sensitive range for ototoxicity obtained during at least one prior hearing tests with those obtained from one or more subsequent hearing tests, and display on a display screen an indication of a change, if any, between prior baseline values and current baseline values for the sensitive range for ototoxicity and/or between a prior sensitive range for ototoxicity and the current sensitive range for ototoxicity. 2. The hearing monitoring system of claim 1, wherein the sensitive range for ototoxicity comprises a set of seven of the highest set of test frequencies for each ear. 3. The hearing monitoring system of claim 1, wherein the plurality of test frequencies comprise frequencies at ⅙ octave frequency steps. 4. The hearing monitoring system of claim 1, wherein the audio test unit and the control system comprise communication modules for delivering wireless signals from the control system to the audio test unit to cause the audio test unit to output the test sounds at the selected frequencies. 5. The hearing monitoring system of claim 1, further comprising a communication module for delivering signals over a network to a health care provider at a remote location. 6. The hearing monitoring system of claim 1, wherein the control system is configured to store a plurality of acoustic signatures for one or more of the plurality of test frequencies obtained during an acoustic c... | The United States of America As Represented By The Department Of Veterans Affairs | A61B005/00 A61B005/12
US09508008 | B2 | 2016-11-29 | Wearable emotion detection and feedback system | 2015-03-31 | A see-through, head mounted display and sensing devices cooperating with the display detect audible and visual behaviors of a subject in a field of view of the device. A processing device communicating with display and the sensors monitors audible and visual behaviors of the subject by receiving data from the sensors. Emotional states are computed based on the behaviors and feedback provided to the wearer indicating computed emotional states of the subject. During interactions, the device, recognizes emotional states in subjects by comparing detected sensor input against a database of human/primate gestures/expressions, posture, and speech. Feedback is provided to the wearer after interpretation of the sensor input. | 1. A see through head mounted display apparatus, comprising: a see-through, head mounted display;a plurality of sensors cooperating with the display to detect audible and visual behaviors of a subject in a field of view of the apparatus; andone or more processing devices in communication with display and the sensors, the one or more processing devices:automatically monitor the audible and visual behaviors of the subject by receiving data from the sensors;receive supplemental data relating to an emotional state of the subject from a second see-through, head mounted display also monitoring audible and visual behaviors of the subject;compute an emotional state of the subject based on the audible and visual behaviors monitored by see-through, head mounted display device and the supplemental data received from the second see-through, head mounted display; andprovide feedback to the display indicating computed emotional states of the subject. 2. The apparatus of claim 1 wherein to compute an emotional state, the one or more processing devices: recognize emitted characteristics of the subject comprising each one of an emitted posture, expression, gesture, audible expression and word from the subject in the input from the sensors and compare the posture, expression, gesture, audible expression and word to a set of emotional states associated with any one or more similar posture, expression, gesture, audible expression and word. 3. The apparatus of claim 2 wherein the one or more processing devices store computed emotional states based on the characteristics relative to recognized audible and visual sensor data for each subject identified. 4. The apparatus of claim 3 wherein the one or more processing devices compute the emotional state of a subject by identifying the subject, retrieving emotional states stored relative to the subject, and comparing recognized audible and visual sensor data to a set of associated emotional states represented by the behaviors exhibited in the behaviors and the computed emotional states stored relative to the subject. 5. The apparatus of claim 1 wherein the one or more processors identify one or more subjects as an unknown subject, determine that no stored emotional state data exists for the unknown subject, and compute emotional states for each unknown subject, and associate the computed emotional states with each unknown subject thereby creating a known subject. 6. The apparatus of claim 1 wherein the one or more processors prompt a wearer of the display for identification of the subjects and are operable to receiving identification of the subjects. 7. The apparatus of claim 1 wherein the one or more processors are operable to determine the emotional state based on scenario information. 8. The apparatus of claim 7 wherein the scenario information is determined by providing the user with a selection of scenarios and receiving a selection of the scenarios. 9. The apparatus of claim 1 further including a communicatio... | Microsoft Technology Licensing, LLC | G06K009/00 A61B005/11 A61B005/16 G02B027/01 A61B005/00 G06T011/60 G10L025/63 G06F003/01
US09826908 | B2 | 2017-11-28 | Devices, systems and methods for testing cardiac exercise functions | 2016-04-28 | The present disclosure discloses a device, system and method for testing cardiac exercise functions. Chronotropic Competence Indices (CCIs) are proposed to quantitatively describe the adaptation capability of cardiopulmonary system in response to exercise intensity variation in terms of heart rate changes, and thereby describes the dynamic process of the heart in the body metabolic process. The present disclosure discloses a device which measures the CCIs in real time by using the wearable technology, and referred to as Cardiac Exercise Test (CET). Compared with the Cardiopulmonary Exercise Testing (CPX) and parameters measured by the CPX such as a maximum oxygen uptake, the CCIs have clear clinical meanings and specific normal reference values; and the CET reduces the risk of the test. It is simple to use, and can be used anytime anywhere. It is of great importance in wide clinical applications, and is of great significance in prevention and rehabilitation of cardiopulmonary disease. | 1. A system for testing cardiac exercise functions, comprising: at least one wearable component worn by a testee, comprising an ECG acquisition module configured to acquire ECG signal of the testee, and an exercise acquisition module configured to acquire an exercise signal of the testee without or with a load;a handhold electronic device configured to acquire the ECG signal and the exercise signal of the testee from the at least one wearable component in a wired or wireless communication manner, process the ECG signal and the exercise signal, and control a process of cardiac exercise testing; anda workstation connected to the handhold electronic device in a wireless or wired communication manner, configured to receive data from the handhold electronic device, complete the process of cardiac exercise testing under the monitoring of a user, and generate a test report comprising at least ECG parameters, exercise parameters and Chronotropic Competence Indices (CCIs). 2. The system according to claim 1, wherein the handhold electronic device is configured to process the ECG signal and the exercise signal in real time in the following three periods of resting for at least 1 minute before an exercise test, exercising for 6 minutes or more in a certain mode after the exercise test is started, and resting for 1 minute or more after the exercise is stopped. 3. The system according to claim 1, wherein the CCIs comprise Resting Heart Rate (RHR),Chronotropic Limit (CL), Chronotropic Rate (CR), and Heartrate Recovery after Exercise (HRE). 4. The system according to claim 3, wherein the CR is measured according to the following equation: CR=(HRstage−HRrest)/(METstage−1)wherein HRstage and METstage represent a heart rate and an exercise metabolic equivalent of the testee at a certain time during the test respectively, and HRrest represents a heart rate of the testee during resting. 5. The system according to claim 3, wherein the chronotropic limits measured according to the following equation: CL=(HRmax−HRrest)/(HRPredM−HRrest)wherein HRmax and HRrest represent the maximum heart rate and Resting Heart Rate (RHR) respectively, and HRPredM represents a predicted value of the maximum heart rate. 6. The system according to claim 3, wherein the HRE is defined as the difference between the maximum exercise heart rate and the heart rate 1 minute after the exercise is stopped, which represents a speed at which the heart rate recovers to the RHR after the exercise is stopped. 7. The system according to claim 1, wherein the handhold electronic device comprises a man-machine interaction module configured to alert the testee of start or stop of the exercise or acceleration or deceleration of the exercise in a voice or image manner, and display information, an exercise mode, and an ECG signal of the testee in real time, and configured with an emergency button for use by the testee when feeling uncomfortable. 8. The system according to claim 1, wherein the ECG acquisi... | SmartHealth Electronics Ltd. | A61B005/04 A61B005/0205 A61B005/00 A61B005/0245 A61B005/0404 A61B005/044 A61B005/11 A61B005/22 G06F019/00
US09504402 | B2 | 2016-11-29 | Cranial implant | 2015-03-25 | Implantable medical devices (IMD) configured for implantation within a recess formed in a cranium of a patient, as well as associated methods, are described. In some embodiments, the IMD includes a top external surface and another adjacent external surface, e.g., a side surface, which are oriented with respect to each other to define an acute angle. A connection module for an electrical lead or catheter may be included on the top external surface. Embodiments of the invention may facilitate implantation of an IMD within a recess formed in the cranium of a patient at a location remote to an incision made in the scalp of the patient. | 1. An assembly of an implantable medical device configured for implantation within a recess formed in a cranium of the patient, the assembly comprising: a top external surface located distally relative to a brain of the patient when the assembly is implanted within the recess;a side external surface adjacent to the top external surface and located proximate to the brain relative to the top external surface when the assembly is implanted within the recess,wherein the side external surface is configured to be adjacent to the cranium of the patient within the recess and not contact an external surface of the cranium, when the assembly is implanted within the recess,wherein the side external surface and the top external surface are oriented to define an acute angle at a corner of the assembly between the top external surface and the side external surface;a bottom external surface that is adjacent to the side external surface and non-adjacent to the top external surface, wherein the side external surface and the bottom external surface are oriented to define an obtuse angle;a housing that forms a substantially sealed enclosure;circuitry within the substantially sealed enclosure, wherein the circuity is configured to at least one of control delivery of therapy to or monitor a patient via a lead;a feedthrough extending through the housing and configured to electrically connect to the lead outside of the housing; anda flexible tape interconnect within the housing and connected to the feedthrough, the flexible tape interconnect configured to electrically connect the circuitry within the housing to the lead via the feedthrough. 2. The assembly of claim 1, wherein the housing includes at least part of the top external surface. 3. The assembly of claim 1, further comprising the lead, wherein the lead is electrically connected to the circuitry within the housing via the feedthrough. 4. The assembly of claim 1, further comprising a member that at least partially encapsulates the housing, wherein the member comprises at least part of at least one of the top external surface and the side external surface. 5. The assembly of claim 1, further comprising: a processor within the substantially sealed enclosure that controls the circuitry to deliver therapy to the patient. 6. The assembly of claim 1, further comprising a processor configured to at least one of control delivery of therapy to or monitor a patient via the lead. 7. The assembly of claim 1 further comprising a lead connection module located on the top external surface, the lead connection module configured to receive the lead. 8. The assembly of claim 7, wherein the lead connection module receives the lead in a direction that is substantially parallel to the top external surface. 9. The assembly of claim 1, wherein the corner of the assembly between the top external surface and the side external surface is adjacent the recess formed in the cranium of the patient when the assembly is implanted withi... | Medtronic, Inc. | A61N001/375 A61B005/0478 A61N001/05 A61B005/00 A61N001/36
US09713494 | B2 | 2017-07-25 | Feedback systems and methods for renal denervation utilizing balloon catheter | 2016-07-26 | A renal denervation system includes an ablation catheter and an inflation balloon. The renal denervation catheter is insertable into a renal artery to perform a renal denervation procedure. The inflation balloon is inflatable within the renal artery, wherein one of a blood pressure condition in the renal artery resulting from operation of the inflation balloon and a performance characteristic of the inflation balloon indicates efficacy of the renal denervation procedure. | 1. A method of determining efficacy of a renal denervation procedure in a renal artery, comprising: providing a renal denervation catheter and an inflation balloon;measuring a first amount of time to fill the inflation balloon within the renal artery;deflating the inflation balloon;performing a first renal denervation procedure in the renal artery with the renal denervation catheter;after performing the renal denervation procedure, measuring a second amount of time to fill the inflation balloon within the renal artery;comparing the first and second amounts of time to determine a change in the first and second amounts of time; anddetermining that the efficacy of the first renal denervation procedure is sufficient when the change in the first and second amounts of time is within a predetermined range. 2. The method of claim 1, wherein measuring the first amount of time to fill the inflation balloon includes measuring the first amount of time to fill the inflation balloon to a predetermined pressure level. 3. The method of claim 1, further comprising: determining that the efficacy of the first renal denervation procedure is insufficient when the change in the first and second amounts of time is not within the predetermined range;axially moving the renal denervation catheter within the renal artery;performing a second renal denervation procedure;after performing the second renal denervation procedure, measuring a third amount of time to fill the inflation balloon; andcomparing the third amount of time with at least one of the first and second amounts of time to determine efficacy of the second renal denervation procedure. 4. The method of claim 3, wherein comparing the third amount of time with at least one of the first and second amounts of time comprises comparing the first and third amounts of time to determine a change in the first and third amounts of time, the method further comprising determining that the efficacy of the second renal denervation procedure is sufficient when the change in the first and third amounts of time is within the predetermined range. 5. The method of claim 3, wherein comparing the third amount of time with at least one of the first and second amounts of time comprises comparing the second and third amounts of time to determine a change in the second and third amounts of time, the method further comprising determining that the efficacy of the second renal denervation procedure is sufficient when the change in the second and third amounts of time is within another predetermined range. 6. The method of claim 1, further comprising positioning a balloon sensor in the inflation balloon, wherein measuring the first amount of time comprises measuring the first amount of time using the balloon sensor, and wherein measuring the second amount of time comprises measuring the second amount of time using the balloon sensor. 7. The method of claim 1, wherein the change between the first amount of time and the second amount of ti... | ST. JUDE MEDICAL, CARDIOLOGY DIVISION, INC. | A61B018/18 A61B018/14 A61B005/0215 A61B005/00 A61B018/00 A61B090/00
US10271400 | B2 | 2019-04-23 | Controlling physiological conditions by controlling environmental conditions | 2016-04-21 | In one embodiment, a method comprising: (a) receiving a set of physiological data associated with at least one health condition of an animal subject; (b) receiving a set of environmental data associated with one or more environment conditions to which the subject is or has been exposed; (c) determining a set of operating parameters for at least one environmental device based at least partially on at least a portion of the set of physiological data and at least a portion of the set of environmental data; and (d) transmitting the set of operating parameters to the at least one environmental device to at least partially control at least one controlled environmental condition to which the subject is exposed to thereby at partially control the at least one health condition. | 1. A method comprising: receiving a set of physiological data associated with at least one health condition of an animal subject, wherein said at least one health condition is a measurable circadian cycle indicative condition (MCCIC);receiving a set of environmental data associated with one or more environment conditions to which the animal subject is or has been exposed, wherein said set of environmental data comprises at least historical data corresponding to accumulated light exposure of said subject over a certain period, wherein said certain period is at least one hour;determining a set of operating parameters for at least one environmental device based at least partially on at least a portion of the set of physiological data and at least a portion of the set of environmental data, wherein said at least one environmental device is at least one light-emitting device having variable light output, and wherein determining the operating parameters comprises determining a change in light output of said at least one light-emitting device based on said at least one MCCIC and said accumulated light exposure, wherein determining the operating parameters comprises at least comparing said at least one MCCIC to a baseline measurement and either increasing or decreasing said light exposure depending on whether said at least one MCCIC is above or below said baseline, wherein the degree to which light exposure is increased or decreased depends at least in part on said accumulated light exposure; andtransmitting the set of operating parameters to the at least one environmental device to at least partially control at least one controlled environmental condition to which the animal subject is exposed to thereby at partially control the at least one health condition, wherein said at least one controlled environmental condition is light exposure. 2. The method of claim 1, wherein the one or more conditions correspond to a first environment and the at least one controlled environmental condition corresponds to a second environment. 3. The method of claim 2, wherein the first and second environments are different. 4. The method of claim 3, wherein the first and second environments are separated by at least one of time or distance. 5. The method of claim 1, wherein determining the operating parameters comprises comparing the at least a portion of the set of physiological data and the at least a portion of the set of environmental data to one or more predetermined limits and then using logic operators based on the comparison to establish the operating parameters for the at least one environmental device. 6. The method of claim 5, wherein the predetermined limits are established using a learning program. 7. The method of claim 6, wherein the predetermined limits are established by altering the at least one environmental condition and recording the change in the at least one health condition. 8. The method of claim 1, and the operating parameters are determined... | SORAA, INC. | G05B021/00 G01M001/38 G05B013/00 G05B015/00 G05D023/00 H05B033/08 G05B013/02 A61B005/0205 A61B005/0402 A61B005/0476 H05B037/02 A61B005/04 A61B003/11 A61B005/103 A61B005/021 A61B005/024 A61B005/053 A61B005/00 A61B005/01 A61B005/0482 A61B005/1455
US09480420 | B2 | 2016-11-01 | Puncturing system and lancet carrier tape | 2009-11-10 | A puncturing system has a carrier tape carrying multiple lancets, a device housing comprising a conveying facility for moving the lancets into a usage position consecutively by moving the carrier tape in a conveying direction, a puncturing drive for accelerating one of the lancets that is positioned in the usage position in a puncturing motion, an opening in the device housing for touching against a body part in which a puncture is to be made by the puncturing motion of one of the lancets, an actuation facility for driving the conveying facility, and an unlockable interlock comprising a stop that blocks further transport of the carrier tape as soon as one of the lancets has reached the usage position. | 1. A puncturing system comprising: a carrier tape that carries multiple lancets, wherein each of the lancets are positioned such that a longitudinal direction of the lancet is transverse to a longitudinal direction of the carrier tape at a point of attachment of the lancet,a device housing comprising a conveying facility for moving the lancets into a usage position consecutively by moving the carrier tape in a conveying direction,a puncturing drive for accelerating one of the lancets that is positioned in the usage position in a puncturing motion,an opening in the device housing for touching against a body part in which a puncture is to be made by the puncturing motion of one of the lancets,an actuation facility for driving the conveying facility, the actuation facility comprising a substantially linear gear rack directly engaging a gearwheel and a counting wheel, the gearwheel and the counting wheel completely enclosed within the device housing; andan unlockable interlock comprising a stop that blocks further transport of the carrier tape as soon as one of the lancets has reached the usage position anda slipping clutch which couples the actuation facility to the conveying facility. 2. The puncturing system of claim 1 wherein the unlockable interlock can be unlocked by actuating the actuation facility. 3. The puncturing system of claim 1 wherein the puncturing drive includes an energy storage that supplies the energy required for the puncturing motion and is coupled to the actuation facility such that the energy storage is charged by actuating the actuation facility. 4. The puncturing system of claim 1 wherein the unlockable interlock comprises an interlocking element that acts in conjunction with one of the lancets that is in the usage position. 5. The puncturing system of claim 4 wherein the interlocking element acts in conjunction with one of the lancets that is in the usage position in a form-fitting manner. 6. The puncturing system of claim 5 wherein the interlocking element comprises a stop surface against which one of the lancets abuts in the usage position. 7. The puncturing system of claim 4 wherein the interlocking element comprises a stop surface against which one of the lancets abuts in the usage position. 8. The puncturing system of claim 1 wherein the unlockable interlock can be switched from an interlocking position, in which further transport of the carrier tape is blocked, to a pass-through position, in which the carrier tape can be transported further, by an actuator that is coupled to the actuation facility. 9. The puncturing system of claim 8 wherein the actuator is coupled to the actuation facility by a cam control. 10. The puncturing system of claim 1 wherein the puncturing drive comprises a coupling head that has a gap through which the carrier tape is guided, whereby the unlockable interlock forms a constriction of the gap. 11. The puncturing system of claim 1 wherein the counting wheel is coupled to the carrier ... | Roche Diabetes Care, Inc. | A61B017/32 A61B005/15 A61B005/151
US09480820 | B2 | 2016-11-01 | Apparatus and method for sensing force on a robotically controlled medical instrument | 2013-01-31 | A medical system comprises a medical probe including an elongated probe body, a lumen extending within the probe body, an axially flexible section, and a push-pull member slidably disposed within the lumen. The system comprises a ditherer mechanically coupled to the member for cyclically displacing it axially back and forth within the lumen, such that the ends of the probe body are axially displaced relative to each other via the axially flexible section. The system further comprises a sensor for sensing a force axially applied to the distal end of the probe body. A method comprises introducing a medical probe into a patient, axially dithering the distal end of the medical probe back and forth relative to the proximal end of the medical probe, and sensing a force applied between tissue of the patient and the distal end of the medical probe while the distal end is axially dithered. | 1. A medical instrument system, comprising: an elongated probe body having a bendable section, a distal tip section, and an axially variable-length section disposed between the bendable and distal tip sections, the probe body having a lumen axially extending therethrough;a push-pull member slidably disposed in the lumen of the probe body, the push-pull member having a distal end affixed to the distal tip section of the probe body and a proximal end portion extending out a proximal end of the probe body;a dithering mechanism configured to mechanically couple to the proximal end portion of the push-pull member, the dithering mechanism further configured for cyclically displacing the push-pull member axially back and forth within the lumen of the probe body, such that the distal tip section is axially displaced relative to bendable section via the axially variable-length section;at least one force sensor positioned adjacent to the proximal end portion of the push-pull member, the at least one force sensor being configured for measuring a load applied to the push-pull member; anda processor operatively coupled to the at least one force sensor and configured for determining an external force axially applied to the distal tip section of the probe body based on signals received from the at least one force sensor. 2. The medical instrument system of claim 1, wherein the probe body comprises a flexible intravascular catheter body having an operative element mounted on the distal tip section. 3. The medical instrument system of claim 1, wherein the axially variable-length section of the probe body comprises an axially compressible polymer sleeve. 4. The medical instrument system of claim 1, wherein the axially variable-length section of the probe body comprises a bellows. 5. The medical instrument system of claim 1, wherein the axially variable-length section of the probe body comprises a spring, the spring having a distal end coupled to the distal tip section and a proximal end coupled to the bendable section. 6. The medical instrument system of claim 1, wherein the at least one force sensor is mounted on the dithering mechanism. 7. The medical instrument system of claim 1, wherein the push-pull member comprises a fluid delivery tube having an open distal end coupled to the distal tip section. 8. The medical instrument system of claim 1, wherein the medical probe further includes at least one control element extending within the probe body, and wherein the system is a robotically controlled instrument system, including an instrument driver having an adapter configured to be operatively coupled to the at least one control element for bending the bendable section of the probe body in at least one direction, and wherein the dithering mechanism is mounted on the instrument driver. 9. The medical instrument system of claim 1, wherein the probe body is manually controlled using a handle attached to a proximal end of the probe body, and wherein the dithe... | HANSEN MEDICAL, INC. | A61M025/01 A61B005/00 A61B017/29 A61B001/005 A61B005/01 A61B005/04 A61B010/06 A61B018/14 A61B018/00 A61B017/00
US09480425 | B2 | 2016-11-01 | Task-less optical mapping of dynamic brain function using resting state functional connectivity | 2009-04-17 | A method for utilizing an optical system for mapping brain function includes determining a time series of light intensity measurements for spatially distributed source and detector pairs, receiving light measurements over a period of time, and producing at least one map of a respective strength of each of a plurality of temporal correlations, wherein the temporal correlations are based on the time series of the spatially distributed source and detector pairs and the light measurements. | 1. A method for utilizing a diffuse optical tomography (DOT) system including a plurality of spatially distributed source-detector pairs for taskless mapping of brain function, the method comprising: determining a time series of dynamic light measurements for the plurality of spatially distributed source-detector pairs;receiving the dynamic light measurements over a period of time using the source-detector pairs;generating a plurality of temporal correlations between regions of a brain for the dynamic light measurements based on the time series of the spatially distributed source-detector pairs and the received dynamic light measurements, wherein one of the plurality of temporal correlations corresponds to one of the time series such that each time series has a corresponding correlation coefficient;producing at least one map of a respective strength of each of the plurality of temporal correlations; andproducing overlapping source-detector pairs measurements using DOT geometries;reconstructing data representative of the dynamic light measurements into an image space using at least one DOT algorithm;co-registering DOT voxel images obtained by the reconstruction to anatomical information;determining at least one resting-state neural activity driven functional connection between a first region of the brain and a second region of the brain based on the dynamic light measurements and the plurality of temporal correlations, wherein the dynamic light measurements and the plurality of temporal correlations do not depend on either a task or a change in physiological condition. 2. The method of claim 1, wherein receiving the dynamic light measurements comprises recording fluctuations in one of light absorption, scattering fluorescence, and coherence optical contrasts. 3. The method of claim 2, wherein receiving the dynamic light measurements further comprises receiving the dynamic light measurements one of invasively and non-invasively. 4. The method of claim 3, wherein receiving the dynamic light measurements further comprises receiving one of time resolved measurements, frequency domain measurements, and continuous wave measurements. 5. The method of claim 1, wherein receiving the dynamic light measurements comprises receiving the dynamic light measurements using planar reflectance geometry. 6. The method of claim 1, wherein receiving the dynamic light measurements comprises receiving the dynamic light measurements using one of a raster-scanning source-detector pair and a plurality of discrete spatially distributed independent source-detector pairs. 7. The method of claim 1, further comprising obtaining a cortical surface image and mapping DOT voxel images obtained by the reconstruction onto the cortical surface image. 8. The method of claim 1, wherein generating the plurality of temporal correlations between regions of the brain further comprises generating the plurality of temporal correlations using a correlation analysis that is interpreted as... | WASHINGTON UNIVERSITY | A61B006/00 A61B005/1455 A61B018/22 A61B005/00
US09482664 | B2 | 2016-11-01 | Detection devices and related methods of use | 2011-05-17 | Disclosed are devices and methods for detecting analytes from a sample. | 1. A device comprising: a. a substrate comprising a surface;b. a non-fouling polymer layer on the surface, wherein the non-fouling polymer layer comprises a plurality of brush molecules;c. at least one capture region on the polymer layer, comprising at least one capture agent non-covalently bound to the polymer layer, wherein the at least one capture agent binds a target in a sample and the at least one capture agent remains bound to the polymer layer when exposed to the sample; andd. at least one labile region on the polymer layer, comprising at least one detection agent and an excipient, wherein the at least one detection agent solubilizes upon contact with the sample and labels the target in the sample;wherein the capture region and the labile region are spatially separated. 2. The device according to claim 1, wherein at least one of the plurality of brush molecules comprises a monomer core group. 3. The device according to claim 2, wherein the monomer core group is selected from styrenes, acrylonitriles, acetates, acrylates, methacrylates, acrylamides, methacrylamides, vinyl alcohols, vinyl acids, and combinations thereof. 4. The device according to claim 1, wherein at least one of the plurality of brush molecules comprises a protein-resistant head group. 5. The device according to claim 4, wherein the protein-resistant head group comprises a hydrophilic head group or a kosmotrope. 6. The device according to claim 5, wherein the protein-resistant head group comprises a saccharide, an oligosaccharide, tri(propyl sulfoxide), hydroxyl, glycerol, phosphorylcholine, tri(sarcosine), N-acetylpiperazine, betaine, carboxybetaine, sulfobetaine, permethylated sorbitol, —CH2N+(CH3)2CH2CH2CH2SO3−, hexamethylphosphoramide, or poly(ethylene glycol). 7. The device according to claim 1, wherein the non-fouling polymer layer comprises poly(oligo(ethylene glycol)methyl methacrylate). 8. The device according to claim 1, comprising a plurality of capture regions, each capture region comprising at least one capture agent. 9. The device according to claim 8, wherein the plurality of capture regions comprise at least two different capture agents. 10. The device according to claim 8, wherein each of the plurality of capture regions comprises a different capture agent. 11. The device according to claim 1, comprising a plurality of labile regions, each labile region comprising at least one detection agent. 12. The device according to claim 1, wherein at least one labile region further comprises heparin an anticoagulant. 13. The device according to claim 1, wherein the substrate comprises glass, silicon, a metal oxide, or a polymer. 14. The device according to claim 1, further comprising a linking layer between the substrate and the polymer layer. 15. A method of manufacturing a device according to claim 1, the method comprising: a. providing a substrate comprising a surface;b. forming a non-fouling polymer layer on the surface, wherein the non-fouling pol... | Sentilus Holdco LLC | G01N033/543 A61B005/15 A61B005/151 A61B005/157
US09488610 | B2 | 2016-11-08 | Weaving method for producing a plurality of moisture sensors for a device for monitoring a patient access | 2012-09-20 | A weaving method for producing a plurality of moisture sensors for a device for monitoring an access to a patient, in particular for monitoring the vascular access in an extracorporeal blood treatment, wherein the moisture sensors are woven. During the weaving of the moisture sensors, non-conductive warp threads, non-conductive weft threads, conductive warp threads and conductive weft threads are disposed in the textile two-dimensionally extending structure, such that spatially demarcatable structures of electrical strip conductors are created. The strip conductor structures can be produced by spatial separation or contacting of the conductive warp or weft threads. In order to be able to produce the moisture sensors cost effectively in large numbers, a plurality of individual moisture sensors are repeatedly woven each time beside one another normal to the production direction on a common woven fabric web as the web progressively advances, so that the width of the woven fabric web is occupied in the best possible way by as many moisture sensors as possible. The individual moisture sensors are separated from one another after weaving. | 1. A method for producing a plurality of moisture sensors for a device for monitoring a patient access, the method comprising: disposing non-conductive warp threads, non-conductive weft threads, conductive warp threads and conductive weft threads in a textile two-dimensionally extending structure such that spatially demarcatable structures of electrical strip conductors are created, wherein a plurality of individual moisture sensors are woven beside one another normal to a production direction on a common woven fabric web; andafter the weaving, separating the individual moisture sensors from one another,wherein the moisture sensors of a group of moisture sensors, which are woven beside one another normal to the production direction, are disposed interlaced with respect to one another,wherein the moisture sensors each comprise a central region with two legs which laterally surround a central cutout, wherein the moisture sensors on the woven fabric web are disposed offset with respect to one another, such that in each case a leg of a moisture sensor engages in a cutout of another moisture sensor,wherein a lateral offset of the moisture sensors corresponds to a spacing of individual groups of warp and weft threads with which the strip conductors are created on the central region and the two legs of the moisture sensors. 2. The method according to claim 1, further comprising weaving a compensation strip running normal to the production direction between a preceding group of moisture sensors, which are woven beside one another normal to the production direction, and a subsequent group of moisture sensors, which are woven beside one another normal to the production direction. 3. The method according to claim 1, wherein intersecting conductive warp threads and weft threads are disposed for the formation of the strip conductor structures such that the warp and weft threads make contact at individual points of intersection. 4. The method according to claim 1, wherein the strip conductor structures of the individual moisture sensors are formed from groups of conductive warp threads, which each comprise a plurality of conductive warp threads running in a first direction, and groups of conductive weft threads, which each comprise a plurality of conductive weft threads running beside one another in a direction at right angles to the first direction, wherein at least one of the groups of warp threads are disposed with an equal spacing from one another and the groups of weft threads are disposed with an equal spacing from one another. 5. The method according to claim 4, wherein the conductive warp threads run in the production direction and the conductive weft threads run normal to the production direction. 6. The method according to claim 1, wherein the strip conductor structures of the moisture sensors are each formed by three groups of weft threads and two groups of warp threads. 7. The method according to claim 6, wherein the groups of the weft thread... | Fresenius Medical Care Deutschland GmbH | B32B038/00 G01N027/04 D03D001/00 A61M001/36 D03D011/00 G01M003/16 D03D015/00 A61B005/02
US20160317081 | A1 | 2016-11-03 | DISPOSABLE, IN-LINE ENTEROTOMY DETECTION DEVICE | 2014-12-29 | An in-line enterotomy detection device for use in a surgical procedure wherein access to an internal operating field is provided through a plurality of access ports and further wherein a pressurized insufflating gas is delivered to the internal operating field through one access port and vented from the internal operating field through another access port, the in-line enterotomy detection device comprising: a housing having an inlet, an outlet, and a passageway connecting the inlet to the outlet, the inlet being configured for connection to an access port venting gas from the internal operating field and the outlet being configured to vent gas from the in-line enterotomy detection device; and at least one non-electrical colorimetric enteric gas sensor disposed within the passageway for determining at least one of the presence of a selected enteric gas and the concentration of a selected enteric gas and indicating that presence by a visually-apparent change in appearance. | 1. An in-line enterotomy detection device for use in a surgical procedure wherein access to an internal operating field is provided through a plurality of access ports and further wherein a pressurized insufflating gas is delivered to the internal operating field through one access port and vented from the internal operating field through another access port, said in-line enterotomy detection device comprising: a housing having an inlet, an outlet, and a passageway connecting said inlet to said outlet, said inlet being configured for connection to an access port venting gas from the internal operating field and said outlet being configured to vent gas from said in-line enterotomy detection device; andat least one non-electrical colorimetric enteric gas sensor disposed within said passageway for determining at least one of the presence of a selected enteric gas and the concentration of a selected enteric gas and indicating that presence by a visually-apparent change in appearance. 2. An in-line enterotomy detection device according to claim 1 wherein said in-line enterotomy detection device is operative at the insufflation pressure used for the surgical procedure without requiring supplemental pressurization or suction. 3. An in-line enterotomy detection device according to claim 1 wherein said at least one non-electrical colorimetric enteric gas sensor comprises at least one tube having a first opening in fluid communication with said inlet, a second opening in fluid communication with said outlet, and a reactive material for providing a visually-apparent change in appearance when exposed to at least one of a selected enteric gas and a concentration of a selected enteric gas. 4. An in-line enterotomy detection device according to claim 3 wherein said at least one non-electrical colorimetric enteric gas sensor is adapted to provide a visually-apparent change in appearance when exposed to a selected enteric gas. 5. An in-line enterotomy detection device according to claim 3 wherein said selected enteric gas comprises a naturally-occurring enteric gas. 6. An in-line enterotomy detection device according to claim 5 wherein said selected enteric gas comprises hydrogen sulfide. 7. An in-line enterotomy detection device according to claim 5 wherein said selected enteric gas comprises dimethylsulfide. 8. An in-line enterotomy detection device according to claim 5 wherein said selected enteric gas comprises methanethiol, aka methyl mercaptan. 9. An in-line enterotomy detection device according to claim 3 wherein said selected enteric gas comprises a non-naturally-occurring enteric gas. 10. An in-line enterotomy detection device according to claim 9 wherein said non-naturally-occurring enteric gas comprises a gas whose production is induced by the digestion of a selected substance. 11. An in-line enterotomy detection device according to claim 9 wherein said non-naturally-occurring enteric gas comprises a gas which is deliberately introduced into ... |  | A61B005/00 A61B017/34 A61M039/10 A61M013/00
US20160317228 | A1 | 2016-11-03 | METHODS AND SYSTEMS FOR HIGH SPEED LASER SURGERY | 2016-07-12 | The present disclosure relates to a methods and systems for high speed laser surgery. In some implementations, the combination of mid-infrared (mid-IR) laser radiation with micro-scanning technology allows for large tissue ablation rates with minimal thermally affected zones, where micro-scanning distributes the heat generated by laser surgery over a large tissue area. Micro-scanning technology is compatible with hollow core fiber technology which can be implemented to deliver near diffraction limited mid-IR laser beams into the vicinity of the target area. Micro-scanning technology is compatible with hand tools for direct replacement of mechanical surgical tools such as scalpels as well as robotic surgery. Micro-scanning technology is also compatible with endoscopic beam delivery and can be combined with endoscopic tissue analysis. Tissue analysis can be performed with optical imaging technology as well as other analytical tools such as mass spectrometers. | 1. A laser surgery apparatus comprising: a laser pulse source configured to generate pulsed radiation at a high repetition rate; anda transfer fiber configured to receive said pulsed radiation from said laser pulse source and to transfer said pulsed radiation along a fiber axis to an output of said transfer fiber,wherein a length of said transfer fiber proximate to said output is configured to resonantly vibrate in a transverse direction with respect to the fiber axis so as to deliver said pulsed radiation for laser surgery. 2. The laser surgery apparatus according to claim 1, wherein the transfer fiber comprises a hollow fiber selected from one or more of: a photonic crystal fiber, a Kagome fiber, or a hypocycloid fiber. 3. The laser surgery apparatus according to claim 2, wherein said hollow fiber comprises germania glass. 4. The laser surgery apparatus according to claim 1, wherein said transfer fiber comprises hollow fiber optimized for transmission in the approximate 1.0 μm to 3.5 μm wavelength range. 5. The laser surgery apparatus according to claim 1, wherein said laser pulse source is configured to deliver high energy pulses in a wavelength range from about 1.0 μm to about 3.5 μm. 6. The laser surgery apparatus according to claim 1, wherein said laser pulse source comprises a gain fiber, a semiconductor diode, a solid-state laser system, or a combination thereof. 7. The laser surgery apparatus according to claim 1, wherein said laser pulse source comprises a fiber amplifier system and a micro-chip seed laser. 8. The laser surgery apparatus according to claim 1, wherein said laser pulse source comprises a fiber amplifier system and a fiber based seed laser. 9. The laser surgery apparatus according to claim 1, further comprising at least one frequency converter. 10. The laser surgery apparatus according to claim 9, wherein said at least one frequency converter comprises at least one of or a combination of an OPO stage, an OPA stage, or an OPG stage. 11. The laser surgery apparatus according to claim 1, wherein said laser pulse source is configured to produce a burst of pulses. 12. The laser surgery apparatus according to claim 11, wherein said burst of pulses is polarization modulated with an optical modulator to generate pulses with varying polarization states downstream of said modulator. 13. The laser surgery apparatus according to claim 12, further comprising at least one delay line to coherently add at least two pulses from said burst of pulses. 14. The laser surgery apparatus according to claim 1, further comprising an imaging system to image said output of said transfer fiber onto a target area. 15. The laser surgery apparatus according to claim 1, further comprising: a positioning system having an additional actuator for non-resonant movement of said transfer fiber at a rate slower than the resonant vibrations of said fiber output. 16. The laser surgery apparatus according to claim 1, further comprising a positioning ... |  | A61B018/22 A61B005/00
US09717916 | B2 | 2017-08-01 | System for determination and utilization of cardiac electrical asynchrony data | 2016-07-18 | One embodiment provides a system for determination and utilization of cardiac electrical asynchrony data. The system includes an analysis circuitry including a processor and a memory, the analysis circuitry configured to: obtain a plurality of sets of cardiac signals collected in at least two locations of a heart of a patient, the signals comprising at least one of surface electrocardiography signals and pseudo-surface ECG signals; detect one or more QRS complexes for each of the sets based on the cardiac signals for that set; obtain one or more cross-correlation signals, each of the cross-correlation signals being between at least two of the signal sets and being obtained using the detected QRS complexes from the signal sets; and calculate one or more asynchrony indices using one or more of the cross-correlation signals, each of the asynchrony indices being indicative of a level of asynchrony between the at least two locations. | 1. A system for determination and utilization of cardiac electrical asynchrony data, comprising: an analysis circuitry comprising a processor and a memory, the processor configured to execute computer-executable code stored in the memory, the analysis circuitry configured to: obtain a plurality of sets of cardiac signals collected in at least two locations of a heart of a patient, the signals comprising at least one of surface electrocardiography (ECG) signals and pseudo-surface ECG signals;detect one or more QRS complexes for each of the sets based on the cardiac signals for that set;obtain one or more cross-correlation signals, each of the cross-correlation signals being between at least two of the signal sets and being obtained using the detected QRS complexes from the at least two signal sets; andcalculate one or more asynchrony indices using one or more of the cross-correlation signals, each of the asynchrony indices being indicative of a level of asynchrony between the at least two locations. 2. A system according to claim 1, further comprising: an implantable stimulation device configured to apply stimulation to the patient's heart and to collect two or more of the sets of the cardiac signals while applying the stimulation. 3. A system according to claim 2, wherein one of: the analysis circuitry is comprised within the implantable stimulation device; andthe implantable stimulation device wirelessly provides the at least two sets and the intervals to the analysis circuitry via a wireless circuit interfaced to the analysis circuitry. 4. A system according to claim 1, further comprising: an implantable stimulation device configured to cycle through a plurality of interventricular (VV) delay intervals inside a pre-determined safety range while applying stimulation to the patient's heart,wherein the analysis circuitry, for each of the VV delay intervals, calculates one of the asynchrony indices based on the sets of the signals associated with the stimulation applied in accordance with that interval, and determines the VV delay interval associated with a lowest one of the determined asynchrony indices as the optimal VV delay interval. 5. A system according to claim 4, wherein the stimulation comprises VVI pacing and cycling through the VV delay intervals comprises changing the stimulation in a plurality of steps from right ventricular (RV) only pacing to left ventricular (LV) pacing and one of the steps comprises applying simultaneous biventricular pacing, and the asynchrony index is calculated for the VV delay during each of the steps. 6. A system according to claim 4, wherein two of the VV delays have the lowest one of the asynchrony indices, and the analysis circuitry is further configured to: determine a width of an ensemble averaged QRS waveform (AAQRSC) for each of the two VV delays with the lowest asynchrony index; andset the VV interval with a narrowest one of the AAQRSC as the optimal VV delay interval. 7. A system according to cl... | XSynchro, Inc. | A61B005/04 A61N001/365 A61N001/05 A61B005/0428 A61B005/0472 A61N001/368 A61N001/372 A61B005/042 A61B005/0456
US09788782 | B2 | 2017-10-17 | Discrimination of apnea type by medical device | 2016-07-18 | Disclosed herein, among other things, are methods and apparatus related to identification of apnea type. One aspect of the present subject matter provides a method for real-time apnea discrimination. The method includes sensing an impedance-based tidal volume signal to monitor a respiratory cycle of a patient, and detecting a reduction in tidal swing using the sensed impendence to detect an apnea event. When the apnea event is detected, a shape of the sensed signal is compared to a stored signal shape to determine whether the apnea event is primarily an obstructive sleep apnea (OSA) event or primarily a central sleep apnea (CSA) event, in various embodiments. | 1. A medical device for apnea discrimination, the device comprising: a sensor configured to sense a parameter related to heart sounds of a patient;a processor adapted to be connected to the sensor, the processor configured to use the sensed parameter to determine whether a detected apnea event is primarily an obstructive sleep apnea (OSA) event or primarily a central sleep apnea (CSA) event; anda memory to store historical data of CSA events and OSA events for the patient,wherein the processor is configured to calculate likelihood for each apnea event based on the historical data and to use the calculated likelihood to determine whether the apnea event is primarily an obstructive sleep apnea (OSA) event or primarily a central sleep apnea (CSA) event. 2. The device of claim 1, wherein the parameter related to heart sounds of the patient includes variability in low frequency components of a spectrum of R-R intervals. 3. The device of claim 1, wherein the parameter related to heart sounds of the patient includes variability in low frequency components of a spectrum of S1 amplitude. 4. The device of claim 1, wherein the parameter related to heart sounds of the patient includes variability in low frequency components of a spectrum of S2 amplitude. 5. The device of claim 1, wherein the parameter related to heart sounds of the patient includes variability in low frequency components of a spectrum of S3 amplitude. 6. The device of claim 1, wherein the parameter related to heart sounds of the patient includes variability in low frequency components of a spectrum of systolic time intervals. 7. The device of claim 1, wherein the processor is configured to use the sensed parameter to determine a mix or ratio of OSA and CSA for the patient. 8. The device of claim 7, further comprising a display configured to present the mix or ratio of OSA and CSA to a clinician for diagnostic assistance. 9. A method for apnea discrimination, the method comprising: sensing a parameter related to heart sounds of a patient using a sensor; andusing a processor connected to the sensor to process the sensed parameter to determine whether a detected apnea event is primarily an obstructive sleep apnea (OSA) event or primarily a central sleep apnea (CSA) event,wherein using the processor to process the sensed parameter includes conducting a time-frequency decomposition of the signal of interest to obtain a spectrogram of the signal over a predetermined time period. 10. The method of claim 9, wherein sensing the parameter related to heart sounds of the patient includes sensing variability in low frequency components of a spectrum of systolic time intervals. 11. The method of claim 10, wherein systolic time intervals include one or more of pre-ejection period (PEP): Q-S1, R-S1, ejection time, diastolic interval and S1-S2 interval. 12. The method of claim 9, wherein using the processor to process the sensed parameter includes using variability along a frequency axis on the sp... | Cardiac Pacemakers, Inc. | A61B005/02 A61B005/00 A61B005/08 A61B007/02 A61B005/053 A61B005/024 A61B007/04
US09485883 | B2 | 2016-11-01 | Wireless sensor device | 2013-08-08 | A wireless sensor device capable of constant operation without replacement of batteries. The wireless sensor device is equipped with a rechargeable battery and the battery is recharged wirelessly. Radio waves received at an antenna circuit are converted into electrical energy and stored in the battery. A sensor circuit operates with the electrical energy stored in the battery, and acquires information. Then, a signal containing the information acquired is converted into radio waves at the antenna circuit, whereby the information can be read out wirelessly. | 1. A sensor device comprising: a substrate comprising an antistatic film;a circuit comprising a plurality of semiconductor elements over the substrate;an antenna electrically connected to the circuit over the substrate;a sensor provided over the substrate and electrically connected to the circuit; anda flexible secondary battery over the substrate and electrically connected to the circuit and the antenna,wherein the sensor device is configured to be implanted in a living body. 2. The sensor device according to claim 1, wherein the flexible secondary battery is a lithium-ion secondary battery. 3. The sensor device according to claim 1, wherein the substrate is a plastic substrate. 4. The sensor device according to claim 1, wherein a thickness of the sensor device is less than or equal to 2 mm. 5. The sensor device according to claim 1, further comprising a package packing the circuit, the antenna, the sensor and the substrate. 6. The sensor device according to claim 1, wherein the sensor is one selected from the group consisting of a photoelectric conversion element, a resistor, an element which uses capacitive coupling, an element which uses induced electromotive force, a photovoltaic element, a thermoelectric conversion element, a transistor, a thermistor, and a diode. 7. A sensor device comprising: a substrate comprising an antistatic film;a circuit comprising a plurality of semiconductor elements over the substrate;an antenna electrically connected to the circuit over the substrate;a sensor provided over the substrate and electrically connected to the circuit; anda flexible secondary battery over the substrate,wherein the antenna is configured to receive radio waves and to transmit information wirelessly,wherein the flexible secondary battery is configured to store electrical energy obtained from the radio waves received by the antenna, andwherein the sensor device is configured to be implanted in a living body. 8. The sensor device according to claim 7, wherein the circuit includes a memory circuit,wherein the memory circuit is configured to store the information acquired by the sensor, andwherein the information wirelessly transmitted by the antenna is the information acquired by the sensor stored in the memory circuit. 9. The sensor device according to claim 7, wherein the flexible secondary battery is a lithium-ion secondary battery. 10. The sensor device according to claim 7, wherein the substrate is a plastic substrate. 11. The sensor device according to claim 7, wherein a thickness of the sensor device is less than or equal to 2 mm. 12. The sensor device according to claim 7, further comprising a package packing the circuit, the antenna, the sensor and the substrate. 13. The sensor device according to claim 7, wherein the sensor is one selected from the group consisting of a photoelectric conversion element, a resistor, an element which uses capacitive coupling, an element which uses induced electromotive force, a photovolta... | Semiconductor Energy Laboratory Co., Ltd. | H05K007/00 G06Q050/22 A61B005/00 H05K001/11 G06F019/00 A61B005/07
US09486145 | B2 | 2016-11-08 | Multifunction feeding tube | 2011-02-02 | A medical device comprises: a feeding tube (70) including a feeding lumen (80) with an opening (152) at a distal end of the feeding tube and an electrical lumen (84) having access openings (120) spaced apart along the feeding tube; a set of insulated electrical conductors (82) disposed in the electrical lumen, the set of insulated electrical conductors having electrically exposed portions (132, 132a, 132b) proximate to the access openings; and electrodes (72, 73, 74, 75, 78, 79, 140) comprising electrically conductive material portions (140) disposed in the access openings and electrically contacting the proximate electrically exposed portions of the set of insulated electrical conductors disposed in the electrical lumen. The electrodes include at least one upper or proximal electrode (74, 75, 78, 79) disposed above an expected patient heart electrical centerline (CL) and at least one lower or distal electrode (72, 73) disposed below the expected patient heart electrical centerline. | 1. A device comprising: a feeding tube including a feeding lumen with an opening at a distal end of the feeding tube and an electrical lumen having access openings spaced apart along the feeding tube;a set of insulated electrical conductors disposed in the electrical lumen, the set of insulated electrical conductors having electrically exposed portions proximate to the access openings; andelectrodes comprising: (i) electrically conductive material portions disposed in the access openings and electrically contacting the proximate electrically exposed portions of the set of insulated electrical conductors disposed in the electrical lumen, and(ii) annular electrically conductive coatings disposed around the outside of the feeding tube and electrically contacting the electrically conductive material portions disposed in the access openings, the electrically conductive coatings being disposed over the electrically conductive material portions disposed in the access openings and over a proximate annular portion of the outside of the feeding tube, the annular electrically conductive coatings being made of a different material from the electrically conductive material portions. 2. The device as set forth in claim 1, wherein the electrically conductive material portions comprise electrically conductive adhesive portions disposed in the access openings and adhering to the proximate electrically exposed portions. 3. The device as set forth in claim 2, wherein the electrically conductive adhesive portions also adhere to the electrical lumen. 4. The device as set forth in claim 2, wherein the electrically conductive adhesive portions comprise electrically conductive polymer material portions. 5. The device as set forth in claim 4, wherein the cured electrically conductive polymer material portions comprise electrically conductive epoxy portions. 6. The device as set forth in claim 1, wherein the electrodes seal the access openings. 7. The device as set forth in claim 1, wherein the feeding tube is sized and the electrodes are placed such that at least one lower or distal electrode is disposed in the esophagus, at least one upper or proximal electrode is disposed in the esophagus, and an expected patient heart electrical centerline is disposed between the at least one lower or distal electrode and the at least one upper or proximal electrode. 8. The device as set forth in claim 7, wherein: the at least one upper or proximal electrode comprises a set of upper or proximal electrodes,the at least one lower or distal electrode comprises a set of lower or distal electrodes, andthe device is configured to selectably operatively connect a selected one of the set of upper ECG electrodes and a selected one of the set of lower ECG electrodes with an ECG instrument via the set of insulated electrical conductors disposed in the electrical lumen. 9. The device as set forth in claim 8, further comprising one of: a manual switch providing said configuration for selec... | KONINKLIJKE PHILIPS N.V. | A61B005/00 A61B005/01 A61B005/042 A61B005/087 A61J015/00 A61B005/03 A61B005/053 A61B005/08
US09508141 | B2 | 2016-11-29 | Non-touch optical detection of vital signs | 2014-07-06 | A non-touch thermometer senses temperature from a digital infrared sensor is described. A microprocessor is operably coupled to a camera from which patient vital signs are determined. A digital signal representing a temperature without conversion from analog is transmitted from the digital infrared sensor. A temporal variation of images is generated from which a heart rate and the respiratory rate can be determined and displayed or stored. | 1. An apparatus of motion amplification to communicate biological vital signs, the apparatus comprising: a cropper that is operable to receive at least two images and that is operable to crop each of the images to exclude a border area of the images, generating at least two cropped images;a skin-pixel-identifier that is operably coupled to the cropper and that identifies pixel values that are representative of skin in at least two cropped images;a spatial bandpass filter that is operably coupled to the skin-pixel-identifier and that processes output of the skin-pixel-identifier;a regional facial clusterial module that is operably coupled to the spatial bandpass filter and that applies spatial clustering to output of the spatial bandpass filter;a temporal bandpass filter that is operably coupled to the regional facial clusterial module and that is applied to output of the regional facial clusterial module;a temporal-variation identifier that is operably coupled to the temporal bandpass filter and that identifies temporal variation of the output of the temporal bandpass filter;a vital-sign generator that is operably coupled to the temporal-variation identifier that generates at least one vital sign from the temporal variation; anda display device that is operably coupled to the vital-sign generator that is operable to display the at least one vital sign. 2. The apparatus of claim 1, wherein the regional facial clusterial module further comprises: a fuzzy clusterer. 3. The apparatus of claim 1, wherein the regional facial clusterial module further comprises: a K-cluster. 4. The apparatus of claim 1, wherein the regional facial clusterial module further comprises: an expectation-maximizer. 5. The apparatus of claim 1, wherein the regional facial clusterial module further comprises: a seed point based clustering apparatus. 6. The apparatus of claim 1 further comprising: a storage device that is operably coupled to the vital-sign generator and that is operable to store the at least one vital sign in a volatile memory. 7. The apparatus of claim 1 further comprising: a storage device that is operably coupled to the vital-sign generator and that is operable to store the at least one vital sign in a non-volatile memory. 8. The apparatus of claim 1 further comprising: a storage device that is operably coupled to the vital-sign generator and that is operable to transmit the at least one vital sign to another apparatus. 9. A device comprising: a microprocessor;a battery operably coupled to the microprocessor;a camera operably coupled to the microprocessor and providing at least two images to the microprocessor; anda digital infrared sensor operably coupled to the microprocessor, the digital infrared sensor having only digital readout ports, the digital infrared sensor having no analog sensor readout ports,wherein the microprocessor is operable to receive from the digital readout ports a digital signal that is representative of an infrared signal detec... | ARC Devices Limited | G06T007/00 A61B005/026 G01J005/32 G01J005/02 G01J005/08 A61B005/00 A61B005/01 G06T005/20 A61B005/0205 A61B005/0402 A61B005/1455 G06K009/46 G06K009/62 G06T007/20 G06K009/00 G06T003/40 G06T005/10 G06F019/00 G01J005/30 G06T007/40 H04N005/33 G01K001/02 G01K013/00 G06F003/042 H04N005/378 G06T005/00 G01J005/00 A61B005/021 A61B005/024 A61B005/08
US09498147 | B2 | 2016-11-22 | Enhanced ECG chart presentation | 2014-01-30 | A method, including collecting first data samples of electrical potentials produced by a heart at a sequence of sampling times, and collecting second data samples of ancillary data with respect to the heart at the sampling times. Based on the first and second data samples, a trace of the electrical potentials collected at the sampling times is presented, on a display, the trace having a pseudo-three-dimensional (3D) characteristic that varies responsively to the ancillary data collected at each of the sampling times. | 1. A method, comprising: receiving first data samples of electrical potentials produced by a heart at a sequence of sampling times, wherein the first data samples are collected from body surface electrodes;receiving second data samples of ancillary data with respect to the heart at the sampling times, wherein the second data samples are collected by one or more sensors contained within a distal end of a flexible probe inserted into the heart; andgenerating, based on the first and second data samples, a trace of the electrical potentials collected at the sampling times, the trace having a pseudo-three-dimensional (pseudo-3D) characteristic that varies responsively to the ancillary data collected at each of the sampling times, the trace comprising a ribbon chart having a ribbon including a first line and a second line following a contour of the first line, the first and second lines defining a depth along a pseudo-depth ancillary data axis of the ribbon chart. 2. The method according to claim 1, wherein the ancillary data comprises measurements selected from a list consisting of ablation energy, a location of the distal end of the flexible probe, a measurement of a force exerted by the distal end on endocardial tissue of the heart, a quality of contact between the distal end and the endocardial tissue, a magnitude and a phase of impedance detected by the body surface electrodes, a temperature of the endocardial tissue, a Force Power Time Integral, and irrigation fluid parameters. 3. The method according to claim 1, wherein the pseudo-3D characteristic is selected from a list consisting of third lines connecting the first and the second lines, a shading of one or more regions between the first and the second lines, a thickness of the ribbon, shading the thickness of the ribbon, and a color of the ribbon. 4. The method according to claim 1, wherein the ribbon chart has multiple axes comprising a vertical axis, a horizontal axis and the pseudo-depth ancillary data axis, and further comprises rotating the ribbon chart along one of the axes. 5. The method according to claim 1, and comprising generating an icon on the ribbon chart indicating an occurrence of one or more events, and providing information on the one or more events upon receiving an input selecting the icon. 6. The method according to claim 1, and comprising saving the first and the second data samples to a memory. 7. An apparatus, comprising: a console having one or more processors; anda non-transitory computer readable medium storing a plurality of instructions, which when executed, cause the one or more processors to:receive first data samples of electrical potentials produced by a heart of a patient at a sequence of sampling times, wherein the first data samples are collected by a plurality of surface electrodes,receive second data samples of ancillary data with respect to the heart at the sampling times, wherein the second data samples are collected by one or more sensors at the ... | BIOSENSE WEBSTER (ISRAEL) LTD. | A61B005/044 A61B005/0205 A61B005/00 A61B005/0432 A61B005/06 A61B005/0408 A61B005/0452 A61B018/14 A61B018/00 A61B005/053 A61B005/01 A61B005/05
US09498546 | B2 | 2016-11-22 | Synthesis and application of novel imaging agents conjugated to DPA 713 analogs for imaging inflammation | 2013-03-14 | The present invention provides analog compounds of DPA-713 which specifically bind the translocator protein (TSPO), which is upregulated in activated leukocytes, some malignant tumors and tissues involved in steroid biogenesis. These compounds are linked via a linking moiety to a variety of imaging agents, including, for example, near infra-red dyes. The compounds of the present invention are useful for both pre-clinical near-IR fluorescence imaging (NIRF) and use in optically-guided interventions including NIRF endoscopy. Methods of use in diagnosis and treatment of TSPO related disease are also provided. | 1. A compound of formula I:wherein R1, R2, R3 and R4 independently represent hydroxyC1 to C10 alkyl, alkylamino, alkyl, alkylamino, alkenyl, alkynyl, hydroxyalkyl, alkoxy, dialkylamino thioalkyl, thioalkenyl, thioalkynyl, aryloxy, acyloxy, thioacyl, amido, and sulphonamido; wherein each of alkyl, or aryl moiety may be unsubstituted or substituted with one or more substituents selected from the group consisting of halo, hydroxy, carboxy, phosphoryl, phosphonyl, phosphono C1-C6 alkyl, carboxy C1-C6 alkyl, dicarboxy C1-C6 alkyl, dicarboxy halo C1-C6 alkyl, sulfonyl, cyano, nitro, alkoxy, alkylthio, acyl, acyloxy, thioacyl, acylthio, aryloxy, amino, alkylamino, dialkylamino, trialkylamino, arylalkylamino, guanidino, aldehydo, ureido, and aminocarbonyl, an amino acid residue, or a substituted amino acid residue;L is a linker of 1-10 carbon atoms; andI is an imaging agent covalently linked to the linker via an amide linkage. 2. The compound of claim 1, wherein R1, R2, R3 and R4 are all H. 3. The compound of claim 1, wherein L is a linker of 2 carbon atoms. 4. The compound of claim 1, wherein I is a near infra-red dye. 5. The compound of claim 1, wherein the near infra-red dye is IRDye 800CW or IRDye 680LT. 6. A pharmaceutical composition comprising an effective amount of a compound of claim 1, and a pharmaceutically acceptable carrier. 7. A method of imaging a cell or population of cells having translocator protein (TSPO) activity comprising contacting the cell or population of cells with the compound of claim 1, in an effective amount for the compound to bind TSPO and be visualized with infra-red light. 8. The method of claim 7, wherein the cell or population of cells is selected from the group consisting of leukocytes, tumor cells, CNS cells and cells involved in steroidbiogenesis. 9. A method of imaging a cell or population of cells having translocator protein (TSPO) activity in a subject comprising: a) administering to the subject an effective amount of the compound of claim 1;b) allowing sufficient time for the compound of claim 1 to bind the TSPO in the cell or population of cells in the subject;c) exposing the cell or population of cells in the subject to a sufficient amount of infra-red light at the appropriate wavelength; andd) detecting the infra-red fluorescence from the cell or population of cells of the subject which bound the compound of claim 1. 10. The method of claim 9, wherein the cells or population of cells in the subject are leukocytes, tumor cells, CNS cells and cells involved in steroid biogenesis. 11. The method of claim 9, wherein the subject is a mammal. 12. The method of claim 9, wherein the subject is human. | THE JOHNS HOPKINS UNIVERSITY | A61B005/00 A61B008/00 A61B010/00 A61K049/00 C07D487/04 G01N033/574 G01N033/58
US09492095 | B2 | 2016-11-15 | Hemodynamics-based monitoring and evaluation of a respiratory condition | 2010-12-01 | Assessment of a respiratory condition of a subject, by acquiring a temporally varying hemodynamic waveform signal related to blood flow in a tissue; deriving from the hemodynamic waveform signal an evaluation of blood CO2; acquiring at least one more signal; and determining the medical condition based on the blood CO2 and the at least one more signal. A device for performing the assessment may include an implement disposable on the subject's skin and structured to acquire a temporally varying hemodynamic waveform signal and derive from the signal a blood CO2 value or a close approximation thereof; an oximeter disposable on the subject's skin and structured to provide an oxygen saturation value of the blood of the subject or a close approximation thereof; and an apparatus structured to evaluate the medical condition of the subject based on the blood CO2 and oxygen saturation or close approximations thereof. | 1. A counter-implemented method for assessment of a respiratory condition of a subject, the method comprising: (a) acquiring from the subject a temporally varying hemodynamic waveform signal related to blood flow in a tissue of the subject, and generating a representative cycle indicative of blood flow during a cardiac cycle therefrom;(b) deriving from the representative cycle an evaluation of blood carbon dioxide (CO2) of the subject by configuring a processing circuitry for: generating a derivative cycle by computing a time derivative of the representative cycle;determining key points and features in the derivative cycle; anddetermining a CO2 level from the key points and features determined in the derivative cycle;wherein determining key points and features in the derivative cycle comprises determining a first point of maximum and determining a temporal distance between a first point and a second point;(c) acquiring from the subject at least one more signal relating to the respiratory or cardiovascular condition of the subject; and(d) determining the respiratory condition of the subject based on the blood CO2, the at least one more signal and a relationship between the blood CO2 and the at least one more signal. 2. The method according to claim 1, wherein the hemodynamic waveform signal is acquired during an exacerbation of an existing, previously known condition of the subject. 3. The method according to claim 2, wherein the existing, previously known condition of the subject comprises one or more of asthma, Chronic Obstructive Pulmonary Disease (COPD), cystic fibrosis, a chronic respiratory disease, metabolic derangement, a chronic cardiac condition and head trauma. 4. The method according to claim 2, wherein the existing, previously known condition of the subject comprises one or more of mechanical ventilation of the subject, supplemental oxygen intake by the subject, and medication use by the subject. 5. The method according to claim 1, wherein the respiratory condition comprises an asthma exacerbation and determining the respiratory condition comprises detecting and determining the asthma exacerbation. 6. The method according to claim 5, wherein determining the asthma exacerbation comprises comparing the blood CO2 and the at least one more signal with obtained guidelines and values. 7. The method according to claim 6, wherein the obtained guidelines and values comprise at least one of Global Initiative for Asthma (GINA) and National Institutes of Health (NIH). 8. The method of claim 1, wherein determining a CO2 level from the key points and features determined in the derivative cycle further comprises: determining a tangent to a slope following the first point of maximum;determining an intersection of the tangent with a time axis to obtain a third point; andcomputing an integral of an interval starting from the third point and having a length equivalent to the determined a temporal distance between a first point and a second point.... | Neetour Medical Ltd. | A61B005/00 G06F019/00 A61B005/024 A61B005/08 A61B005/1477 A61B005/1455 A61B007/00 A61B005/0205 A61B005/0295 A61B005/145
US10675475 | B2 | 2020-06-09 | Networking of implantable medical devices and wearable devices | 2016-07-08 | A system level scheme for networking of implantable devices, electronic patch devices/sensors coupled to the body, and wearable sensors/devices with cellular telephone/mobile devices, peripheral devices and remote servers is described. | 1. A system including a mobile device and a wearable device, said system comprising: a medical device configured for placement within a body, wherein the medical device further comprises a processor;a monitoring system comprising of: an internal health data recorded by the medical device and received by the wearable device via a first wireless connection; wherein the wearable device is enabled to receive the internal health data periodically and/or continuously;wherein the wearable device is enabled to be in contact with the surface of the body; wherein the wearable device is further configured to acquire a physical activity data of the body;wherein the wearable device is configured to measure one or more environmental parameters; wherein at least one configuration of the medical device is controlled in response to the measured one or more environmental parameters;wherein the mobile device is enabled to receive from the wearable device via a second secure wireless network connection the physical activity data and the internal health data; wherein the mobile device is enabled to send to a server the physical activity data and the internal health data;the server enabled for archival of the physical activity data and the internal health data; wherein the physical activity data and the internal health data is enabled for remote access; andwherein the server is enabled to correlate the physical activity data with the internal health data. 2. The system of claim 1, further comprising the wearable device comprising: a sensor, a battery, and a processor; wherein the wearable device is enabled to measure a plurality of signals. 3. The system of claim 2, wherein the wearable device is a multifunction wearable device further comprising the functions of capturing an electrocardiogram (ECG) signal. 4. The system of claim 1, wherein the medical device is a defibrillator. 5. The system of claim 1, wherein the medical device is a pacemaker configured for control via remote access in response to the one or more environmental parameters. 6. The system of claim 5, wherein a communication network is formed between the wearable device and the mobile device; and wherein the wearable device is communicatively in communication with the mobile device and further in communication with the medical device. 7. The system of claim 6, further comprising a non-transitory computer readable medium to be executed by a processor on the mobile device in the form of a mobile application to manage and control the wearable device. 8. A system including a mobile device, said system comprising: a wireless device, comprising a processor and a wireless transmit and receive unit; wherein the wireless device is enabled to acquire a physical activity health data;a medical device comprising a processor;wherein the medical device is in communication with the wireless device;wherein the medical device is enabled to acquire an internal health data;wherein the medical device is enabled to s... | - | A61N001/08 A61N001/372 G06F019/00 A61B005/00 H04L029/06 A61B005/026 A61B005/1455 A61N001/362 A61N001/365 A61N001/39 H04B013/00 A61N001/36 A61N001/37 H04M011/04
US10213139 | B2 | 2019-02-26 | Systems, devices, and methods for assembling an applicator and sensor control device | 2016-05-13 | Systems, devices, and methods are provided for the assembly and subsequent delivery of an in vivo analyte sensor. An applicator with sensor electronics is inserted into a tray containing an assembly that includes a sharp and an analyte sensor. The insertion causes the assembly to couple with the sensor electronics and form a deliverable sensor control device retained within the applicator, which can then be placed in position on a body of a user to monitor that user's analyte levels. | 1. A method of assembling an in vivo analyte sensor control device, comprising: orienting an applicator with respect to a container, wherein the applicator comprises a housing, a sheath, and an electronics housing of the sensor control device, the sheath being slidably coupled with the housing and comprising (a) a deflectable lock arm in contact with the housing such that the housing is prevented from moving distally with respect to the sheath and (b) a deflectable positioning arm having a detent releasably positioned within a first groove of the housing, andwherein the container holds a sensor module and a sharp module and comprises a platform having a sheath unlock abutment located thereon;distally advancing the applicator into the container such that the sheath unlock abutment contacts a sloped surface of the deflectable lock arm and causes the lock arm to deflect from contact with the housing, whereby the sheath is unlocked from the housing and releasably maintained in position with respect to the housing by the deflectable positioning arm;distally advancing the housing against the platform to move the platform into the container until contact of the container against the sheath causes the sheath to move with respect to the housing such that the detent of the deflectable positioning arm moves from the first groove to a releasable position within a second groove and the deflectable lock arm is held in an unlocked position. 2. The method of claim 1, wherein the sensor module couples with the electronics housing to assemble the sensor control device when the detent moves from the first groove to the second groove. 3. The method of claim 2, wherein the sharp module couples with the applicator when the detent moves from the first groove to the second groove. 4. The method of claim 3, further comprising: removing the applicator from the container after the detent moves from the first groove to the second groove; anddelivering the sensor control device to a user's body with the applicator. 5. The method of claim 4, wherein the sensor module couples with the electronics housing to assemble the sensor control device and the sharp module couples with the applicator at substantially the same time as the detent enters the second groove. 6. The method of claim 4, wherein the first and second grooves are in the housing, and wherein delivering the sensor control device to the user's body with the applicator comprises: placing a surface of the sheath against the user's body; andadvancing the housing with respect to the sheath to cause the detent to move from the second groove along a surface of the housing to a third groove, wherein upon entering the third groove the sheath is locked in position with respect to the housing. 7. The method of claim 1, wherein the platform comprises an inner deflectable lock arm having a sloped surface, and wherein distal advancement of the applicator into the container causes the sheath to contact the sloped surface of t... | ABBOTT DIABETES CARE INC. | A61B005/15 A61B005/145
US10265128 | B2 | 2019-04-23 | Methods of using a robotic spine system | 2016-07-25 | A method of using a robotic guidance system for performing surgery on a spine is provided. The method includes utilizing a computerized tomographic scan image of a location on a spinal column of a patient, such that the computerized tomographic scan image is connected to a computer and visible on a monitor connected to the computer. The method also includes attaching a coupling component to the spinal column of the patient, coupling a marker to the coupling component, and imaging, with a fluoroscope, the view of the spinal column of the patient, wherein the fluoroscope image is transmitted to the computer and visible on the monitor and the at marker is clearly visible in the fluoroscope image. The method also includes positioning a cannula, with a robotic mechanism, to a first position relative to a vertebra in the spinal column of the patient, drilling a passage through the cannula into bone of the vertebra in the spinal column of the patient, inserting a guidewire through the cannula into the passage in the bone of the vertebra in the spinal column of the patient, and positioning a screw into the bone of the vertebra in the spinal column of the patient. | 1. A robotic guidance system for performing surgery on a spine, the robotic guidance system comprising: at least one computer configured to receive at least one computerized tomographic scan image of a spinal column of a patient on whom a surgical procedure is to be performed;at least one monitor connected to the at least one computer, wherein the at least one monitor is configured to display, from the at least one computer, the at least one computerized tomographic scan image of the spinal column of the patient on whom the surgical procedure is to be performed;at least one coupling component configured to couple to the spinal column of the patient;at least one marker configured to be positionable relative to the at least one coupling component, wherein the at least one marker is configured to be clearly visible in at least one fluoroscope image of the spinal column of the patient on whom the surgical procedure is to be performed, and wherein at least one fluoroscope image is transmitted to the at least one computer and visible on the at least one monitor connected to the at least one computer;a robotic mechanism connected to the at least one computer and configured to move through various programmed motions for the performance of the surgical procedure on the spinal column of the patient; anda cannula coupled to the robotic mechanism, the robotic mechanism being configured to position the cannula relative to at least one vertebrae in the spinal column of the patient;wherein the robotic mechanism is connected to a base configured to be on a floor next to the patient when surgery is performed. 2. The robotic guidance system according to claim 1, wherein the cannula is at least one portion of a tissue retractor assembly. 3. The robotic guidance system according to claim 1, further comprising at least one tissue retractor configured to be positioned through the cannula. 4. The robotic guidance system according to claim 1, further comprising at least one surgical instrument configured to be utilized through the cannula. 5. The robotic guidance system according to claim 1, further comprising at least one prosthetic implant configured to be positioned in a bone of the at least one vertebrae in the spinal column of the patient. 6. The robotic guidance system according to claim 1, further comprising a drill configured to create at least one passage into bone of the at least one vertebrae in the spinal column of the patient. 7. The robotic guidance system according to claim 6, further comprising at least one elongate member configured to be inserted into the at least one passage in the bone of the at least one vertebrae in the spinal column of the patient, wherein the elongate member is positionable through the cannula. 8. The robotic guidance system according to claim 7, wherein the elongate member has an external thread. 9. The robotic guidance system according to claim 8, wherein the elongate member is configured to be screwed into a passage in... | P Tech, LLC | A61B001/32 A61B034/30 A61B017/88 A61B017/04 A61B017/064 A61F002/00 A61B017/16 A61B034/32 A61B034/10 A61B090/00 A61B005/00 A61B006/03 A61B017/02 A61B034/00 A61B017/14 A61B017/15 A61B017/00 A61F002/38 A61F002/30
US09498158 | B2 | 2016-11-22 | Optical sensor path selection | 2014-04-03 | A device includes a sensor for measuring a parameter for tissue. The sensor includes a plurality of optical elements including a plurality of detectors and at least one emitter. Separation distances between the various optical elements are selected based on a depth corresponding to a region of interest in the tissue and based on a depth corresponding to an exclusion region in the tissue. | 1. A device comprising: a housing having a surface for coupling to a biological tissue;an array of emitters, the array including at least a first emitter and a second emitter, the array coupled to the surface;a first detector and a second detector coupled to the surface, the first detector having a first output and the second detector having a second output,the array coupled to a processor and wherein the processor is configured to select the first emitter and the second emitter from the array of emitters, wherein the first emitter and the second detector are separated by a first dimension and the second emitter and the first detector are separated by approximately the first dimension, the first dimension selected to correspond with a region of interest in a first layer of the biological tissue, the first emitter and the first detector are separated by a second dimension and the second emitter and the second detector are separated by approximately the second dimension, the second dimension selected to correspond with an exclusion region in a second layer of the biological tissue, the first layer having a first depth below the surface and the second layer having a second depth below the surface, the first depth greater than the second depth, and wherein the first emitter and the second emitter are configured to be sequentially powered and unpowered, and wherein the first dimension and the second dimension correspond to the selected emitters; anda port coupled to the housing and configured to communicate at least one of the first output or the second output to a module. 2. The device of claim 1 wherein the first dimension is approximately 40 mm. 3. The device of claim 1 wherein the first dimension is approximately 25 mm. 4. The device of claim 1 wherein the housing is configured for adhering to a forehead. 5. The device of claim 1 wherein at least one of the first emitter and the second emitter includes a light emitting diode (LED). 6. A system comprising: a sensor configured to couple with a biological tissue, the sensor having an array of emitters, the array including at least a first emitter and a second emitter, the sensor having a first detector and a second detector the first detector having a first output and the second detector having a second output; anda processor coupled to the sensor and configured to generate a processor output using the first output and the second output, the processor output corresponding to a physiological parameter of the biological tissue, and wherein the processor is configured to sequentially power and unpower the first emitter and the second emitter, and wherein the processor is configured to select the first emitter and the second emitter from the array of emitters, wherein the first emitter and the second detector are separated by a first dimension and the second emitter and the first detector are separated by approximately the first dimension, the first dimension selected to correspond with a region of ... | Nonin Medical, Inc. | A61B005/1455 A61B005/00
US09492639 | B2 | 2016-11-15 | Catheter with serially connected sensing structures and methods of calibration and detection | 2015-12-04 | A catheter is responsive to external and internal magnetic field generators for generating signals representing position and pressure data, with a reduced number of sensing coil leads for minimizing lead breakage and failure. The catheter includes a flexible joint with pressure sensing and position coils, at least pair of a pressure sensing coil and a position coil are serially connected. Methods of calibrating a catheter for position and pressure sensing, and detecting magnetic field interference with one catheter by another catheter or other metal or ferrous object advantageously use signals between two sets of sensors as a “back up” or “error check”. | 1. A catheter for use with a catheterization system having a plurality of external magnetic field generators, each generating a position-data magnetic field, the catheter comprising: a flexible tubing; anda distal section adapted for engagement with patient tissue, the distal section having: a proximal portion, a distal portion and a flexible joint between the proximal portion and the distal portion;an internal magnetic field generator positioned in one of the proximal and distal portions, the internal magnetic field generator generating a pressure-data magnetic field;a first plurality of pressure sensing coils and a second plurality of position sensing coils positioned in the other of the proximal and distal portions, the first plurality of pressure sensing coils adapted to sense the pressure-data magnetic field and generate signals representative of data relating to pressure exerted on the distal section when engaged with tissue, the second plurality of position sensing coils adapted to sense each of the position-data magnetic fields and generate signals representative of data relating to a position of the distal section;a first lead serially connecting at least one pair of one of the first plurality of pressure sensing coils and one of the second plurality of position sensing coils;a second lead configured to transmit signals from the at least one pair to a signal processor of the catheterization system for signal processing; andone or more third leads connected at one end to another one of the first plurality of pressure sensing coils and/or another one of the first plurality of position sensing coils and configured to be connected at a second end to the signal processor of the catheterization system, wherein a sum of the second lead and the one or more third leads is less than a sum of the first plurality of position sensing coils and the second plurality of pressure sensing coils. 2. The catheter of claim 1, wherein the flexible joint includes a resilient member adapted to allow axial displacement and angular deflection between the proximal and distal portions of the distal section. 3. The catheter of claim 1, wherein the signal processor of the catheterization system is adapted to receive signals from the second lead. 4. The catheter of claim 1, wherein the first plurality of pressure sensing coils is three or less. 5. The catheter of claim 1, wherein the second plurality of position sensing coils is three or less. 6. The catheter of claim 1, wherein the first plurality of pressure sensing coils comprises elliptical pressure sensing coils. 7. The catheter of claim 1, wherein the second plurality of position sensing coils comprises cylindrical position sensing coils. 8. The catheter of claim 1, wherein the first plurality of pressure sensing coils is aligned with a Z axis and each of the position sensing coils of the second plurality of position sensing coils are orthogonal to each other and to the pressure sensing coils of the first... | BIOSENSE WEBSTER (ISRAEL) LTD. | A61B005/05 A61M025/01 A61B005/06 A61B018/14 A61B018/12 A61B005/00 A61M025/00 A61B018/00
US10016161 | B2 | 2018-07-10 | Securing device for connecting to a display device | 2016-06-13 | A description is provided of a wearable device that is made up of a display device and a securing device that provides at least an overlay portion to provide electrical connection to the display device. The display device and the securing device may both contain electrical circuitry. The overlay connection to the display device can create an electrical connection between the electrical circuitry on the display device and the electrical circuitry in the securing device. | 1. A wearable electronic device, comprising: a display-device portion including display circuitry; anda first securing strap device physically and electrically coupled to the display-device portion to secure attachment of the wearable electronic device, wherein the first securing strap device includes: contact circuitry electrically coupling the first securing strap device to the display circuitry of the display-device portion when the first securing strap device is physically coupled with the display-device portion; andintegrated circuitry comprising at least one of: one or more sensors for health monitoring, Global Positioning System (GPS) circuitry, one or more interfaces for wireless communication to establish a wireless communication connection between the wearable electronic device and a device external to the wearable electronic device, or any combination thereof, wherein the one or more sensors for health monitoring provide one or more of monitoring a heart rate, pulse, blood pressure, skin temperature, skin resistance, glucose level, or any combination thereof. 2. The wearable electronic device of claim 1, wherein the integrated circuitry in the first securing strap device merely includes the one more interfaces for wireless communication and enables the wearable electronic device to communicate by one or more of the group consisting of Wi-Fi, Bluetooth, near-field communication (“NFC”), radio-frequency identification (“RFID”), or any combination thereof. 3. The wearable electronic device of claim 1, wherein the integrated circuitry in the first securing strap device merely includes the one or more interfaces for wireless communication and enables GPS tracking. 4. The wearable electronic device of claim 1, wherein the integrated circuitry in the first securing strap device merely includes the one or more sensors for health monitoring. 5. The wearable electronic device of claim 1, wherein the wearable electronic device is a smart watch. 6. A smart watch, comprising: a watch display including watch circuitry, wherein the watch circuitry is configured to provide a first set of one or more functions including at least providing notifications;a watch band physically and electrically coupled to the water display and providing secure attachment of the smart watch, the watch band including watch band circuitry comprising at least one of: one or more sensors for health monitoring,GPS circuitry,one more interfaces for wireless communication to a device external to the smart watch, anda combination thereof;wherein the watch band circuitry is electrically coupled to the watch circuitry when the watch band is physically coupled with the watch display, and wherein the watch band circuitry is configured to provide a second set of one or more functions. 7. The smart watch of claim 6, wherein the watch band circuitry merely includes a heart rate sensor configured to monitor the user's health by heart rate. 8. The smart watch of claim 6, wherein th... | FITBIT, INC. | G06F001/16 H05K005/00 H05K007/00 A61B005/00 A61B090/98 A61B005/0205 A61B005/11 G04B047/00 A61B005/01 A61B005/021 A61B005/024 A61B005/053 A61B005/145
US09498611 | B2 | 2016-11-22 | Applicator | 2012-10-02 | An active agent is effectively administered without giving fear to the user when the microneedles are applied. An applicator 10 includes a transmission member that transmits biasing force of a biasing member to a microneedle array including micro projections (microneedles) with a needle density of 500 needles/cm2 or more. The transmission member has a mass of 1.5 g or less, and the transmission member activated by the biasing force of the biasing member has a momentum of from 0.0083 (N·s) to 0.015 (N·s). | 1. An applicator applying microneedles to a skin, the applicator comprising: a transmission member that transmits biasing force of a biasing member to a microneedle array including microneedles with a needle density of 500 needles/cm2 or more, whereina mass of the transmission member is 1.5 g or less,the biasing member is an elastic member,the transmission member moves without receiving the biasing force of the elastic member in a first section forming a part of a movement section in which the transmission member moves toward the skin,a momentum of the transmission member activated by the biasing force of the biasing member is from 0.0083 (N·s) to 0.015 (N·s), whereinthe applicator further comprises a support base supporting the elastic member and transmits the biasing force to the transmission member in a second section different from the first section, and whereinthe support base pushing the transmission member with the biasing force stops at one end of the second section, whereby the transmission member moves without receiving the biasing force in the first section. 2. The applicator according to claim 1, wherein a transfer amount of an active agent applied on the microneedles to the skin is proportional to the momentum of the transmission member. 3. The applicator according to claim 1, wherein the biasing member is a column coil spring. | HISAMITSU PHARMACEUTICAL CO., INC. | A61M037/00 A61B005/151 A61B005/15
US10456057 | B2 | 2019-10-29 | Systems and methods for evaluation of electrophysiology systems | 2014-12-12 | A signal processing evaluator and methods that compare a digital waveform of a cardiac signal to a first processed signal generated by a test system such as an EP recorder or an EP mapping system and generates a first finding evaluating how well the test system filters non-cardiac signals or simulated body impedance. A simulator and methods that send cardiac signals including non-cardiac signals or simulated body impedance to a test system and to a signal processing evaluator for evaluation of the test system. | 1. An electrophysiology (EP) simulator for determining the accuracy of an EP recorder or mapping system in the acquisition of cardiac signals comprising (a) a database connection to a database, wherein the database is configured to store: i. a cardiac signal expressed in a digital waveform or an analog waveform, andii. a simulated body impedance waveform, a cardiac feature waveform, or a non-cardiac signal waveform;(b) a first circuitry that alters the cardiac signal by combining: i. the cardiac signal and;ii. the simulated body impedance waveform, the non-cardiac signal waveform, the cardiac feature waveform, or a combination thereof, thereby generating a digital simulated waveform or an analog simulated waveform;(c) a D/A converter that converts the digital simulated waveform to the analog simulated waveform;(d) a first connection to a first test system, wherein the first test system is an EP recorder system or a mapping system;(e) a second connection to a first evaluator, wherein the second connection couples the EP simulator to an evaluator; and(f) a second circuitry that provides to the first evaluator: i. the cardiac signal; andii. information about whichever the simulated body impedance waveform, the cardiac feature waveform, or the non-cardiac signal waveform used to generate the analog simulated waveform or the digital simulated waveform. 2. The simulator of claim 1, wherein the cardiac signal comprises one or more of the following: an electrocardiogram, a unipolar electrogram, a bipolar electrogram, a cardiac activation map, and a data necessary to generate the cardiac activation map. 3. The simulator of claim 1, wherein the cardiac feature waveform comprises a parameter comprising a parameter value, a change parameter, a shape value parameter, a shape change parameter that alters the shape of the analog simulated waveform or a portion thereof value, or any combination thereof. 4. The simulator of claim 1, wherein the cardiac feature comprises a parameter of an electrocardiogram waveform or of an electrogram waveform, the parameter comprising an RR interval, a P wave, a PR interval, a PR segment, a QRS complex, a J-point, an ST segment, a T wave, an ST interval, a QT interval, a U wave, a J wave, or a combination thereof. 5. The simulator of claim 3, wherein the cardiac feature waveform comprises a change parameter value in the cardiac signal over time that includes a ST elevation, a Q wave formation, a T wave inversion, and a Q-wave normalization with a persistent Q wave parameter. 6. The simulator of claim 1, wherein the cardiac feature waveform comprises S-waves in Lead I of a surface electrode 12-lead ECG, and Q-waves, and inverted T-waves in Lead III of the surface electrode 12-lead ECG. 7. The simulator of claim 1, wherein the cardiac feature waveform comprises a change in the cardiac signal associated with indicative of a sinus arrhythmia, sinus bradycardia, sinus arrhythmia, sinus arrest or pause, sino-atrial exit block, a... | BIOSIG TECHNOLOGIES, INC. | A61B005/04 A61B005/0452 A61B005/042 A61B005/0472 A61B005/00 G16H050/50
US09498146 | B2 | 2016-11-22 | Electroanatomical mapping | 2015-07-27 | This invention relates to the determination and/or representation of physiological information relating to a heart surface. | 1. A method for providing an electroanatomical representation of a patient's heart, the method comprising: measuring signals at one or more electrodes over a time period including multiple heart beat cycles, at least some of the signals being in response to electrical activity in the patient's heart cavity;selecting portions of a first signal to process to determine a triggering event based on a second, different signal of the measured signals;applying an algorithm to the selected portions of the first signal to determine the triggering event in the first signal;synchronizing, by the computer, the signals measured at the one or more electrodes with one another according to a heartbeat cycle based on the triggering event; andgenerating, by the computer, the electroanatomical representation of the patient's heart based on the synchronized measured signals and positions of the catheter electrodes. 2. The method of claim 1, further comprising: processing the second, different signal to determine an event corresponding in time to a potential undesired triggering event in the first signal; andwherein selecting portions of the first signal to process to determine the triggering event comprises selecting a portion of the first signal that excludes the time period including the potential undesired triggering event. 3. The method of claim 1, wherein applying the algorithm to the selected portions of the first signal to determine the triggering event comprises: processing the first signal using a sliding window integration to generate a reference signal; andanalyzing the reference signal to determine the triggering event. 4. The method of claim 1, wherein applying the algorithm to the selected portions of the first signal to determine the triggering event comprises: processing the first signal to generate a representation of instantaneous energy; andanalyzing the representation of instantaneous energy to determine the triggering event. 5. The method of claim 1, wherein applying the algorithm to the selected portions of the first signal to determine the triggering event comprises: applying an algorithm to generate a representation of the first signal having reduced jitter; andanalyzing the representation of the first signal having reduced jitter to determine the triggering event. 6. The method of claim 1, wherein applying the algorithm to the selected portions of the first signal to determine the triggering event comprises applying an algorithm to integrate the first signal over a window. 7. The method of claim 1, wherein selecting portions of the first signal comprises selecting portions of the first signal to process to determine the triggering event based on a surface electrocardiogram signal. 8. The method of claim 1, wherein selecting portions of the first signal comprises selecting portions of the first signal to exclude from processing. 9. The method of claim 1, wherein selecting portions of the first signal comprises selecting portions of the... | RHYTHMIA MEDICAL, INC. | A61B005/04 A61B005/042 A61B005/053 G06T019/00 A61B005/00 A61B018/00 A61B005/044 A61B005/0452 A61B005/0402 A61B005/055 A61B006/00 G06F019/00
US11284832 | B2 | 2022-03-29 | Devices and methods to measure gastric residual volume | 2016-07-28 | Devices and methods to measure gastric residual volume (GRV) are described where at least one additive component (a GRV indicator) may be dispersed in a body lumen such as a stomach. The GRV indicator may changes a physical (chemical, electrical, thermal, mechanical, optical, etc.) characteristic within the stomach by a measureable degree. This degree of change and/or the rate of return to the previous state, may be used to determine the GRV of a patient. The determined GRV can also be used to automatically or semi-automatically control the patient's feeding rate and/or volume and/or frequency to adequately nourish the patient but avoid complications. The physical characteristic(s) may also be used to detect that the feeding catheter or tube is in the correct location (ie stomach vs lung or esophagus. | 1. A system for determining a gastric residual volume within a stomach of a subject, comprising: an elongate body having a length;one or more sensors positioned along the elongate body, wherein the one or more sensors are configured to measure a conductivity or an impedance value of a gastric residual volume (GRV) indicator from a medium when the medium and gastric contents are contacted against the one or more sensors, to provide measurements of the value of the GRV indicator along the length of the elongate body, wherein the medium is introduced through the elongate body and into the stomach and the value of the GRV indicator within the medium has an initial state; anda controller in communication with the one or more sensors, wherein the controller is configured to determine the value of the GRV indicator of the medium and gastric contents contacted against the one or more sensors within the stomach on a continuous basis and determine a GRV based on the change in the value of the GRV indicator from the initial state. 2. The system of claim 1 wherein the medium comprises a digestible medium. 3. The system of claim 1 wherein the GRV indicator further comprises glucose or magnesium. 4. The system of claim 1 wherein the elongate body comprises a tube defining at least one lumen therethrough. 5. The system of claim 4 wherein the medium is in fluid communication with the at least one lumen. 6. The system of claim 1 wherein the GRV indicator along the length as measured by the one or more sensors is indicative of the GRV. 7. The system of claim 1 wherein the value further comprises a temperature of the GRV indicator. 8. The system of claim 1 wherein the value further comprises a pH of the GRV indicator. 9. The system of claim 1 wherein the value further comprises a temperature and pH of the GRV indicator. 10. The system of claim 1 wherein the value further comprises a change in a physical characteristic of the GRV indicator. 11. The system of claim 1 wherein the one or more sensors are further configured to measure a rate of change in the value. 12. The system of claim 1 wherein the one or more sensors are further configured to detect for a presence of an indicator to confirm positioning of the one or more sensors within a stomach. 13. The system of claim 1 further comprising one or more additional sensors which are configured to detect for a presence of an indicator to confirm positioning of the one or more sensors within a stomach. 14. The system of claim 1 wherein the elongate body is inserted through a feeding tube which is in fluid communication with a feeding medium. 15. The system of claim 5 wherein the at least one lumen in the elongate tube is in fluid communication with a reservoir holding a feeding medium. 16. The system of claim 1 further comprising a restrictor in communication with the elongate body, wherein the restrictor is configured to control a flow of nutrients into a body lumen. 17. The system of claim 16 wherein ... | Gravitas Medical, Inc. | A61B005/00 A61B001/273 A61B005/01 A61B005/03 A61B005/107 A61B005/145 A61J015/00 A23L035/00 A23L033/00
US20160328993 | A1 | 2016-11-10 | LOCATION AGNOSTIC PLATFORM FOR MEDICAL CONDITION MONITORING AND PREDICTION AND METHOD OF USE THEREOF | 2015-01-09 | A system and method of real-time monitoring of medical patient information, both within a medical facility, as well as during in home care. The system and method can include collection of substantial amounts of longitudinal data used to make deductions in trends across a single patients care, care across multiple patients within a facility, and quality of care across given practitioners. The system and method can also include providing information and feedback regarding a patient's perceived quality of care within a facility, as normalized to a given patient's prior experiences. The system and method can also include providing interactive feedback stimuli and patient care experiences to the patient, as well as real time care monitoring systems for practitioners. In embodiments, the present invention can be a system for holistic pain monitoring and prediction, a system for prevention of narcotic diversion, or a magnetometer sensor system for respiratory measurement. | 1. A system comprising: (a) one or more sensors for real-time biometric monitoring of a patient of biometric information;(b) one or more input devices for inputting stimulus information of the patient;(c) a compute platform in communication with the one or more sensors and the one or more input devices via real-time steaming, wherein the compute platform is operable for performing predictive event detection and analysis utilizing the biometric information and the stimulus information to yield a deduction in real-time; and(d) an output device in communication with the compute platform operable to provide a real-time stimulus or alert based upon the deduction. 2. A method comprising: (a) transmitting to a compute platform biometric information of a patient monitored in real time using one or more sensors;(b) transmitting to the compute platform stimulus information of the patent using one or more input devices;(c) utilizing the compute platform to perform predictive event detection and analysis utilizing the biometric information and the stimulus information to yield deductions in real-time; and(d) transmitting to an output device a signal to general a real-time stimulus or alert to the patent or a medical practitioner of the patient based upon the deduction, wherein the real-time stimulus or alert prompts an act in response to the deduction. 3. The system of claim 1, wherein the compute platform is a location agnostic platform for medical conditioning monitoring and prediction. 4. The system of claim 1, wherein the real-time stimulus or alert prompts the patient or medical practitioner to perform an act in response to the deduction. 5. The system of claim 1, wherein the real-time stimulus or alert prompts a device to perform an act in response to the deduction. 6. The system of claim 1, wherein the compute platform comprises a real-time data and debug logging system. 7. The system of claim 1, wherein the system or method is for holistic pain monitoring. 8. The system of claim 7, wherein the system or method comprises: (a) a respiratory safety module operable for tracking and guiding the patient's condition and medication administration;(b) an education module operable to provide educational content related to the patient's condition; and(c) an anxiolytic stress reduction module operable to reduce the patient's anxiety and stress level through one or more of education, biofeedback, and medication. 9. The system of claim 7, wherein the system or method links information about medications given to the patient to effects on the patient. 10. The system of claim 9, wherein the information about medications is selected from the group consisting of time, dose, type, and combinations thereof. 11. The system of claim 9, wherein the compute platform is operable to analyze and predict about the medication's effect profile across a population of patients. 12. The system of claim 9, wherein information about the medications is provided to a medical p... | HEALTHBITS CORPORATION | G09B019/00 G08B021/18 A61M021/02 A61B005/08 A61B005/00
US20160342763 | A1 | 2016-11-24 | HEALTH MONITORING ASSIST SYSTEM | 2014-12-26 | A health monitoring assist system includes: a unit that acquires time-series data of an activity index that indicates an amount of an activity conducted by a subject; a unit that acquires time-series data of a biological index measured from, and relating to health of, the subject; an estimation unit that estimates an amount of time lag between a change in the activity index and a resultant change appearing in the biological index based on a result of comparison between the time-series data of the activity index and the time-series data of the biological index; and a unit that provides the subject with assist information that indicates that an effect caused by the activity of the subject is apparent in a value of the biological index after the amount of time lag from a time point when the activity was conducted, based on an estimation result of the estimation unit. | 1. A health monitoring assist system, comprising: an activity index data acquisition unit that acquires time-series data of an activity index indicative of an amount of an activity conducted by a subject;a biological index data acquisition unit that acquires time-series data of a biological index measured from, and relating to health of, the subject;a time lag estimation unit that estimates an amount of time lag between a change in the activity index and a resultant change appearing in the biological index based on a result of comparison between the time-series data of the activity index and the time-series data of the biological index; andan information presentation unit that provides the subject with assist information that indicates that an effect caused by the activity of the subject is apparent in a value of the biological index after the amount of time lag from a time point when the activity was conducted, based on an estimation result of the time lag estimation unit. 2. The health monitoring assist system according to claim 1, wherein the assist information includes information indicative of the amount of time lag. 3. The health monitoring assist system according to claim 1, wherein the assist information includes a graph plotting the time-series data of the activity index and shifted by the amount of time lag, and a graph plotting the time-series data of the biological index. 4. The health monitoring assist system according to claim 1, wherein the assist information includes information indicating a period, in a graph plotting the time-series data of the biological index, in which a positive change caused by an increase in the activity index is apparent in the biological index. 5. The health monitoring assist system according to claim 1, wherein the assist information includes information indicating a period, in a graph plotting the time-series data of the biological index, in which a negative change caused by a decrease in the activity index is apparent in the biological index. 6. The health monitoring assist system according to claim 1, wherein the time lag estimation unit evaluates intensity of a causal correlation between the time-series data of the activity index and the time-series data of the biological index with respect to a plurality of amounts of time lag, and selects an amount of time lag with which the intensity of a correlation is highest as the amount of time lag between the change in the activity index and the resultant change appearing in the biological index. 7. The health monitoring assist system according to claim 6, wherein the time lag estimation unit evaluates the intensity of the causal correlation between the time-series data of the activity index and the time-series data of the biological index with use of transfer entropy. 8. The health monitoring assist system according to claim 1, wherein the information presentation unit presents the assist information to a terminal owned by the subject by wired or wir... | OMRON Corporation | G06F019/00 A61B005/022 A61B005/00 A61B005/11
US20160345111 | A1 | 2016-11-24 | SYSTEMS AND METHODS FOR OBTAINING HEARING ENHANCEMENT FITTINGS FOR A HEARING AID DEVICE | 2016-08-08 | A computer-implemented method for obtaining hearing enhancement fittings for a hearing aid device is described. A plurality of audiograms is collected. The plurality of audiograms is divided into one or more sets of audiograms. A representative audiogram is created for each set of audiograms. A hearing enhancement fitting is computed from each representative audiogram. A hearing aid device is programmed with one or more hearing enhancement fittings computed from each representative audiogram. | 1. A computer-implemented method for programming a hearing aid device, the computer-implemented method comprising: collecting using a first computing device an audiogram, an audiogram being a collection of hearing thresholds;communicating via a network connection the collected audiogram to a second computing device,the second computing device storing a plurality of audiograms from a number of first computing devices,the second computing device dividing the plurality of audiograms into one or more sets of audiograms;the second computing device creating a representative audiogram for each set of audiograms;the second computing device having a prescriptive fitting generation module, the prescriptive fitting generation module generating prescriptive fittings for the hearing aid based on the representative audiogram; andcommunicating from the second computing device to the first computing device the prescriptive fittings for the hearing aid device and programming at the first computer device the hearing aid device with the prescriptive fittings. 2. The computer-implemented method of claim 1, wherein the second computing device subdivides the one or more sets of audiograms into one or more subsets until a termination condition is satisfied. 3. The computer-implemented method of claim 1, wherein the second computing device filters one or more audiograms from the plurality of audiograms. 4. The computer-implemented method of claim 3, wherein the second computing device filters one or more audiograms from the plurality of audiograms that exceed a specified fitting range for the hearing aid device. 5. The computer-implemented method of claim 1, wherein the second computing device determines a mean hearing threshold at each measured frequency of each audiogram within the plurality of audiograms. 6. The computer-implemented method of claim 5, wherein the second computing device creates prototype audiograms from the mean hearing threshold. 7. The computer-implemented method of claim 6, wherein the second computing device associates each prototype audiogram with a set of audiograms. 8. The computer-implemented method of claim 7, wherein the second computing device places an audiogram in the set of audiograms if the audiogram is similar to the prototype audiogram associated with the set. 9. The computer-implemented method of claim 1, wherein creating a representative audiogram for each set of audiograms further comprises calculating a mean of each audiogram in a set of audiograms. 10. A computing device configured to obtain hearing enhancement fittings for a hearing aid device, the computing device comprising: a processor;memory in electronic communication with the processor;a collection module configured to receive and collect a plurality of audiograms from other computing devices via a communications network, an audiogram being a collection of hearing thresholds;an organization module configured to divide the plurality of audiograms into one or more ... | SONIC INNOVATIONS, INC. | H04R025/00 A61B005/12
US20160317075 | A1 | 2016-11-03 | Novel diagnostic algorithm for acute kidney injury in hospitalized children | 2014-09-12 | We have developed a novel AKI diagnostic algorithm upon KID 2009 database. The KID is multi-featured and the AKI and non-AKI groups are highly imbalanced, making it challenging to describe them via simple linear statistics. Thus, to identify features effectively, our AKI association studies employed statistical learning strategies; a predictive model was created to accurately determine which KID data elements were highly associated with an AKI diagnosis. We employed prediction analysis of microarrays (PAM), which is commonly applied to high-feature datasets such as DNA microarrays; PAM determines which data elements, or features, best contribute to the predictive model or characterize individual classes/cohorts, Clinical Classification Software codes (286 diagnosis, 231 procedural) were used to bin ICD-9-CM codes (n=6,722) and analyzed by PAM. PAM identified relevant AKI predictors and eliminated irrelevant data elements, which constitute noise. | 1. A computerized method for patient diagnosis, comprising: receiving medical information for individuals with acute kidney injury;receiving medical information for individuals without acute kidney injury;applying statistical learning methods to the highly imbalanced dataset to derive AKI-related risk factors. |  | A61B005/20 G06F019/00 A61B005/00
US20160324447 | A1 | 2016-11-10 | System and Method for Determining Orientation of Body Segments Using Inertial Measurement Units | 2016-04-06 | A system and method is provided for determining the orientation of a body segment using an inertial measurement unit (IMU) sensor capable of measuring its orientation relative to Earth. In general, the method mounts a primary IMU sensor on a first body segment, with an unknown first alignment orientation relationship between the primary IMU sensor and the first body segment. A primary IMU sensor orientation is measured, and an alignment orientation relationship is calculated between the primary IMU sensor orientation and a first body segment orientation. The method may also measure a primary IMU sensor initial orientation and a subsequent orientation. As a result, a subsequent orientation of the first body segment is determined based upon the primary IMU sensor initial and subsequent orientations, as well as the calculation of the alignment orientation relationship between the primary IMU sensor initial orientation and the first body segment orientation. | 1. A method for determining the orientation of a body segment using an inertial measurement unit (IMU) sensor capable of measuring its orientation relative to Earth, the method comprising: mounting a primary IMU sensor on a first body segment, with an unknown first alignment orientation relationship between the primary IMU sensor and the first body segment;measuring a primary IMU sensor orientation;calculating an alignment orientation relationship between the primary IMU sensor orientation and a first body segment orientation. 2. The method of claim 1 further comprising: measuring a primary IMU sensor initial orientation and a subsequent orientation; and,in response to the primary IMU sensor initial and subsequent orientations, and calculating the alignment orientation relationship between the primary IMU sensor initial orientation and the first body segment orientation, determining a subsequent orientation of the first body segment. 3. The method of claim 2 wherein the determining the subsequent orientation of first body segment comprises: using a body segment musculoskeletal model describing potential movement relationships between adjacent body segments to find deterministic, axial rotation, and radial rotation limits associated with the first body segment, where deterministic limits describe the likely accuracy of a first alignment orientation relationship estimate; and,alerting a user when the estimated relationship between adjacent body segments exceeds the limits of the musculoskeletal model. 4. The method of claim 1 wherein measuring the primary IMU sensor orientation includes measuring the primary IMU sensor orientation with the first body segment in a predetermined pose, aligned in a predetermined direction relative to Earth. 5. The method of claim 1 wherein measuring the primary IMU sensor orientation includes: aligning an Earth relative orientation measurement device (EROMD) with a predetermined second body segment;simultaneous with measuring the primary IMU sensor orientation, measuring an EROMD orientation with the second body segment in a predetermined pose, in an arbitrary direction relative to Earth. 6. The method of claim 1 wherein measuring the primary IMU sensor orientation includes: measuring the first body segment orientation with respect to a second body segment using a goniometer; and,simultaneous with measuring the primary IMU sensor orientation, measuring an orientation of an auxiliary IMU sensor mounted on the second body segment, where an alignment orientation relationship between the auxiliary IMU sensor and second body segment is known. 7. The method of claim 1 wherein measuring the primary IMU sensor orientation includes: measuring a primary IMU sensor first orientation with the first body segment in a predetermined pose, aligned in an arbitrary direction relative to Earth; and,measuring a primary IMU sensor second orientation with the first body segment moving in a predetermined manner. 8. The method of clai... |  | A61B005/11 G01B005/24 G01P015/02 G01B007/30
US20160319351 | A1 | 2016-11-03 | GENETIC VARIANTS AS MARKERS FOR USE IN DIAGNOSIS, PROGNOSIS AND TREATMENT OF EOSINOPHILIA, ASTHMA AND MYOCARDIAL INFARCTION | 2015-06-23 | Polymorphic variants (e.g., certain alleles of polymorphic markers) that have been found to be associated with high blood eosinophil counts, conditions causative of eosinophilia (e.g., asthma, myocardial infarction), and/or hypertension are provided herein. Such polymorphic markers are useful for diagnostic purposes, such as in methods of determining a susceptility, and for prognostic purposes, including methods of predicting prognosis and methods of assessing an individual for probability of a response to a therapeutic agent, as further described herein. Further applications utilize the polymorphic markers of the invention include, screening methods and genotyping methods. The invention furthermore provides related kits, computer-readable medium, and apparatus. | 1-22. (canceled) 23. A method of assessing an individual for probability of response to a therapeutic agent for preventing, treating, and/or ameliorating symptoms associated with myocardial infarction, comprising: determining the identity of at least one allele of at least one polymorphic marker in a nucleic acid sample obtained from the individual, wherein the at least one polymorphic marker is selected from the group consisting of rs3184504, rs653178, and markers in linkage disequilibrium therewith, and assessing probability of response from to the therapeutic agent from the identity of the at least one allele of the at least one marker. 24. A kit for assessing susceptibility to myocardial infarction of a human individual, the kit comprising reagents for selectively detecting at least one allele of at least one polymorphic marker in the genome of the human individual, wherein the polymorphic marker is selected from the group consisting of rs3184504 and rs653178, and markers in linkage disequilibrium therewith, and a collection of data on a computer-readable medium comprising correlation data between the polymorphic markers and susceptibility to myocardial infarction. 25. (canceled) 26. The kit of claim 24 or 25, wherein the kit comprises reagents for selectively detecting no more than 55 alleles in the genome of the individual. 27-28. (canceled) 29. The kit according to claim 24, wherein the reagents include an oligonucleotide probe that hybridizes to a segment of a nucleic acid whose nucleotide sequence is given by any of SEQ ID NOs: 1-681, wherein the segment is 15-500 nucleotides in length. 30. The kit of claim 29, wherein the segment of the nucleic acid to which the probe hybridizes comprises a polymorphic site. 31-35. (canceled) 36. A method of treatment comprising administering an anti-myocardial infarction agent to a human individual that has been tested for (a) the presence of at least one allele of at least one polymorphic marker selected from the group consisting of rs3184504 and rs653178, and markers in linkage disequilibrium therewith, and/or (b) the presence of an amino acid substitution in an amino acid sequence encoded by the at least one marker. 37. The method of claim 36, wherein the at least one allele is the T allele of rs3184504 and/or the G allele of rs653178. 38-39. (canceled) 40. A method of diagnosing myocardial infarction or myocardial infarction risk in a human individual, comprising (A) one or a combination of: (i) considering the history of an illness and the symptoms experienced by the human individual, (ii) physically examining the human individual, (iii) conducting one or a combination of an electrocardiogram, a coronary angiogram, chest radiograph, echocardiogram on the human individual, (iv) testing blood of the human individual for cardiac markers, (v) detecting areas of reduced blood flow in conjunction with physiologic or pharmacologic stress, and (vi) determining the viability of tissue of the my... |  | C12Q001/68 A61B005/026 A61B008/08 A61B005/00 A61B006/00 G06F019/22 A61B005/0402
US09504231 | B2 | 2016-11-29 | Device for the measurement of individual farm animal data | 2010-12-22 | The invention relates to a measuring device for the measurement of at least one physiological parameter of a farm animal's organism, whereby the measuring device is placeable in the gastro-intestinal tract of livestock and comprises the following components arranged in a casing: at least one sensor for the measurement of at least one physiological parameter of a farm animal, at least one transmitter with antenna for the wireless transmission of information, at least one control unit for controlling the measuring device, and at least one power supply device for the measuring device, whereby a hollow protective guard is provided inside the casing which covers at least the power supply unit in order to protect it from mechanical impact. | 1. A measuring device for the measurement of at least one physiological parameter of a farm animal organism, wherein the measuring device is placeable in the gastrointestinal tract of the farm animal and comprises the following components arranged within an interior of a casing: at least one sensor for the measurement of at least one physiological parameter of the farm animal organism;at least one transmitter;an antenna provided on the at least one transmitter for wireless transmission of information;at least one control unit for control of the measuring device;at least one power supply device for the measuring device; andwherein the casing further includes: a hollow protective guard covering the at least the one power supply device in order to ensure protection from mechanical impact; and wherein the protective guard is sufficiently strong enough to withstand being bitten or chewed by the farm animal organism and to continue to cover and protect the at least the one power supply device; wherein the antenna is located outside of the protective guard; and wherein the protective guard serves both as bite protection and as an additional weight, andwherein the measuring device is arranged such that an outermost region of the measuring device comprises the casing; and the protective guard is located within the interior of the casing, and wherein then the components to be protected are located within an interior of the protective guard. 2. The measuring device according to claim 1, wherein the protective guard has a cylinder form with a circular or polygonal cross-section. 3. The measuring device according to claim 1, wherein the protective guard is made of metal. 4. The measuring device according to claim 1 wherein the protective guard covers the transmitter and the control unit in addition to the power supply device. 5. The measuring device according to claim 1, wherein the length of the antenna of the transmitter is dimensioned to λ4 of the frequency used, wherein λ represents the wavelength of the information transmitted by the antenna. 6. The A measuring device according to claim 1, wherein the transmitter uses frequencies ranging from 20 MHz to 1 GHz for the wireless transmission of information. 7. The measuring device according to claim 1, wherein the transmitter uses frequencies ranging from 300 MHz to 450 MHz for the wireless transmission of information. 8. The measuring device according to claim 1, wherein the antenna is designed in meander form with at least one loop. 9. The measuring device according to claim 1, wherein the measuring device additionally has at least one switch connected to the control unit which is actuated from outside the device. 10. The A measuring device according to claim 9, wherein the switch is a magnetic switch, the magnetic switch being located inside the measuring device. 11. The measuring device according to claim 9, wherein the switch is comprises at least two contacts that are connected to the control... | VitaVis GmbH | A61B005/07 A61D099/00 A01K011/00
US09498164 | B2 | 2016-11-22 | Receivers for analyzing and displaying sensor data | 2013-12-05 | This disclosure provides systems, methods and apparatus for processing, transmitting and displaying data received from an analyte sensor, such as a glucose sensor. The system may include a display device with at least one input device. In response to movement of or along the input device, the display device may change a glucose data output parameter and update an output of the display device using the changed output parameter. | 1. A method for presenting an interactive glucose chart on a display device, comprising: displaying on a touch-sensitive display of a computing device a glucose trend chart displaying monitored glucose levels of a host over a first time range;displaying on the display a navigation bar simultaneously with the glucose trend chart, the navigation bar displaying a graph of the monitored glucose levels of the host over a second time range that is greater than and encompasses the first time range, wherein predetermined user interaction with the navigation bar detected by the computing device changes the first time range of glucose data; anddisplaying event data associated with the monitored glucose levels on the glucose trend chart at a particular point in time when a corresponding event occurred, the event data including one or more of a calibration reference event, insulin delivery event, a meal event, or an activity event,wherein the displaying the event data includes presenting an icon illustrative of the event type proximate to a glucose trend line of the glucose trend chart corresponding to the particular point in time. 2. The method of claim 1, wherein the navigation bar is positioned adjacent to the glucose trend chart on the display. 3. The method of claim 1, wherein the navigation bar includes an indication of the first time range. 4. The method of claim 3, wherein the graph of the navigation bar displays the glucose data encompassed by the first time range differently than the glucose data not encompassed by the first time range. 5. The method of claim 4, wherein the glucose data encompassed by the first time range displayed on the navigational bar is shaded differently than the data not encompassed by the first time range. 6. The method of claim 3, wherein the indication of the first time range includes a selectable slider bar that can be touched and dragged by a user across the navigational bar to change the first time range. 7. The method of claim 3, further comprising increasing a resolution of the glucose trend chart responsive to detecting a predefined user input using the touch-sensitive display. 8. The method of claim 7, wherein the predefined user interaction comprises detecting user movement along a y-axis direction of the glucose chart. 9. The method of claim 1, further comprising labeling one or more peaks or valleys of the glucose trend chart with a glucose level of each of the one or more peaks or valleys. 10. The method of claim 9, wherein labeling further comprises indicating a time associated with each of the one or more peaks or valleys. 11. The method of claim 1, further comprising: displaying additional data associated with the event data at the particular point in time responsive to detecting a predefined user gesture over the particular point in time on the glucose trend chart. 12. The method of claim 11, wherein the predefined user gesture comprises tapping of, selecting of or expanding the glucose trend cha... | DexCom, Inc. | G06T011/20 A61B005/00 H04N021/431 G06T003/00 A61B005/145 G06F003/0488 G06F003/041 A61B005/1495 G01N033/66 G06F019/00 G06F003/0484
US09483117 | B2 | 2016-11-01 | Apparatus, method and computer program for controlling a near-eye display | 2013-04-08 | An apparatus, method and computer program where the apparatus comprises: at least one memory configured to store a computer program comprising computer program instructions; and at least one processor configured to execute the computer program instructions to cause the apparatus at least to perform: obtaining, from at least one detector, a detection of at least one bio-signal from at least one user where the user is using a user output device; determining from the at least one obtained bio-signal that movement of the user's head is about to occur; and in response to determining that movement of the user's head is about to occur, enabling the processor to control the output provided by the user output device to coordinate with the movement of the user's head. | 1. An apparatus, comprising: at least one non-transitory memory configured to store a computer program comprising computer program instructions; andat least one processor configured to execute the computer program instructions to cause the apparatus at least to perform:obtaining, from at least one detector, a detection of at least one bio-signal from at least one user where the user is using a user output device;determining from the at least one obtained bio-signal that movement of the user's head is about to occur; andin response to determining that movement of the user's head is about to occur, enabling the processor to control the output provided by the user output device to coordinate with the movement of the user's head, wherein enabling the processor to control the output comprises, in response to determining that movement of the user's head is about to occur, allocating processing capacity for later processing, wherein the later processing comprises processing images for coordinating the image displayed on a display with the movement of the user's head. 2. An apparatus as claimed in claim 1 wherein the user output device comprises at least one of a display, or a near-eye display. 3. An apparatus as claimed in claim 1 wherein the at least one bio-signal comprises a bio-electrical signal. 4. An apparatus as claimed in claim 1 wherein the at least one bio-signal is detected in at least one of a muscle of the user, or the user's neck muscles. 5. An apparatus as claimed in claim 1 wherein the at least one bio-signal comprises a brain signal. 6. An apparatus as claimed in claim 1 wherein the at least one bio-signal is detected using electromyography. 7. An apparatus as claimed in claim 1 wherein enabling the processor to control the output comprises increasing a sampling rate of detectors configured to detect the movement of the user's head. 8. An apparatus as claimed in claim 7 wherein the shape and duration of an electrical pulse provided to a muscle is used to predict the trajectory. 9. An apparatus as claimed in claim 1 wherein the at least one non-transitory memory and processor are configured to use the obtained bio-signal to predict a trajectory of movement of the user's head and the predicted trajectory is used to control the output provided. 10. An apparatus as claimed in claim 1 wherein the at least one non-transitory memory and processor are configured to store information relating to obtained bio-signals and corresponding trajectories of head movement and use the stored information to predict trajectories of head movement in response to an obtained bio-signal. 11. An apparatus as claimed in claim 1 wherein the processing capacity allocated in response to determining that movement of the user's head is about to occur is temporarily allocated. 12. A method comprising: obtaining, from at least one detector, a detection of at least one bio-signal from at least one user where the user is using a user output device;determining f... | Nokia Technologies Oy | G06F003/01 G02B027/01 A61B005/11 A61B005/00
US20160331469 | A1 | 2016-11-17 | VIRTUAL IMAGE WITH OPTICAL SHAPE SENSING DEVICE PERSPECTIVE | 2015-01-04 | A system for providing a perspective for a virtual image includes an intraoperative imaging system (110) having a transducer (146) configured to generate an image data set for a region. A shape sensing enabled device (102) is configured to have at least a portion of the shape sensing enabled device positioned relative to the region. The shape sensing enabled device has a coordinate system registered with a coordinate system of the intraoperative imaging system. An image generation module (148) is configured to render a virtual image (152) of at least a portion of the region using the image data set wherein the virtual image includes a vantage point relative to a position on the shape sensing enabled device. | 1. A system for providing a perspective for a virtual image, comprising: an intraoperative imaging system having a transducer configured to generate an image data set for a region;a shape sensing enabled device which includes at least one optical shape sensing fiber and is configured to have at least a portion of the shape sensing enabled device positioned relative to the region, the shape sensing enabled device having a coordinate system registered with a coordinate system of the intraoperative imaging system; andan image generation module configured to render a virtual image of the intraoperative imaging system for at least a portion of the region using the image data set wherein the virtual image includes a vantage point relative to a position on the shape sensing enabled device said vantage point being determined by shape sensing information obtained from the at least one optical fiber. 2. The system as recited in claim 1, wherein the virtual image includes at least one of: a side-looking image, a circumferential image and a forward-looking image. 3. The system as recited in claim 1, wherein the virtual image includes one or more two-dimensional image slices. 4. The system as recited in claim 1, wherein the intraoperative imaging system includes an ultrasonic imaging system and the transducer includes one or more ultrasonic transducers internally disposed within or externally mounted on a subject to be imaged. 5. The system as recited in claim 1, further comprising a registration module for registering the coordinate system of the shape sensing enabled device with the coordinate system of the intraoperative imaging system, and including a transform configured to transform the image data set to the virtual image. 6. The system as recited in claim 1, further comprising a robot configured to coordinate operation between the intraoperative imaging system and the shape sensing enabled device to maintain an image relative to the shape sensing enabled device during a procedure. 7. The system as recited in claim 1, wherein registration between the intraoperative imaging system and the shape sensing enabled device includes at least one of: shape-based registration, image-based registration and tracking technology registration. 8. A system for providing a perspective for a virtual image, comprising: an intraoperative imaging system having a transducer configured to generate an image data set for a region;a shape sensing enabled device which includes at least one optical shape sensing fiber and is configured to have at least a portion of the shape sensing enabled device positioned relative to the region, the shape sensing enabled device having a coordinate system registered with a coordinate system of the intraoperative imaging system;an image generation module configured to render a virtual image of the intraoperative imaging system for at least a portion of the region using the image data set wherein the virtual image includes a vantage point f... |  | A61B034/20 A61B008/08 G06T007/00 A61B005/06 A61B008/00 A61B008/12 A61B034/30
US09501049 | B2 | 2016-11-22 | Dynamic environment adaptation | 2014-03-18 | A method of dynamically adapting an environment may include collecting sensor data from a biological sensor and an environmental sensor. The method may also include, based on the sensor data, determining whether an optimal environmental state exists in an environment. The optimal environmental state may be defined in a health and wellness policy and may be configured to promote an optimal biological state of an individual in the environment. In response to the optimal environmental state not existing in the environment, the method may include identifying an environmental condition that differs from the optimal environmental state and generating a command configured to alter an operational state of an environmental device that affects the environmental condition. | 1. A method of dynamically adapting an environment, the method comprising: collecting sensor data from one or more biological sensors and one or more environmental sensors;removing noise from the sensor data;combining the sensor data from the one or more biological sensors with the sensor data from the one or more environmental sensors;based on the combined sensor data, computing an actual environmental state of an environment and an actual biological state of an individual in the environment;based on the computed actual environmental state and the actual biological state, determining whether an optimal environmental state exists in the environment and an optimal biological state of the individual exists, the optimal environmental state and the optimal biological state being defined in a health and wellness policy; andin response to the optimal environmental state not existing in the environment: identifying an environmental condition that differs from the optimal environmental state; andgenerating a command configured to alter an operational state of an environmental device that affects the environmental condition; andcommunicating the command to an environmental device regulator configured to control the environmental device. 2. The method of claim 1, further comprising: collecting updated sensor data from the one or more biological sensors and the one or more environmental sensors;determining whether the command placed the environment in the optimal environmental state; andin response to the command not having placed the environment in the optimal environmental state: identifying an updated environmental condition that differs from the optimal environmental state; andgenerating an updated command configured to alter a second operational state of a second environmental device that affects the updated environmental condition. 3. The method of claim 1, further comprising identifying a biological condition that deviates from a limit of an optimal biological condition of the optimal biological state defined in the health and wellness policy and that is influenced by the environmental condition. 4. The method of claim 1, wherein: the optimal environmental state includes limits for one or more environmental conditions configured to promote the optimal biological state of the individual while performing an activity in the environment; andthe limits include one or more of weighted thresholds, Boolean combinations of limits, and optimal ranges for one or more environmental conditions. 5. The method of claim 1, wherein one or more of the collecting, the determining, the identifying, and the generating occur continuously. 6. The method of claim 1, wherein: the environment includes a sleep environment;the one or more biological sensors include one or more of an electroencephalography (EEG) sensor, a body temperature sensor, a galvanic skin response sensor, and a sleep activity sensor;the one or more environmental sensors include one or more of an ambi... | FUJITSU LIMITED | A61B005/00 G05B015/02 G05D023/19
US09492344 | B2 | 2016-11-15 | Unified vision testing and/or training | 2009-08-03 | Unified vision testing and/or training kiosk may utilize display devices and input devices to administer a number of visual testing and/or training tasks to an individual. One or more display devices may provide desired resolution, geometry, and/or touch sensitivity. One or more input devices may receive inputs of different types from different positions relative to a display device. Methods of visual testing and/or training may utilize the one or more display devices, one or more input devices, and/or other types of equipment to evaluate and/or improve the visual abilities of an individual. | 1. A method for testing and/or training the visual abilities of an individual, the method comprising: at a first time, displaying at least one first visual indicia having a first trait using a first display device directly viewable by the individual, the at least one first visual indicia and the first display device being a first distance from the individual;in response to the display of the at least one first visual indicia, receiving a first input from the individual at a first input device, the first input having a trait that may correspond to the first trait of the first visual indicia;determining whether the trait of the first input corresponded to the first trait of the first visual indicia;at a second time, displaying at least one second visual indicia having a second trait using a second display device directly viewable by the individual, the at least one second visual indicia and the second display device being a second distance from the individual, the second display device being distinct from the first display device;in response to the display of the at least one second visual indicia, receiving a second input from the individual at a second input device, the second input having a trait that may correspond to the second trait of the second visual indicia;determining whether the trait of the second input corresponded to the second trait of the second visual indicia; andoutputting the determination as to whether the trait of the first input corresponded to the first trait of the first visual indicia and the determination as to whether the trait of the second input corresponded to the second trait of the second visual indicia,wherein the first display device is a high-resolution display device which is used to measure static visual clarity, contrast sensitivity, depth perception, and near-far focusing ability of the individual, andwherein the second display device is a wide-aspect display device which is used to measure visual perception span, eye-hand coordination, visual decision making, and reaction time of the individual. 2. The method for testing and/or training the visual abilities of an individual of claim 1, further comprising; determining a time elapsed between the first time and the receiving of the first input;determining a time elapsed between the second time and the receiving of the second input; andoutputting the time elapsed between the first time and the receiving of the first input and the time elapsed between the second time and the receiving of the second input. 3. The method for testing and/or training the visual abilities of an individual of claim 2, wherein: the second distance from the second display device to the individual comprises a visually near distance. 4. The method for testing and/or training the visual abilities of an individual of claim 3, wherein: receiving the first input comprises using a multi-touch device, andreceiving the second input comprises using a touch sensitive display device as the second... | NIKE, Inc. | A61B013/00 A61H005/00 A61B003/032 A61B003/028 G06F001/16 A61B003/00 A61B005/00 A61B003/18 A61B003/024 A61B003/02 A61B003/06
US09504787 | B2 | 2016-11-29 | Infusion device with impedance measurement | 2009-12-18 | An ambulatory infusion device for the infusion of a liquid drug into a patient's body over an extended time period includes an infusion cannula designed to be placed in the patient's subcutaneous tissue. At least two subcutaneous electrodes are comprised by the infusion cannula and are placed in the subcutaneous tissue. An impedance measuring unit is operatively coupled to the at least two electrodes and is configured to measure at least one impedance value between the at least two electrodes. A variation of the at least one impedance value reflects a displacement of interstitial fluid by drug upon drug administration. An event trigger unit is operatively coupled to the impedance measuring unit and being configured to evaluate the at least one impedance value and to generate an event trigger if evaluation of the at least one impedance value indicates the occurrence of an administration anomaly. | 1. An ambulatory infusion device for the infusion of a liquid drug into a patient's body over an extended time period, comprising: a) an infusion cannula designed to be placed in the patient's subcutaneous tissue;b) at least two subcutaneous electrodes, the at least two subcutaneous electrodes being comprised by the infusion cannula and being placeable in the subcutaneous tissue;c) an impedance measuring unit, the impedance measuring unit being operatively coupled to the at least two electrodes and configured to measure at least one impedance value between the at least two electrodes, a variation of the at least one impedance value reflecting a displacement of interstitial fluid by drug upon drug administration;d) an event trigger unit operatively coupled to the impedance measuring unit and being configured to evaluate the at least one impedance value and to generate an event trigger if evaluation of the at least one impedance value indicates the occurrence of an administration anomaly. 2. The ambulatory infusion device according to claim 1, wherein the infusion device is configured to administer consecutive drug pulses, the impedance measuring unit is configured to measure consecutive impedance values, and wherein the event trigger unit is configured to generate an event trigger if evaluation of the consecutive impedance values indicates that a predefined number of consecutive drug pulses have not been administered. 3. The ambulatory infusion device according to claim 1, wherein the impedance measuring unit is configured to monitor the at least one impedance value as a function of time and/or position and wherein the event trigger unit is configured to generate an event trigger if the at least one impedance value as a function of time and/or position indicates the occurrence of an administration anomaly. 4. The ambulatory infusion device according to claim 3, wherein the event trigger unit is configured to detect the presence or absence of a characteristic temporary impedance value variation upon drug administration and to generate an event trigger in case of the absence of the temporary impedance value variation. 5. The ambulatory infusion device according to claim 1 further comprising a subcutaneous center electrode and a subcutaneous counter electrode, the subcutaneous center electrode being arranged in the center of an administration aperture of the infusion cannula and the subcutaneous counter electrode being arranged at the infusion cannula in a distance from the subcutaneous center electrode. 6. The ambulatory infusion device according to claim 1 further comprising a set of at least three subcutaneous electrodes. 7. The ambulatory infusion device according to claim 6, wherein the at least three subcutaneous electrodes are comprised by the infusion cannula at different axial positions along the cannula axis. 8. The ambulatory infusion device according to claim 6, wherein the impedance measuring unit is configured to measure at least... | Roche Diagnostics International AG | A61K009/22 A61M005/168 A61B005/053
US09504385 | B2 | 2016-11-29 | Medical probe with consistent action | 2009-09-10 | A probe for intermittent contacting a patient body with a predetermined speed and force. Initially, the probe is recessed inside the device which is brought in contact with the patient body, while keeping the probe from making a contact with the patient. On a command from an operator or control circuit, the probe is deployed moving toward the patient body surface with a substantially consistent force and rate of motion, thus making a contact in a consistent fashion. | 1. A temperature measuring medical device, comprising: a housing; a probe located at least partially within said housing and configured to be moved relative to said housing between a first position spaced from the skin of a person, and a second position for contact with the skin of the person;a sensor on a distal end of said probe and configured to sense temperature by contact with the skin;a biasing element operatively coupled to said probe and biasing said probe toward said second position such that said probe is configured to contact the skin with a predetermined force; andactuating structure cooperating with said probe to move said probe from one of said first or second positions toward the other of said first or second positions. 2. The medical device of claim 1, further comprising: an electrical switch for signaling actuation of said probe. 3. A temperature measuring medical device comprising: a probe configured to be moved between a first position spaced from the skin of a person, and a second position for contact with the skin of the person;a sensor on a distal end of said probe and configured to sense temperature by contact with the skin;a biasing element operatively coupled to said probe and biasing said probe toward said second position such that said probe is configured to contact the skin with a predetermined force; andactuating structure cooperating with said probe to move said probe from one of said first or second positions toward the other of said first or second positions;wherein said biasing element comprises a buckling column, said buckling column having a first stable configuration and a second stable configuration; and wherein said actuating structure comprises:a pivotable lever extending between said buckling column and said probe, said lever having a first configuration corresponding to said first position of said probe and said first stable configuration of said buckling column, and having a second configuration corresponding to said second position of said probe and said second stable configuration of said buckling column, anda button cooperating with said lever, said button initiating movement of said lever from said first configuration to said second configuration when depressed. 4. The medical device of claim 3, further comprising a second biasing element associated with said button and urging said button in a direction to cause said lever to move toward said first position. 5. The medical device of claim 3, further comprising: an electrical switch for signaling actuation of said probe;said lever engaging said electrical switch to activate said switch. 6. The medical device of claim 3, wherein said buckling column comprises a spring. 7. The medical device of claim 1, wherein said actuating structure comprises: a guard surrounding said probe, said guard movable between a first position wherein said sensor on said probe is positioned within said guard and is spaced from a distal end of said guard, and a second pos... | KAZ, Inc. | A61B005/00 A61B005/103 A61B005/117 A61B005/01
US09498107 | B2 | 2016-11-22 | Clamping system | 2010-08-06 | A collet comprising a cylindrical body comprising a first end and a second end and an aperture coaxial within the cylindrical body. The aperture is configured for receiving a medical device and for securing the medical device by decreasing in diameter when pressure is applied to at least one of the first end and the second end of the cylindrical body. | 1. A clamping system comprising: a collet comprising: a cylindrical body comprising a first end and a second end;an aperture coaxial within said cylindrical body, wherein said aperture is configured for receiving and securing a medical device by decreasing in diameter when pressure is applied to at least one of said first end and said second end of said cylindrical body;a first outer chamfer disposed at said first end, wherein said first outer chamfer is configured for facilitating in said decreasing in said diameter of said aperture when said pressure is applied to said first outer chamfer;a second outer chamfer disposed at said second end, wherein said second outer chamfer is configured for facilitating in said decreasing in said diameter of said aperture when said pressure is applied to said second outer chamfer; anda first inner chamfer disposed at said first end, wherein said first inner chamfer is configured for reducing stress at a region of bending of the medical device;a collet holder comprising: a lid portion comprising a lid cavity for receiving the collet;a base portion having a circumferential surface, the base portion comprising a cylindrical base cavity for receiving said collet, wherein said pressure is applied to said collet when said lid portion is releasably coupled to said base portion, and wherein said collet is configured for receiving said medical device and securing said medical device when said pressure is applied to said collet; anda clamping interface extending radially from the circumferential surface of the base portion, the clamping interface comprising: a first mating surface; anda second mating surface, the first mating surface opposing the second mating surface; anda clamping structure comprising a first jaw and a second jaw, the second jaw opposing the first jaw,wherein the first jaw is configured to mate with the first mating surface of the clamping interface and the second jaw is configured to mate with the second mating surface of the clamping interface such that the clamping interface is retained between the first and second jaws. 2. The clamping system of claim 1, wherein said first mating surface comprises a first dovetail interface. 3. The clamping system of claim 2, wherein said first jaw comprises a second dovetail interface for mating with the first dovetail interface. 4. The clamping system of claim 1, and wherein the clamping structure is configured for single handed operation by a user. 5. The clamping system of claim 1, wherein the clamping structure comprises a third jaw, and wherein the first jaw and the third jaw rotate about a single hinge. 6. The clamping system of claim 1, wherein said collet holder is configured for receiving and securing an endoscope. 7. The clamping system of claim 1, wherein said collet comprises a compression feature disposed on said cylindrical body configured to facilitate in compression of said cylindrical body when said pressure is applied to one or more of said... | CareFusion 2200, Inc. | A61B001/00 A61B005/05 A61B017/00 A61B019/00 F16B001/00
US20160328990 | A1 | 2016-11-10 | SYSTEM AND METHOD FOR EDUCATING USERS, INCLUDING RESPONDING TO PATTERNS | 2016-05-06 | Provided are systems and methods using which users may learn and become familiar with the effects of various aspects of their lifestyle on their health, e.g., users may learn about how food and/or exercise affects their glucose level and other physiological parameters, as well as overall health. In some cases the user selects a program to try; in other cases, a computing environment embodying the system suggests programs to try, including on the basis of pattern recognition, i.e., by the computing environment determining how a user could improve a detected pattern in some way. In this way, users such as type II diabetics or even users who are only prediabetic or non-diabetic may learn healthy habits to benefit their health. | 1. A method of alerting a user to a pattern, and providing a program to address the pattern, comprising: a. evaluating user data to determine a pattern;a. comparing the pattern against a criterion to determine if the determined pattern is a pattern for which improvement is desired;b. determining a program to improve the pattern;c. monitoring and storing analyte concentration data of the user;d. analyzing the monitored and stored analyte concentration data of the user;e. evaluating the analyzed analyte concentration data of the user against the determined program; andf. displaying an output responsive to the evaluating step. 2. The method of claim 1, wherein the determining a program to improve the pattern further comprises: a. determining a set of potential programs to improve the pattern;b. displaying a user interface, the user interface including one or more graphical elements respectively representing the set of potential programs;c. receiving a selection of one of the potential programs from the user interface,d. wherein the determined program is defined as the received selection. 3. The method of claim 1, wherein the displaying a user interface further comprises analyzing retrospective data of a user and basing the user interface at least in part on the analysis. 4. The method of claim 1, further comprising, after the step of determining a program, displaying an indication on the user interface, the indication representing initial guidance for following the determined program. 5. The method of claim 4, wherein the displaying an indication includes: a. displaying suggested meals, foods, or recipes, helpful in performing the program; and/orb. displaying suggested exercise routines helpful in performing the program. 6. The method of claim 1, wherein the monitoring and storing is performed at least in part by a continuous analyte monitor. 7. The method of claim 1, further comprising monitoring other data about the user, and wherein the analyzing or evaluating steps, or both, are based on the analyte concentration data and the other data. 8. The method of claim 7, wherein the other data includes activity data. 9. The method of claim 8, wherein the activity data is received from an accelerometer or a GPS device. 10. The method of claim 8, wherein the activity data indicates an activity level, and wherein the activity level is selected from the group consisting of: sleeping, sedentary, light activity, medium activity, or strenuous activity. 11. The method of claim 1, wherein the criteria is received from a cloud connected source. 12. The method of claim 8, wherein the evaluating includes evaluating an effect of the activity data on the analyte concentration data. 13. The method of claim 12, wherein the displaying includes displaying the effect of the activity data on the analyte concentration data. 14. The method of claim 7, wherein the other data include data about other analytes. 15. The method of claim 14, wherein the other analyte... |  | G09B019/00 A61B005/1495 A61B005/00 A61B005/145 A61B005/11
US10262788 | B2 | 2019-04-16 | Method to enable standard alternating current (AC)/direct current (DC) power adapters to operate in high magnetic fields | 2014-12-11 | A power supply (10) and corresponding method (200) supply power in high external magnetic fields. A power converter system (12) converts input power to output power using one or more electromagnetic components (18). One or more ferrous bands (16) encircle the electromagnetic components (18) and shield the electromagnetic components (18) from the high external magnetic fields. | 1. A power supply for supplying power in high external magnetic fields, the power supply comprising: a power converter system which converts input power to output power using two or more electromagnetic components; andone or more ferrous bands which encircle the electromagnetic components and shield the electromagnetic components from the high external magnetic fields;wherein the two or more electromagnetic components overlap in a two dimensional (2D) projection space defined by axes of the thickness and the width of the ferrous bands;and further including:a thermal control system which:monitors temperatures of one or more magnetic components of the power converter system; andselectively disables one or more loads of the power converter system in response to the monitored temperatures exceeding thresholds to reduce the monitored temperatures by gradually disabling the loads according to a load priority ranking from low to high until the excessive, monitored temperatures begin dropping. 2. The power supply according to claim 1, wherein the high magnetic field is greater than 2000 gauss (G). 3. The power supply according to claim 1, wherein the power converter system includes an alternating current (AC) to direct current (DC) converter. 4. The power supply according to claim 1, wherein the mass of the ferrous bands is minimal to reduce magnetic pull, while at the same time being sufficient to shield the electromagnetic components from the high external magnetic fields. 5. The power supply according to claim 1, wherein the set of ferrous bands includes a single ferrous band, the width of the ferrous band being at least as great as the width of the set of electromagnetic components, and the length of the ferrous band being sufficient to encircle the set of electromagnetic components with the ferrous band positioned a sufficient distance from the set of electromagnetic components to prevent the ferrous band from interfering with operation of the set of electromagnetic components. 6. The power supply according to claim 1, wherein the set of ferrous bands includes a plurality of ferrous bands spaced along the width of the set of ferrous bands, the width of the set of ferrous bands being at least as great as the width of the set of electromagnetic components, and the length of the set of ferrous bands being sufficient to encircle the set of electromagnetic components with the set of ferrous bands positioned a sufficient distance from the set of electromagnetic components to prevent the set of ferrous bands from interfering with operation of the set of electromagnetic components. 7. The power supply according to claim 1, wherein the ferrous bands are arranged to provide the power converter system with conduction paths for heat dissipation. 8. A device for use in a high external magnetic field, the device including: one or more loads; andthe power supply according to claim 1, the power supply providing power to the loads. 9. A medical system compri... | KONINKLIJKE PHILIPS N.V. | G01R033/56 H01F027/36 G01R033/28 G01R033/421 A61B005/055 G01R033/38 G01R033/385 G01R033/54 H02M007/00 H05K007/20
US10959687 | B2 | 2021-03-30 | Imaging table-to-head frame adapter | 2016-07-15 | An adapter to be used to position and restrain a patient's head movement during magnetic resonance imaging (MRI), computed tomography (CT) imaging, positron emission tomography (PET) imaging, X-ray imaging or other imaging or medical procedures. The adapter has a high degree of adjustability and modularity. The adapter can be fitted to a patient quickly and comfortably by offering translational, rotational and height adjustment during the fitting procedure, thereby reducing the overall time for the MRI. The adapter includes a base, one or more attachment members to selectively affix the base to an imaging table, a pair of upwardly extending spaced-apart supports attached to the base, a stabilizer frame rotatably attached to the pair of supports, and a locking mechanism to selectively prevent rotation of the frame attached to the pair of supports. | 1. An imaging table-to-head frame stabilizer for holding the head of a patient in a selected position during a medical procedure, comprising: a base;an attachment member connected to the base to selectively affix the stabilizer to an imaging table;a pair of spaced-apart supports directly attached to or directly integrated with the base, the pair of spaced-apart supports extending upwardly from opposite halves of the base;a stabilizer frame rotatably attached to the pair of supports, the stabilizer frame having a plurality of attachment positions for a head frame used to secure the head of a subject during imaging, wherein the plurality of attachment positions enables a user to selectively set the head frame at different heights with respect to the stabilizer frame; anda locking mechanism to selectively prevent rotation of the stabilizer frame attached to the pair of supports. 2. The imaging table-to-head frame stabilizer according to claim 1, wherein the attachment positions for the head frame on the stabilizer frame are a plurality of slots configured to securely engage the head frame in a plurality of user selected locations on the frame thereby facilitating the height adjustment of the head frame. 3. The imaging table-to-head frame stabilizer according to claim 1, wherein the plurality of attachment positions on the stabilizer frame is adapted to accommodate a range of heights for the desired positioning of a subject for imaging as that subject rests upon an imaging table. 4. The imaging table-to-head frame stabilizer according to claim 1, wherein the attachments members are clamps that slidingly engage the imaging table, thereby allowing the imaging table-to-head frame stabilizer to be adjusted in a fore-aft direction along the table and locked thereto. 5. The imaging table-to-head frame stabilizer according to claim 1, wherein the attachments members are clamps. 6. The imaging table-to-head frame stabilizer according to claim 1, wherein the attachments members are adapted to affix the imaging table-to-head frame stabilizer to a table selected from the group consisting of a magnetic resonance imaging (MRI) table, a computed tomography (CT) imaging table, positron emission tomography (PET) imaging table, and an X-ray imaging table. 7. The imaging table-to-head frame stabilizer according to claim 1, further comprising a fore-aft adjustment member disposed between the attachment member and the base, wherein the fore-aft adjustment member facilitates positioning of the base relative to the attachment member. 8. The imaging table-to-head frame stabilizer according to claim 7, wherein the fore-aft adjustment member includes a first unit coupled to the attachment member and a second unit slidingly engaged to the first unit and coupled to the base and a locking mechanism connected to one of the units and adapted to selectively lock the fore-aft adjustment member. 9. An imaging table-to-head frame stabilizer for holding the head of a patient i... | The Regents of the University of Colorado, a body corporate | A61B006/04 A61B005/055 A61G013/12
US09486637 | B2 | 2016-11-08 | Method and apparatus for accurate separation of supraventricular tachycardia from ventricular tachycardia during posture changes | 2014-07-24 | An implantable medical device system includes an implantable cardioverter defibrillator (ICD) for detecting and treating ventricular tachycardia (VT). The ICD includes a sensing module for sensing a cardiac signal from selected cardiac signal sensing vectors. A control module generates morphology templates of the cardiac signals for multiple patient postures for each of the available sensing vectors. A cardiac signal received during an unknown cardiac rhythm is compared to the morphology templates without determining a current posture of the patient. The unknown cardiac rhythm is detected and classified as supraventricular tachycardia in response to the cardiac signal matching at least one of the morphology templates. | 1. A method performed by an implantable medical device, comprising: sensing a first cardiac signal during a known cardiac rhythm from each of a plurality of available sensing vectors,generating, for each of the plurality of available sensing vectors, a plurality of morphology templates of the first cardiac signal for each of a plurality of patient postures;sensing a second cardiac signal during an unknown cardiac rhythm using one or more of the plurality of available sensing vectors;comparing the second cardiac signal to at least a portion of the plurality of morphology templates without determining a current posture of the patient;detecting the unknown cardiac rhythm as supraventricular tachycardia in response to the second cardiac signal matching at least one of the plurality of morphology templates;detecting the unknown cardiac rhythm as ventricular tachycardia in response to the second cardiac signal not matching any of the plurality of morphology templates; anddelivering a stimulation therapy in response to detecting the ventricular tachycardia. 2. The method of claim 1, further comprising: comparing the plurality of morphology templates generated for a given one of the plurality of available sensing vectors to each other; andin response to the comparing of the plurality of morphology templates to each other, reducing a number of the plurality of morphology templates that are stored for comparing to the second cardiac signal during the unknown rhythm from a total number of the plurality of morphology templates generated to a reduced number of stored morphology templates; andstoring the reduced number of morphology templates. 3. The method of claim 2, wherein reducing the number of the plurality of morphology templates comprises: determining whether a first one of the morphology templates and a second one of the morphology templates meet morphology matching criteria for a given one of the plurality of available sensing vectors; anddiscarding one of the first one and the second one of the morphology templates in response to determining that the morphology matching criteria are met. 4. The method of claim 2, wherein reducing the number of the plurality of morphology templates comprises averaging at least two of the morphology templates generated for the given one of the available sensing vectors to obtain an averaged template and storing the averaged template. 5. The method of claim 4, wherein comparing the second cardiac signal sensed during the unknown cardiac rhythm to at least a portion of the plurality of morphology templates comprises: establishing supraventricular tachycardia detection criteria comprising a first threshold applied to a non-averaged template of the stored templates and a second threshold applied to the averaged template, the second threshold lower than the first threshold,determining whether the second cardiac signal and at least one of the averaged template and the non-averaged template satisfy supraventricular tachy... | Medtronic, Inc. | A61B005/04 A61N001/39 A61B005/0452 A61N001/362 A61N001/37 A61B005/0464 A61B005/00
US09498122 | B2 | 2016-11-22 | Systems and methods for determining biomechanical properties of the eye for applying treatment | 2014-06-18 | A system for determining biomechanical properties of corneal tissue includes a light source configured to provide an incident light and a confocal microscopy system configured to scan the incident light across a plurality of cross-sections of corneal tissue. The incident light is reflected by the corneal tissue as scattered light. The system also includes a filter or attenuating device configured to block or attenuate the Rayleigh peak frequency of the scattered light, a spectrometer configured to receive the scattered light and process frequency characteristics of the received scattered light to determine a Brillouin frequency shift in response to the Rayleigh peak frequency being blocked or attenuated by the filter or attenuating device, and a processor configured to generate a three-dimensional profile of the corneal tissue according to the determined Brillouin frequency shift. The three-dimensional profile provides an indicator of one or more biomechanical properties of the corneal tissue. | 1. A system for measuring biomechanical properties of the eye to at least one of plan, implement, or assess treatments of the eye, the eye having an iris and a cornea, the system comprising: a biomechanical measurement system, including: a light source configured to provide an incident light,a confocal microscopy system configured to direct the incident light at a plurality of sections of the cornea, the incident light being scattered by the plurality of sections of the corneal tissue, anda spectrometer configured to receive the scattered light and process frequency characteristics of the received scattered light to measure a Brillouin frequency shift in the scattered light, the biomechanical measurement system being configured to generate biomechanical data based on the measured Brillouin frequency shift;a corneal topography measurement system configured to measure a corneal topography of the eye and generate corneal topography data indicative of the measured corneal topography;an iris imaging system configured to image the iris and generate iris image data indicative of the imaged iris; andone or more processors communicatively coupled to the biomechanical system, the corneal topography system, and the iris imaging system, the one or more processors including a processor clock; andone or more memory devices storing instructions that, when executed by the one or more processors, cause the one or more processors to: generate time stamp data, based on the processor clock, for each of the biomechanical data, the corneal topography data, and the iris image data;store the biomechanical data with the associated time stamp data in the one or more memory devices;store the corneal topography data with the associated time stamp data in the one or more memory devices;store the iris image data with the associated time stamp data in the one or more memory devices;for each of the biomechanical data, determine which of the iris image data has the same associated time stamp data;for each of the corneal topography data, determine which of the iris image data has the same associated time stamp data;generate three-dimensional voxel data by correlating each of the biomechanical data with each of the corneal topography data determined to have the same associated iris image data, each of the three-dimensional voxel data including an indication of at least one of the biomechanical data, at least one of the corneal topography data, and at least one of the iris image data. 2. The system according to claim 1, wherein the instructions further cause the one or more processors to determine a treatment plan based on the three-dimensional voxel data. 3. The system according to claim 2, further comprising an eye treatment system configured to apply an eye therapy to the eye, the eye treatment system including an eye tracking device configured to monitor the iris, the eye treatment system being configured to be automatically oriented and aligned relative to eye based on the t... | Avedro, Inc. | A61B003/107 A61B003/14 A61B003/113 A61B003/10 A61B005/00
US09833200 | B2 | 2017-12-05 | Low IF architectures for noncontact vital sign detection | 2016-05-13 | Various examples of methods and systems are provided for vibrational frequency detection (e.g., noncontact vital sign detection) using digitally assisted low intermediate frequency (IF) architectures. In one example, a transceiver system is configured to transmit a modulated signal generated by modulating a local oscillator (LO) signal with an IF carrier; generate an IF signal by down converting a received signal comprising backscatter with the LO signal; and simultaneously sample the IF carrier and the IF signal. A vibration frequency can be determined by demodulating the sampled IF signal with the sampled IF carrier. In another example, a method includes generating and transmitting a modulated signal; receiving backscatter of the modulated signal; generating an IF signal by down converting the received signal with the LO signal; simultaneously sampling the IF carrier and the IF signal; and determining a vibration frequency by demodulating the sampled IF signal with the sampled IF carrier. | 1. A transceiver system, comprising: transmit circuitry configured to transmit a modulated signal at a target, the modulated signal generated by modulating a local oscillator (LO) signal with an intermediate frequency (IF) carrier;receive circuitry configured to generate an IF signal by down converting a received signal with the LO signal, the received signal comprising backscatter of the modulated signal from the target;an analog-to-digital converter (ADC) configured to simultaneously sample the IF carrier and the IF signal; andprocessing circuitry configured to determine a vibration frequency of the target by demodulating the sampled IF signal with the sampled IF carrier. 2. The transceiver system of claim 1, wherein the transmit circuitry comprises a transmit mixer configured to modulate the LO signal with the IF carrier. 3. The transceiver system of claim 1, wherein the receive circuitry comprises a receive mixer configured to down convert the received signal with the LO signal. 4. The transceiver system of claim 1, comprising a voltage controlled oscillator (VCO) that generates the LO signal. 5. The transceiver system of claim 4, wherein the LO signal is about 5.8 GHz. 6. The transceiver system of claim 1, comprising an intermediate frequency oscillator (IFO) that generates the IF carrier. 7. The transceiver system of claim 6, wherein the IF carrier is about 70 MHz. 8. The transceiver system of claim 1, wherein the ADC samples the IF carrier and the IF signal at a sampling frequency of about 10 kHz. 9. The transceiver system of claim 1, wherein the target is a person and the vibration frequency corresponds to a vital sign of the person. 10. A method, comprising: generating a modulated signal by modulating a local oscillator (LO) signal with an intermediate frequency (IF) carrier;transmitting the modulated signal at a target;receiving a received signal comprising backscatter of the modulated signal from the target;generating an IF signal by down converting the received signal with the LO signal;generating a sampled IF signal and a sampled IF carrier by simultaneously sampling the IF carrier and the IF signal; anddetermining a vibration frequency of the target by demodulating the sampled IF signal with the sampled IF carrier. 11. The method of claim 10, wherein the LO signal is modulated with the IF carrier by a transmit mixer. 12. The method of claim 10, wherein the received signal is down converted with the LO signal by a receive mixer. 13. The method of claim 10, comprising generating the LO signal with a voltage controlled oscillator (VCO). 14. The method of claim 13, wherein the LO signal is about 5.8 GHz. 15. The method of claim 10, comprising generating the IF carrier with an intermediate frequency oscillator (IFO). 16. The method of claim 15, wherein the IF carrier is about 70 MHz. 17. The method of claim 10, wherein the IF carrier and the IF signal are simultaneously sampled at a sampling frequency of about 10 kHz. 18... | UNIVERSITY OF FLORIDA RESEARCH FOUNDATION, INC. | H04B001/38 A61B005/00 H04L027/00 H04L027/227 H04L027/38 A61B005/05 A61B005/024
US09486149 | B2 | 2016-11-08 | Method and apparatus for minimally invasive insertion of intervertebral implants | 2014-08-07 | A dilation introducer for orthopedic surgery is provided for minimally invasive access for insertion of an intervertebral implant. The dilation introducer may be used to provide an access position through Kambin's triangle from a posterolateral approach. A first dilator tube with a first longitudinal axis is provided. A second dilator tube may be introduced over the first, advanced along a second longitudinal axis parallel to but offset from the first. A third dilator tube may be introduced over the second, advanced along a third longitudinal axis parallel to but offset from both the first and the second. An access cannula may be introduced over the third dilator tube. With the first, second, and third dilator tubes removed, surgical instruments may pass through the access cannula to operate on an intervertebral disc and/or insert an intervertebral implant. | 1. A dilation introducer for orthopedic surgery comprising: a first dilator tube comprising a conductive portion configured to carry electric current therethrough, the first dilator tube having a distal portion and a proximal portion, the outer surface of the first dilator tube having a first outer radius centered around a first longitudinal axis, and a first longitudinal lumen having a first inner radius, anda second dilator tube having a distal portion and a proximal portion, the outer surface of the second dilator tube having a second outer radius centered around a second longitudinal axis, a second longitudinal lumen having a second inner radius centered around the first longitudinal axis, the second longitudinal lumen enclosed within the outer surface of the second dilator tube such that the second dilator tube is configured to simultaneously dilate tissue on all sides of the first dilator tube, the distal portion of the second dilator tube having a generally semi-annular cross-section, the second longitudinal lumen configured for removably receiving the first dilator tube for slidable movement within the second lumen,wherein the first longitudinal axis is parallel to and laterally offset from the second longitudinal axis. 2. The dilation introducer of claim 1, wherein the conductive portion of the first dilator tube is exposed at a distal end. 3. The dilation introducer of claim 2, wherein the conductive portion of the first dilator tube is electrically connected at a proximal end to a neuromonitoring system. 4. The dilation introducer of claim 2, wherein the conductive portion of the first dilator tube is configured to electrically stimulate tissue adjacent the distal end. 5. The dilation introducer of claim 1, wherein the conductive portion of the first dilator tube comprises a wire. 6. The dilation introducer of claim 1, wherein the wire comprises stainless steel. 7. The dilation introducer of claim 1, wherein the first dilator tube further comprises an insulative layer around the conductive portion. 8. The dilation introducer of claim 7, wherein the insulative layer comprises a parylene coating around the wire. 9. The dilation introducer of claim 1, wherein the second dilator tube comprises a conductive portion configured to carry electrical current therethrough. 10. The dilation introducer of claim 9, wherein the conductive portion of the second dilator tube is exposed at a distal end. 11. The dilation introducer of claim 9, wherein the conductive portion is electrically connected at a proximal end to a neuromonitoring system. 12. The dilation introducer of claim 1, configured for removably connecting the first and second dilator tubes together in a locked arrangement, whereby in the locked arrangement the slidable movement is restricted. 13. The dilation introducer of claim 1, whereby the second dilator tube is rotatable with respect to the first dilator tube around the first longitudinal axis. 14. The dilation introducer... | Interventional Spine, Inc. | A61B017/88 A61B005/04 A61B018/14 A61F002/44 A61F002/46 A61B017/34 A61B005/00 A61B018/00 A61B017/00 A61F002/30
US09802158 | B2 | 2017-10-31 | Ultrafiltration membrane device, bioartificial organ, and related methods | 2016-07-29 | The present invention relates to ultrafiltration. In particular, the present invention provides nanoporous membranes having pores for generating in vitro and in vivo ultrafiltrate, devices and bioartificial organs utilizing such nanoporous membranes, and related methods (e.g., diagnostic methods, research methods, drug screening). The present invention further provides nanoporous membranes configured to avoid protein fouling with, for example, a polyethylene glycol surface coating. | 1. An ultrafiltration system comprising: a) a housing comprising a first chamber and a second chamber, wherein the first chamber and the second chamber are separated by a membrane consisting essentially of a plurality of nanofabricated pores having a width less than 20 nanometers, wherein the distance between nanofabricated pores on said membrane is around 50 nm, wherein the thickness of the membrane is approximately 500 nm, wherein the membrane has a porosity around 20%;b) a first inlet positioned to deliver fluid into the first chamber; andc) a first outlet positioned to remove fluid out of the first chamber. 2. The system of claim 1, wherein said membrane has a surface coating selected from the group consisting of polyethylene glycol, oligosaccharide surfactant polymers, heparin, and hyaluronan. 3. The system of claim 1, wherein the nanofabricated pores are modified with polyethyleneglycol. 4. The system of claim 1, wherein the material of said membrane is selected from the group consisting of silicon, polysilicon, silicon carbide, ultrananocrystalline diamond, diamond-like-carbond (DLC), silicon dioxide, PMMA, SU-8, PTFE, titanium, silica, silicon nitride, polytetrafluorethylene, polymethylmethacrylate, polystyrene, and silicone. 5. The system of claim 1, wherein said nanofabricated pores separate the first chamber from the second chamber. 6. The system of claim 1, wherein the length of said nanofabricated pores is less than 50 pm. 7. The system of claim 1, wherein said plurality of nanofabricated pores have a slit shape. 8. The system of claim 1, wherein said nanofabricated pores are arranged in the center of said membrane. 9. The system of claim 1, wherein said housing comprises a coating, said coating being biocompatible for in vivo use. 10. The system of claim 1, wherein said housing has a length and a width, said length of said housing being less than 300 millimeters and said width of said housing being less than 300 millimeters. 11. The system of claim 1, wherein the first inlet and first outlet are positioned in the housing. 12. The system of claim 1, wherein the inlet and outlet further comprise a conduit. 13. The system of claim 12, wherein the conduit comprises a tubing. 14. The system of claim 13, wherein the tubing is attached to the inlet and outlet by a clamp or threaded connection. 15. The system of claim 1, wherein the inlet and outlet pass through the housing. 16. The system of claim 1, wherein the inlet and outlet comprise a spheroid, elliptical, or slit shape. 17. The system of claim 1, wherein the first chamber comprises a biological fluid. 18. The system of claim 17, wherein the biological fluid is blood. 19. The system of claim 18, wherein the blood enters the first chamber through the inlet. 20. The system of claim 18, wherein blood exits the first chamber through the outlet. 21. The system of claim 1, wherein the second chamber comprises a dialysate. 22. The system of claim 1, wherein the first cha... | THE REGENTS OF THE UNIVERSITY OF MICHIGAN THE CLEVELAND CLINIC FOUNDATION | A61M001/16 B01D061/18 A61B005/145 B01D061/14 B01D061/20 B01D067/00 A61M001/26 G01N001/40
US09508402 | B2 | 2016-11-29 | Readout device, dual-function readout device, and detecting circuit thereof | 2014-04-22 | A readout device includes a plurality of detecting circuits arranged in rows and columns to form a detecting array, and an output module. Each of the detecting circuits includes two transistors for generating a detection signal associated with impedance at a target site. Through selection of the rows and the columns of the detecting circuits, the output module outputs an output voltage signal having a magnitude positively correlated with magnitude of a selected one of the detection signals received from the detecting circuits. | 1. A readout device capable of impedance detection, said readout device comprising: a plurality of detecting circuits arranged in rows and columns to form a detecting array, each of said detecting circuits including:an output terminal, wherein said output terminals of said detecting circuits arranged in the same column are coupled to each other;a first transistor having a first terminal to be coupled to a voltage source, a second terminal, and a control terminal coupled to said second terminal thereof;a second transistor having a first terminal coupled to said second terminal of said first transistor, a second terminal to be coupled to a target site, and a control terminal disposed to receive an input voltage, wherein said second transistor is responsive to the input voltage to generate a detection signal at said second terminal thereof, the detection signal having a magnitude proportional to impedance at the target site; anda switch disposed to receive a row control signal that is provided to said switches of all of said detecting circuits arranged in the same row, and configured to selectively transmit the detection signal at said second terminal of said second transistor to said output terminal in response to the row control signal received thereby; andan output module coupled to said output terminal of each of said detecting circuits, disposed to receive a select signal, and configured to output an output voltage signal having a magnitude positively correlated with magnitude of one of the detection signals received thereby and selected according to the select signal, said output module including; a voltage adjusting unit coupled to said output terminal of each of said detecting circuits, and configured to adjust the magnitude of each of the detection signals received thereby, and to output adjusted signals, each of the adjusted signals corresponding to a respective one of the detection signals received thereby, and having a magnitude positively correlated with the magnitude of the corresponding one of the detection signals; anda selecting unit coupled to said voltage adjusting unit for receiving the adjusted signals, disposed to receive the select signal for selecting one of the adjusted signals, and configured to output the output voltage signal having the magnitude positively correlated with the magnitude of one of the detection signals corresponding to the selected one of the adjusted signals,wherein said voltage adjusting unit includes: a plurality of input buffers, each of which is configured to receive one of the detection signals from a respective one of the columns of said detection circuits;a plurality of high-pass filters, each of which is configured to receive one of the detection signals from a respective one of said input buffers, to adjust a direct-current voltage level of said one of the detection signals received thereby, and to generate one of the adjusted signals having an alternating-current amplitude substantially the same... | NATIONAL CHI NAN UNIVERSITY | G11C007/10 G01J001/44 H04N005/357 H04N005/3745 H04N005/378 G01R027/02 G01R027/14 G01L001/20 A61B005/053 A61B005/00
US09492088 | B2 | 2016-11-15 | Medical device for the measurement and processing of a health parameter of a patient | 2013-04-11 | The invention concerns a medical device comprising a device for the measurement of a health parameter of a patient, a device for capturing a fingerprint identifying the patient, a device for communicating with a remote server and a control means, the control means being designed such that, when it is activated by a single action of the patient, it: activates the device for the measurement of a health parameter of the patient, and obtains a measured parameter in return, activates the fingerprint capture device and obtains a fingerprint in return, and then provides the measured parameter and the captured fingerprint to the communication device in order to transmit the measured parameter and the captured fingerprint to the remote server. | 1. A medical device, comprising: a control means activated by a single action of a patient;a device for measuring a health parameter of a patient, said device for measuring being in communication with said control means, wherein said device for measuring communicates a measured health parameter according to said control means;a device for capturing an imprint identifying the patient, said device for capturing being in communication with said control means, wherein said device for capturing communicates an identified imprint according to said control means;a remote server having a database of identified imprints corresponding to patients and a database of pre-determined ranges of health parameters corresponding to said patients; anda device for communicating with said remote server, said device for communicating being in communication with said control means,wherein said device for communicating transmits said measured health parameter and said identified imprint to said remote server according to said control means,wherein said device for communicating transmits a confirmation response from said remote server to said control means, when said identified imprint matches at least one identified imprint in said database of identified imprints,wherein said device for communicating transmits an alert response from said remote server to said control means, when said identified imprint fails to match at least one identified imprint in said database of identified imprints,wherein said device for communicating transmits a validation response from said remote server to said control means, when said identified imprint matches at least one identified imprint in said database of identified imprints for one patient and when said measured health parameter falls within a pre-determined range of said health parameters corresponding to said one patient, andwherein said device for communicating transmits a warning response from said remote server to said control means, when said identified imprint matches at least one identified imprint in said database of identified imprints for one patient and when said measured health parameter fails to fall within a pre-determined range of said health parameters corresponding to said one patient. 2. The medical device, according to claim 1, wherein said device for measuring communicates a measured health parameter and said device for capturing communicates an identified imprint simultaneously according to said control means. 3. The medical device, according to claim 1, wherein said health parameter is selected from at least one of a group consisting of: weight of the patient, blood pressure of the patient, a level of creatinine in blood of the patient, a level of blood glucose in the blood of the patient, a level of prothrombin in the blood of the patient, a temperature of the patient, and a heart rate of the patient. 4. The medical device, according to claim 1, wherein said imprint is selected from at least one of a group co... | MARQUE VERTE SANTE | A61B005/00 A61B005/0205 A61B005/117 G06F021/32 A61B005/145 A61B005/024 A61B005/021 G07C009/00
US09884181 | B2 | 2018-02-06 | Method of expediting orthodontic remodeling | 2016-07-17 | A vestibular electronic orthodontic appliance expediter constituted of a lingual sub-member and a buccal sub-member, the lingual sub-member arranged to fit a lingual contour of a gum of a patient, the buccal sub-member arranged to fit a buccal contour of a gum of the patient; a control circuitry; a power supply; a plurality of lingual electrodes, each associated with a particular tooth socket; and a plurality of buccal electrodes, each associated with a particular tooth socket. Either a first or a second type current is generated between lingual and buccal electrodes responsive to the control circuitry. Biochemical molecules involved in bone remodeling, augmented by the electric currents, may be applied to the expediter as a layer of gel containing those molecules on the expediter surface facing the gum tissue. Temperature control enhances the gel effects. pH measurement, as indicators of the cellular response to the combined treatment is further provided. | 1. A method of expediting orthodontic remodeling comprising: providing a lingual sub-member arranged to fit a lingual contour of a gum of a patient over a lingual side of an alveolar bone of the patient, said lingual sub-member comprising a plurality of lingual electrodes disposed on said lingual sub-member, each of said plurality of lingual electrodes adapted to be juxtaposed with a respective one of a plurality of tooth sockets within the alveolar bone;providing a buccal sub-member arranged to fit a buccal contour of a gum of the patient over a buccal side of the alveolar bone, said buccal sub-member comprising a plurality of buccal electrodes disposed on said buccal sub-member, each of said plurality of buccal electrodes adapted to be juxtaposed with a respective one of the plurality of tooth sockets within the alveolar bone,generating two separately controlled orthogonal currents of opposing polarity via said plurality of lingual electrodes and said plurality of buccal electrodes,positioning the lingual and buccal sub-members within a patients mouth so that the sub-members are supported by the soft tissue of the gums;wherein each of said generated two orthogonal currents is generated between a respective one of said plurality of lingual electrodes and a respective one of said plurality of buccal electrodes, said respective ones associated with the same respective tooth socket, a first of said generated orthogonal currents provided on a first side of said respective tooth socket and a second of said generated orthogonal currents provided on a second side of said respective tooth socket. 2. The method of claim 1, further comprising coating at least a portion of an oral mucosa facing surface of one of said lingual sub-member and said buccal sub-member with a gel comprising an active section of molecules from one of: parathyroid hormone; and interleukin 1 beta (IL-1β). 3. The method of claim 1, further comprising: heating at least one of the buccal side of the alveolar bone and the lingual side of the alveolar bone above a determined average baseline temperature;sensing the temperature of said heated at least one of the buccal side of the alveolar bone and the lingual side of the alveolar bone; andcontrolling said heating so as to maintain the sensed temperature to be within a predetermined range. 4. The method of claim 1, further comprising: sensing the pH level of at least one of the buccal side of the alveolar bone and the lingual side of the alveolar bone; andadjusting the magnitude of the generated two orthogonal currents responsive to said sensed pH level. 5. The method of claim 1, wherein each of said generated each of said orthogonal currents is alternately provided for a predetermined active duration and not provided for a predetermined quiescent duration, said predetermined active duration being 3-5 hours. 6. The method of claim 1, further comprising applying an adjustable amount of pressure to a set of said plurality of lingual el... | Rapid Orthodontics, Inc. | A61C003/00 A61N001/05 A61N001/18 A61C019/04 A61B005/145 A61C007/00 A61C007/08 A61C007/14 A61C007/20 A61N001/20 A61C019/06 A61N001/08 A61N001/28 A61N001/30
US10238304 | B2 | 2019-03-26 | System and method for determining changes in a body state | 2016-07-08 | A method and a system for determining changes in a body state of an individual including receiving a signal from a monitoring system, where the signal indicates a measurement of cardiac activity of the individual over a period of time and determining at least one signal feature, where the signal feature is a reoccurring event of the signal over the period of time. The method also includes determining a first interval between two successive signal features and determining a second interval between two successive first intervals. A derivative is calculated based on the second interval. Changes in the body state are identified based on the derivative. | 1. A computer-implemented method for determining changes in a body state of an individual, comprising: receiving a signal from a monitoring system, the signal indicating a measurement of cardiac activity over a period of time;identifying a signal feature that repeats in the signal over the period of time;calculating a plurality of first intervals, wherein each first interval in the plurality of first intervals is calculated between successive signal features in the signal;calculating a plurality of second intervals, wherein each second interval in the plurality of second intervals is calculated between successive first intervals in the plurality of first intervals;calculating a derivative based on the plurality of second intervals; andidentifying changes in the body state based on the derivative. 2. The computer-implemented method of claim 1, wherein the signal is measured by a contactless sensor. 3. The computer-implemented method of claim 2, wherein the signal is one of an electric signal, an acoustic or an optical signal representing the measurement of cardiac activity. 4. The computer-implemented method of claim 1, wherein the signal feature is a signal peak that repeats in the signal. 5. The computer-implemented method of claim 1, wherein the signal is an electrocardiogram signal and the signal feature is an R wave of the electrocardiogram signal. 6. The computer-implemented method of claim 1, wherein identifying changes in the body state based on the derivative further includes extracting a series of contiguous heart rate accelerations or decelerations based on the derivative. 7. The computer-implemented method of claim 6, wherein the series of contiguous heart rate accelerations or decelerations correlate to a change in a body state. 8. The computer-implemented method of claim 6, wherein identifying changes in the body state based on the derivative further includes calculating a threshold based on a count of the contiguous heart rate accelerations or decelerations in the series. 9. The computer-implemented method of claim 7, wherein identifying changes in the body state based on the derivative further includes generating a graphic representation and identifying changes in the body state as a function of the graphic representation. 10. A computer-implemented method for analyzing transitions in a body state, comprising: receiving a signal from an individual indicating a measurement of cardiac activity over a period of time, wherein the signal includes a signal feature that repeats in the signal;calculating a plurality of first intervals, wherein each first interval in the plurality of first intervals is calculated between successive signal features in the signal;calculating a plurality of second intervals, wherein each second interval in the plurality of second intervals is calculated between successive first intervals in the plurality of first intervals;calculating a derivative based on the plurality of second intervals;extracting ... | Honda Motor Co., Ltd. | A61B005/04 A61B005/024 A61B005/0245 A61B005/0456 A61B008/02 A61B005/00
US10390973 | B2 | 2019-08-27 | Interactive exoskeleton robotic knee system | 2015-06-21 | An interactive exoskeleton robotic knee system for assist walking and gait training. The system comprises of an exoskeleton framework to be attached to the thigh and shank of the user's leg; electric motor; mechanical lock; motion sensor assembled on the lower limb unit, and a control box. The system provides extension and flexion movement in the knee joint. | 1. An interactive exoskeleton knee system comprising: an exoskeleton framework having a thigh support, a shank support, a thigh mechanical support and a shank mechanical support;at least one motion sensor mounted on the exoskeleton framework;at least one force sensor attached on a foot piece or inside of a shoe;a motor for rotating the shank mechanical support from the thigh mechanical support to generate an assistant power for a knee joint;a mechanical lock system connected the thigh mechanical support and the shank mechanical support to provide mechanical support;a control box connected with the at least one motion sensor and the at least one force sensor for providing power and signal communication, and sending control command to the motor and the mechanical lock system; anda control algorithm, executed by the control box, for using collected data from the at least one motion sensor and the at least one force sensor to identify a walking environment based on a gait analysis, and for driving the knee joint by the motor and locking the knee joint by the mechanical lock system according to a gait pattern based on the walking environment;wherein the at least one motion sensor comprises a gyroscope and an accelerometer, and the control algorithm is further for using data detected by the at least one motion sensor for identifying a walking speed; andwherein the control algorithm is further used for identifying the walking speed when a loading force detected by the at least one force sensor drops below a loading force threshold, an angular velocity detected by the gyroscope is larger than an angular velocity threshold, and an acceleration detected by the accelerometer is larger than an acceleration threshold, and classifying the walking environment. 2. The interactive exoskeleton knee system according to claim 1, wherein the motor aligns with a knee joint center on a lateral or a medial side of a user's leg. 3. The interactive exoskeleton knee system according to claim 1, wherein the mechanical lock system aligns with a knee joint center on a lateral or a medial side of a user's leg. 4. The interactive exoskeleton knee system according to claim 1, wherein the at least one force sensor is placed on a heel area of the foot piece or the inside of the shoe to detect initial contact timing, or is placed on a forefoot area of the foot piece or the inside of the shoe to detect toe-off timing. 5. The interactive exoskeleton knee system according to claim 1, wherein the walking environment is over-ground walking, stair ascend, stair descend, slopes or sit-to-stand motion. 6. The interactive exoskeleton knee system according to claim 1, further comprising a length adjustable mechanism allowing an individual adjustment of the thigh support and the shank support. 7. A method for gait training of a user implemented by the interactive exoskeleton knee system of claim 1, the method comprising: when a loading force detected by the at least one force sensor dro... | THE HONG KONG POLYTECHNIC UNIVERSITY | A61F002/70 A61F002/64 A61H003/00 A61B005/11 A61B005/00 A61B005/103 A61H001/02
US09492238 | B2 | 2016-11-15 | System and method for measuring muscular-skeletal alignment to a mechanical axis | 2013-09-13 | A system and method is disclosed herein for measuring alignment of the muscular-skeletal system. The system comprises a sensored module that can be placed within a prosthetic component to measure load, position of load, and joint alignment. The system further includes a remote system for receiving, processing, and displaying quantitative measurements from the sensors. Alignment relative to a mechanical axis is measured. In a two bone system with a joint therebetween the total alignment measured comprises offsets measured for each bone. The joint is placed in a predetermined flexion that supports measurement of the joint as it is moved. The joint pivots on a point that is along the mechanical axis. Points along the arc made by the joint rotating between a first and second point are measured. An arc maximum is determined. The arc maximum is then converted to varus or valgus offset relative to the mechanical axis. | 1. A method of measuring alignment to a mechanical axis of a muscular-skeletal system comprising the steps of: moving a joint through a first movement wherein a single tracking device is coupled to the joint, wherein the joint is moved between a first point and a second wherein the first movement pivots from a first pivot point, wherein a reference position of the joint is approximately centered between the first point and the second point, wherein the first point is 45 degrees or less from the reference position, and wherein the second point is 45 degrees or less from the reference position;sending tracking measurement data to a computer wherein a joint position is tracked and wherein the tracking measurement data comprises a plurality of position measurements throughout the first movement;moving the joint through a second movement;sending tracking measurement data to the computer wherein a joint position is tracked and wherein the tracking measurement data comprises a plurality of position measurements from throughout the second movement; andcalculating alignment relative to a mechanical axis wherein the computer uses the tracking measurement data from the first and second movements to calculate alignment wherein the first movement measures a varus or valgus number relative to the mechanical axis of the first bone and wherein the second movement measures a varus or valgus number of the second bone relative to the mechanical axis; andsubtracting the varus or valgus number of the second bone from the varus or valgus number of the first bone to calculate the alignment of the first and second bones to the mechanical axis. 2. The method of claim 1 further including a step of rotating the joint between the first point and the second point wherein the joint moves in an arc. 3. The method of claim 1 further including moving the joint through the second movement wherein the single tracking device is coupled to the joint, wherein the joint is moved between a third point and a fourth point and wherein the second movement pivots from a second pivot point. 4. The method of claim 1 further including a step of zeroing the tracking device to a first reference plane and a second reference plane. 5. The method of claim 1 further including a step of positioning the joint at approximately a 45 degree angle when pivoting on the first pivot point where the tracking device and electronic circuitry are housed in a prosthetic component of the joint. 6. The method of claim 1 further including the steps of: rotating the joint between the first and second points at least two times;measuring points of an arc generated as the joint is moved between the first and second points; anddetermining a maximum of the arc. 7. The method of claim 6 further including the steps of: calculating a tilt value of a bone cut of a first bone wherein the tracking measurement data is used by the computer to calculate the tilt value;converting the tilt value to a varus or valgus number in ... | ORTHOSENSOR INC | A61F002/46 A61B005/103 A61B005/00 A61B017/15 A61B005/11 A61B017/17 A61F002/38 A61B005/107 G06F003/0481
US09918676 | B2 | 2018-03-20 | Endotracheal tube apparatus | 2016-07-22 | An apparatus for monitoring EMG signals of a patient's laryngeal muscles includes an endotracheal tube having an exterior surface and a first location configured to be positioned at the patient's vocal folds. A first electrode is formed on the exterior surface of the endotracheal tube substantially below the first location to receive EMG signals primarily from below the vocal folds. A second electrode is formed on the exterior surface of the endotracheal tube substantially above the first location to receive EMG signals primarily from above the vocal folds. The first and second electrodes are configured to receive the EMG signals from the laryngeal muscles when the endotracheal tube is placed in a trachea of the patient. | 1. An apparatus for monitoring EMG signals of a patient's laryngeal muscles, comprising: an endotracheal tube having an exterior surface; and at least four conductive electrodes printed on the exterior surface along a posterior side of the endotracheal tube, wherein the at least four conductive electrodes are configured to receive the EMG signals from the laryngeal muscles, wherein the conductive electrodes are laterally offset and not substantially longitudinally offset, wherein an anterior side opposite the posterior side is substantially free from conductive electrodes, wherein the conductive electrodes comprise a printed conductive ink, and wherein the endotracheal tube is configured to be placed in a trachea of the patient. 2. The apparatus of claim 1, wherein the posterior side of the endotracheal tube is configured to be positioned along a posterior trachea of the patient. 3. The apparatus of claim 1, wherein the anterior side is completely free from conductive electrodes. 4. The apparatus of claim 3, wherein the posterior side of the endotracheal tube is configured to be positioned along a posterior trachea of the patient, and wherein the anterior side of the endotracheal tube is configured to be positioned along an anterior trachea of the patient. 5. The apparatus of claim 4, and further comprising a cuff inflating lumen formed in the anterior side of the endotracheal tube. 6. The apparatus of claim 1, wherein the conductive electrodes extend longitudinally along a length of the tube and are spaced apart to surround half of a circumference of the endotracheal tube. 7. The apparatus of claim 1, wherein the conductive electrodes comprise a printed silver conductive ink. 8. The apparatus of claim 1, wherein the at least four conductive electrodes includes only four conductive electrodes. 9. The apparatus of claim 1, wherein each of the electrodes is at least about 1.9 inches in length. 10. The apparatus of claim 1, and further comprising an interconnection element substantially surrounding a circumference of the endotracheal tube and positioned at an end of a set of wires coupled to the electrodes. 11. The apparatus of claim 10, wherein the wires are configured to carry the EMG signals received by the electrodes to a processing apparatus. 12. The apparatus of claim 11, wherein the electrodes are unmasked and exposed, and wherein the electrodes are coupled to traces that are masked and not exposed. 13. The apparatus of claim 12, wherein the electrodes are coupled to the wires via the traces. 14. An apparatus for monitoring EMG signals of a patient's laryngeal muscles, comprising: an endotracheal tube having an exterior surface;an inflatable cuff connected to the endotracheal tube near a distal end of the endotracheal tube;four printed electrodes printed on the exterior surface along a posterior side of the endotracheal tube and positioned proximal to the inflatable cuff, wherein each of the printed electrodes is at least about 1... | Medtronic Xomed, Inc. | A61N001/18 A61B005/0482 A61B018/18 A61B005/00 A61B001/00 A61B001/267 A61B005/0488 A61B005/06 A61M016/04 A61N001/05 A61B005/0492 A61B001/04 A61B001/07 A61B005/01 A61B005/04 A61B005/07 A61B005/11 A61B005/042 A61B001/005 A61B001/015 A61B001/018 A61M016/08
US09500660 | B2 | 2016-11-22 | Isovalerylglycine as biomarker for the predispositon for weight gain and obesity | 2013-11-25 | The present invention relates generally to the field of nutrition and health. In particular, the present invention relates to a new biomarker, its use and a method that allows it to diagnose the likelihood to resist diet induced weight gain, and/or to be susceptible to a diet induced weight gain. For example, the biomarker may be isovalerylglycine. | 1. A method of diagnosing the likelihood of a subject to resist high fat diet induced weight gain, the method comprising: obtaining a urine sample from a subject provided with a high fat diet,determining the level of isovalerylglycine in the urine sample using 1H-NMR spectroscopy,comparing the subject's isovalerylglycine level to a predetermined reference value, by mapping of a urinary excretion pattern of the isovalerylglycine, andproviding a subject determined to be at risk for high fat diet induced weight gain with diet and lifestyle treatment options,wherein the predetermined reference value is based on an average isovalerylglycine level in urine in a control population,an increased isovalerylglycine level in the sample compared to the predetermined reference value indicates an increased likelihood to resist high fat diet induced weight gain, andthe increased isovalerylglycine level is determined relative to a cut-off value of the average isovalerylglycine level in the control population. 2. The method of claim 1, further comprising the steps of determining the level of at least one further biomarker selected from the group consisting of hexanoylglycine, trimethylamine-N-oxide, leucine, isobutyrate, acetate, guanidoacetate, sucrose, tartaric acid, hippuric acid and hydroxyphenylacetylglycine in the urine sample, andcomparing the subject's level of the at least one further biomarker to a predetermined reference value,wherein the predetermined reference value is based on average levels of that at least one further biomarker in a urine sample of a normal healthy control population, andwherein an increased hexanoylglycine, leucine, acetate, isobutyrate, and/or a decreased trimethylamine-N-oxide, guanidoacetate, sucrose, tartaric acid, hippuric acid and/or hydroxyphenylacetylglycine level in the urine sample compared to the predetermined reference values indicates an increased likelihood to resist high fat diet induced weight gain. 3. The method of claim 1, wherein the levels of the biomarkers are determined by 1H-NMR and/or mass spectrometry in the sample and in the reference. 4. The method of claim 1, wherein a decreased likelihood to resist high fat diet induced weight gain is indicative for the likelihood to develop disorders associated with overweight and/or obesity. 5. The method in accordance with claim 4, wherein the disorders associated with overweight and/or obesity are cardio metabolic diseases and/or metabolic deregulations. 6. The method of claim 1, wherein the subject is underweight, normal, overweight, or obese. 7. The method of claim 1, wherein the subject is a human or a companion animal such as a cat or a dog. 8. The method of claim 1, wherein a decreased likelihood to resist high fat diet induced weight gain is indicative for a lack of specific activation of mitochondrial oxidative pathways. 9. The method of claim 1, wherein an increased likelihood to resist high fat diet induced weight gain is indicative for a specific ... | Nestec S.A. | G01N033/50 G01N033/68 G01N024/08 A61B005/00 H01J049/00 C12Q001/61
US09501942 | B2 | 2016-11-22 | Personalized avatar responsive to user physical state and context | 2014-10-20 | Systems and methods are disclosed that facilitate visualizing how a user will appear in response to adhering to a health and fitness program. In an aspect, a system includes a reception component configured to receive information corresponding to a user's physical appearance and physical health, an analysis component configured to determine or infer one or more changes to the user's physical appearance based on predicted performance of a health and fitness program by the user and the user's physical health, and a visualization component is configured to generate a visual representation of the user based on the information and the one or more changes to the user's physical appearance. | 1. A system comprising: a memory having stored thereon computer executable components;a processor that executes at least the following computer executable components: a reception component configured to receive information corresponding to a user's current physical appearance and physical health;a selection component configured to receive user input identifying one or more requirements of a health and fitness program, including a physical fitness activity requirement;a request component configured to receive a request identifying one or more desired changes to the user's current physical appearance within a defined time period in association with performance of the health and fitness program;a risk component configured to evaluate the request and determine health risks associated with achieving the one or more desired changes to the user's current physical appearance within the defined time period based on the information;an analysis component configured to predict, based on determination that the health risks comply with health safety standards and based on the information and the one or more requirements of the health and fitness program, one or more changes to the user's current physical appearance that will occur following performance of the health and fitness program by the user; anda visualization component configured to generate a visual representation corresponding to a future physical appearance of the user based on the information and the one or more changes to the user's current physical appearance. 2. The system of claim 1, further comprising: a rendering component configured to present the visual representation on a display. 3. The system of claim 1, wherein the reception component is configured to receive new information corresponding to the user's physical appearance and physical health over the course of performance of the health and fitness program by the user, and wherein the visualization component is configured to update the visual representation based on the new information. 4. The system of claim 1, wherein the visual representation comprises an avatar configured to function as the user's virtual guide and facilitate adherence to the fitness and health program over the course of the performance of the health and fitness program by the user. 5. The system of claim 1, wherein the health and fitness program further includes a dietary regime for performance over the fixed period of time, wherein the request component is further configured to receive another request to generate another visual representation corresponding to another future physical appearance of the user at a future point in time within the fixed period of time following performance of the health and fitness program by the user up until the future point in time,wherein the analysis component is further configured to predict one or more other changes to the user's current physical appearance following performance of the health and fitness program by the user up... | KC Holdings I | A61B005/02 G09B005/02 A61B005/00 A61B005/0205 G06F019/00
US10117621 | B2 | 2018-11-06 | Implantable device and implantable system comprising the same | 2016-04-29 | An implantable device includes a body part and a piezoelectric part. The body part is configured to grasp a pulsatile organic or inorganic tissue. The piezoelectric part is mechanically coupled to the body part and is configured to convert a varying shear force transferred from the body part to the piezoelectric part into voltage. An implantable system, comprises the implantable device and a stent like object configured to be inserted and deployed within a pulsatile or static tissue. The implantable device is configured to form a sealed junction with the pulsatile tissue while pressing against an outer circumference area of the stent. | 1. An implantable device, comprising: a body part configured to grasp a pulsatile tissue when the device is implanted in said pulsatile tissue; anda piezoelectric part being mechanically coupled to the body part and configured to convert a varying shear force transferred from the body part to the piezoelectric part into voltage, wherein the body part comprises: a first grasping part being configured to grasp a first tissue part of the pulsatile tissue with a first surface area; anda second grasping part being configured to grasp a second tissue part of the pulsatile tissue with a second surface area, the first surface area and the second surface area facing each other,wherein the piezoelectric part is mechanically interconnected between the first grasping part and the second grasping part,wherein the first grasping part and the second grasping part comprise: a stiff part in a region directly adjoining the piezoelectric part; andan elastic part in a region directly adjoining the stiff part. 2. The implantable device of claim 1, wherein the body part and the piezoelectric part form a cuff configured to grasp the pulsatile tissue when the device is implanted in the tissue. 3. The implantable device of claim 1, wherein the body part and the piezoelectric part form a tube structure configured to enclose the pulsatile tissue. 4. The implantable device of claim 3, further comprising an additional piezoelectric part mechanically interconnected between the first grasping part and the second grasping part. 5. The implantable device of claim 1, wherein the body part comprises a piezoelectric material. 6. The implantable device of claim 1, wherein the first grasping part and the second grasping part are mechanically connected with each other by the interconnected piezoelectric part only. 7. The implantable device of claim 1, wherein the first grasping part and the second grasping part are mechanically connected with each other by the interconnected piezoelectric part and at least one end part comprising an elastic end part. 8. The implantable device of claim 1, wherein a region of the first grasping part and the second grasping part directly adjoining the piezoelectric part comprises a stiff material. 9. The implantable device of claim 1, wherein the stiff part and the elastic part comprise a synthetic material of the same material composition, the synthetic material being chemically hardened within the stiff part. 10. The implantable device of claim 1, wherein the stiff part and the elastic part comprise a synthetic material of the same material composition, the synthetic material being coated within the stiff part. 11. The implantable device of claim 1, further comprising an energy harvesting unit configured to convert the varying voltage of the piezoelectric part into electric energy. 12. The implantable device of claim 1, further comprising an antenna structure or an inductive structure coated on the surface of the body part by metal coating. ... | Infineon Technologies AG | A61B005/00 A61B005/0205 A61B005/145 A61B005/026 A61B005/024 A61B005/05 A61B005/01 A61B005/0215
US20160317101 | A1 | 2016-11-03 | ATHLETIC PERFORMANCE MONITORING DISPLAY SYSTEM AND METHOD | 2015-04-29 | An athletic performance monitoring display system is provided. The system includes a flexible display device having a flexible display screen, a first microprocessor, and an RF receiver. The flexible display screen has a first display area. The system further includes a monitoring device wore by a user that has a housing, a first physiological sensor, a second microprocessor, and an RF transmitter. The first physiological sensor generates a first physiological signal indicating a first physiological parameter. The second microprocessor induces the RF transmitter to transmit a first RF signal having a first binary parameter value representing the first physiological parameter. The RF receiver receives the first RF signal. The first microprocessor induces a graphical display object in the first display area to display the first physiological parameter. | 1. An athletic performance monitoring display system, comprising: a flexible display device having a flexible display screen, a first microprocessor, an RF receiver, a flexible housing portion, and a first adhesive member;the flexible display screen having a first side, a second side, and a first display area disposed on the first side thereof;the first microprocessor operably coupled to the flexible display screen and the RF receiver;the flexible housing portion being coupled to a portion of the second side of the flexible display screen such that the first microprocessor and the RF receiver are disposed within an interior area defined by the second side of the flexible display screen and the flexible housing portion; andthe first adhesive member being coupled to an external surface of the flexible housing portion;a monitoring device adapted to be worn by a user, the monitoring device having a housing, a first physiological sensor, a second microprocessor, and an RF transmitter; the second microprocessor operably coupled to the first physiological sensor and the RF transmitter; the first physiological sensor being adapted to generate a first physiological signal indicating a magnitude of a first physiological parameter of the user at a first time, the second microprocessor programmed to generate a first control signal to induce the RF transmitter to transmit a first RF signal having a first binary parameter value representing the magnitude of the first physiological parameter of the user at the first time, based on the first physiological signal; andthe RF receiver of the flexible display device being adapted to receive the first RF signal and to send the first binary parameter value therein to the first microprocessor, the first microprocessor programmed to generate a second control signal to induce a graphical display object in the first display area to display the magnitude of the first physiological parameter at the first time, based on the first binary parameter value. 2. The athletic performance monitoring display system of claim 1, wherein the first adhesive member comprises an adhesive layer and a peelable layer, the adhesive layer having first and second surfaces, the first surface being disposed on and adhered to the external surface of the flexible housing portion, the peelable layer being removably disposed on the second surface of the adhesive layer. 3. The athletic performance monitoring display system of claim 1, wherein the flexible display device further includes second and third adhesive members, the second and third adhesive members being coupled to the second side of the flexible display device and being spaced apart from one another, the flexible display device is attachable to at least one of a clothing of the user, a body surface of the user, and an outer surface of sporting equipment utilized by the user, utilizing the first, second, and third adhesive members. 4. The athletic performance monitoring display system of c... |  | A61B005/00 A61B005/0205 A63B024/00 G06F001/16 G06T011/60
US20160331287 | A1 | 2016-11-17 | Devices, Systems, and Methods Related to Analyte Monitoring and Management | 2016-05-16 | Analyte monitoring devices, systems, and methods are provided that relate to: enabling different application features on a data processing device for analyte monitoring devices with different analyte monitoring features; programming analyte monitoring devices in advance; personalizing an analyte monitoring device; graphically representing a remaining insulin level in a user body; and graphically representing analyte measurement related data for on-demand readings; protecting access to feature of an analyte monitoring device. | 1-20. (canceled) 21. An analyte monitoring device, comprising: a housing;a strip port coupled to the housing;a processor coupled to the housing; andmemory operably coupled to the housing and electrically coupled to the first processor, wherein the memory includes instructions stored therein for programming an analyte monitoring device in advance, the instructions comprising: instructions for receiving, with a processor on an analyte monitoring device, programming instructions for operating the analyte monitoring device in a first mode beginning at a future point in time, wherein the future point in time is based on an occurrence of an event;instructions for enabling, with the processor, the operation of the analyte monitoring device in a second mode before the future point in time; andinstructions for enabling, with the processor, the operation of the analyte monitoring device in the first mode beginning at the future point in time. 22. The analyte monitoring device of claim 21, wherein the event is a future clinical visit. 23. The analyte monitoring device of claim 22, wherein the future point in time is a predetermined amount of time before the clinical visit. 24. The analyte monitoring device of claim 23, wherein the operation of the analyte monitoring device in the first mode is enabled for a predetermined duration of time. 25. The analyte monitoring device of claim 21, wherein the operation of the analyte monitoring device in the first mode comprises performing analyte measurements and recording the analyte measurements, and operating the analyte monitoring device in the second mode comprises performing analyte measurements without recording the analyte measurements. 26. The analyte monitoring device of claim 21, wherein the operation of the analyte monitoring device in the first mode comprises operating in a first data gathering mode, and wherein the operation of the analyte monitoring device in the second mode comprises operating in a second data gathering mode. 27. The analyte monitoring device of claim 21, wherein the future point in time is a predetermined amount of time before the event. 28. The analyte monitoring device of claim 21, wherein the operation of the analyte monitoring device in the first mode is enabled for a predetermined duration of time. 29. The analyte monitoring device of claim 21, wherein the operation in the first mode comprises activating additional user interfaces, reminders, or alarms that are different than in the second mode. 30. The analyte monitoring device of claim 21, wherein the analyte is glucose. 31. The analyte monitoring device of claim 21, wherein the event is the programming of the analyte monitoring device. 32. The analyte monitoring device of claim 31, wherein the future point in time is a predetermined amount of time after the programming of the device. 33. The analyte monitoring device of claim 21, wherein the operation in the first mode and second mode comprises operating the analyt... |  | A61B005/145 A61B005/15 A61B005/00
US20160325058 | A1 | 2016-11-10 | SYSTEMS AND METHODS FOR MANAGING PULMONARY MEDICATION DELIVERY | 2016-07-15 | Example techniques and systems include managing delivery of a substance into an inhaled stream of air from a patient. For example, a system may include a housing configured to accept a medication canister containing a medication, the housing comprising a dispensing portion, a sensor configured to sense air flow within the dispensing portion, and a processor configured to transmit a signal indicative of the sensed air flow, wherein information associated with use of the pulmonary medication dosing device is generated by the computing device and based on the transmitted signal. | 1-16. (canceled) 17. A system comprising: a sensor configured to sense air flow within a portion of a pulmonary medication dosing device;one or more processors configured to transmit, to a computing device, a signal indicative of the sensed air flow, wherein information associated with use of the pulmonary medication dosing device is generated by the computing device and based on the transmitted signal; andan attachable housing configured to be attached to a housing of the pulmonary medication dosing device, wherein the attachable housing comprises the sensor and at least one of the one or more processors, and wherein the attachable housing is configured to dispose the sensor within a channel defined within the housing of the pulmonary medication dosing device and between the a wall of the housing of the pulmonary medication dosing device and a medication canister when the attachable housing is attached to the housing of the pulmonary medication dosing device. 18. The system of claim 17, wherein a portion of the housing of the pulmonary medical dosing device is configured to be positioned between a portion of the attachable housing and the medication canister when the sensor is within the channel. 19. The system of claim 17, wherein the attachable housing comprises an actuation sensor configured to detect an actuation of the medication canister. 20. The system of claim 19, wherein the actuation sensor comprises an optical sensor configured to detect movement of the medication canister. 21. The system of claim 17, wherein the attachable housing comprises a visual indicator configured to illuminate in response to an actuation of the medication canister timed correctly with a detected inhalation. 22. The system of claim 17, wherein the attachable housing is configured to snap onto an outside of the housing of the pulmonary medication dosing device. 23. The system of claim 17, wherein the attachable housing comprises one or more clips configured to clip the attachable housing onto a portion of the housing of the pulmonary medication dosing device. 24. The system of claim 17, wherein the attachable housing does not completely surround the medication canister. 25. The system of claim 17, wherein the housing of the pulmonary medication dosing device is a first housing of a first pulmonary medical dosing device, and wherein the attachable housing is transferable to attach to a second housing of a second pulmonary medication dosing device. 26. The system of claim 17, further comprising a mobile computing device as the computing device, the mobile computing device comprising a memory, wherein the mobile computing device is configured to: receive one or more condition thresholds from a clinician, wherein each of the one or more condition thresholds are associated with a respective environmental condition or patient condition of a patient associated with the pulmonary medication dosing device;store, in the memory, the one or more condition threshol... |  | A61M015/00 A61B005/087 A61B005/00 A61B005/091
US20160331241 | A1 | 2016-11-17 | SUBJECT INFORMATION PROCESSING APPARATUS | 2016-07-05 | There is provided a subject information processing apparatus including a first acoustic conversion element that receives an acoustic wave having a first frequency reflected inside a subject and converts the acoustic wave into an analog signal, a second acoustic conversion element that receives an acoustic wave having a second frequency generated when light is irradiated to a subject and converts the acoustic wave into an analog signal, an A/D converter that converts the analog signal into a digital signal, a data memory that retains the digital signal, and a controller that instructs the data memory to output the digital signal at a predetermined sampling frequency for each receiving axis. | 1. (canceled) 2. A subject information processing apparatus comprising: a plurality of first acoustic conversion elements, each of the plurality of first acoustic conversion elements receiving an acoustic wave that is transmitted using the plurality of first acoustic conversion elements, and reflected inside a subject, and converting the acoustic wave into a first analog signal;a plurality of second acoustic conversion elements, each of the plurality of second acoustic conversion elements receiving an acoustic wave that is generated when light emitted from a light source irradiates the subject, and converting the acoustic wave into a second analog signal;an A/D converter that receives the first and second analog signals and converts the first and second analog signals into first and second digital signals;a data memory that receives the first and second digital signals and holds the first and second digital signals; anda processor that generates first image data based on the first digital signals and second image data based on the second digital signals,wherein the second digital signals are output from the data memory more sparsely than the first digital signals. 3. The subject information processing apparatus according to claim 2, wherein the acoustic wave received by the plurality of first acoustic conversion elements has a first frequency, and the acoustic wave received by the plurality of second acoustic conversion elements has a second frequency, further wherein the first frequency is higher than the second frequency. 4. The subject information processing apparatus according to claim 2, wherein the A/D converter converts the first and second analog signals into the first and second digital signals at the same sampling frequency. 5. The subject information processing apparatus according to claim 2, further comprising an adder that receives the first digital signals or the second digital signals output from the data memory, and adds the first digital signals to each other or adds the second digital signals to each other, respectively. 6. The subject information processing apparatus according to claim 2, wherein the plurality of first acoustic conversion elements serve as the acoustic wave transmitter. 7. The subject information processing apparatus according to claim 2, wherein the plurality of first acoustic conversion elements also serve as the plurality of second acoustic conversion elements. 8. The subject information processing apparatus according to claim 3, further comprising a controller instructing the data memory to output, by instructing to output the digital signal derived from the acoustic wave having the second frequency more sparsely than the digital signal derived from the acoustic wave having the first frequency, in the digital signal output from the data memory, the number of samples per unit time of the digital signal derived from the acoustic wave having the second frequency on one receiving axis is smaller than the... |  | A61B005/00 A61B008/13 G01S007/52
US20160317091 | A1 | 2016-11-03 | Prenatal Monitor Assembly | 2015-04-29 | A prenatal monitor assembly for monitoring an in utero babys' heart rate and uterine contractions. The assembly includes a belt that may be worn around a pregnant woman's abdomen. A first coupler is attached to the belt and a second coupler is attached to the belt. Each of the first coupler and the second coupler are complementary wherein the first coupler and the second coupler may retain the belt around the pregnant woman's abdomen. A monitor is attached to the belt to monitor a heart beat of the in utero baby and uterine contractions. A panel is provided. A primary coupler is coupled to the panel and a secondary coupler is coupled to the panel. The primary coupler is complementary with respect to the first coupler and the secondary coupler is complementary with respect to the second coupler wherein the panel increases a diameter of the belt. | 1. A prenatal monitor assembly configured to monitor a baby's heartbeat while the baby is in utero, said assembly comprising: a belt being configured to be worn around a pregnant woman's abdomen;a first coupler being attached to said belt;a second coupler being attached to said belt, each of said first coupler and said second coupler being complementary wherein said first coupler and said second coupler are configured to retain said belt around the pregnant woman's abdomen;a monitor being attached to said belt wherein said monitor is configured to monitor a heart beat of the in utero baby and uterine contractions.a panel;a primary coupler being coupled to said panel; anda secondary coupler being coupled to said panel, said primary coupler being complementary with respect to said first coupler and said secondary coupler being complementary with respect to said second coupler wherein said panel increases a diameter of said belt. 2. The assembly according to claim 1, wherein said belt has a first end, a second end, a back side and a front side, said belt being elongated between said first end and said second end. 3. The assembly according to claim 2, further comprising a lining having a front surface and a back surface, said front surface being removably attached to said back side of said belt, said lining being substantially coextensive with said belt, said back surface being configured to abut the pregnant woman's abdomen. 4. The assembly according to claim 2, wherein said first coupler is positioned on said back side, said first coupler being positioned adjacent to said first end. 5. The assembly according to claim 2, wherein said second coupler is positioned on said front side, said second coupler being positioned adjacent to said second end. 6. The assembly according to claim 1, wherein said monitor comprises a control circuit being attached to said belt. 7. The assembly according to claim 6, further comprising: said belt having a front side; anda plurality of heart beat sensors being attached to said belt wherein each of said heart beat sensors is configured to detect the heart beat of the in utero baby, each of said heart beat sensors being positioned on said front side, said heart beat sensors being arranged in a plurality of columns and rows on said front side, each of said heart beat sensors being electrically coupled to said control circuit. 8. The assembly according to claim 7, further comprising a contraction sensor being attached to said belt wherein said contraction sensor is configured to detect uterine contractions, said contraction sensor being positioned on said front side, said contraction sensor being electrically coupled to said control circuit. 9. The assembly according to claim 6, further comprising an alarm being attached to said belt, said alarm being electrically coupled to said control circuit, said alarm generating an alarm sequence when said heart beat sensors detects a heart beat being below a trigger heart rat... |  | A61B005/00 A61B005/0205
US20160331327 | A1 | 2016-11-17 | DETECTION OF A TRAUMATIC BRAIN INJURY WITH A MOBILE DEVICE | 2015-05-12 | Embodiments include method, systems and computer program products for detecting a traumatic brain injury using a mobile device. Aspects include monitoring interactions of a user with a user interface of the mobile device during a time period and creating graphical representations of the interactions for one or more intervals during the time period. Aspects further include assigning a category to each of the graphical representations and creating an alert when a change in the assigned category of the graphical representations is detected. | 1. (canceled) 2. (canceled) 3. (canceled) 4. (canceled) 5. (canceled) 6. (canceled) 7. (canceled) 8. A computer program product for detecting a traumatic brain injury using a mobile device, the computer program product comprising: a non-transitory storage medium readable by a processing circuit and storing instructions for execution by the processing circuit for performing a method comprising:monitoring interactions of a user with a user interface of the mobile device during a time period;creating graphical representations of the interactions for one or more intervals during the time period;assigning a category to each of the graphical representations; andcreating an alert when a change in the assigned category of the graphical representations is detected. 9. The computer program product of claim 8, wherein the user interface is a touch screen device. 10. The computer program product of claim 8, wherein the graphical representations comprise directed graphs in which a state of the user interface is represented by a node and in which transitions between states of the user interface are represented by edges. 11. The computer program product of claim 10, wherein the graphical representations are assigned to the category based on an analysis of the directed graphs, which includes analyzing one or more characteristics of the directed graphs. 12. The computer program product of claim 11, wherein the one or more characteristics of the directed graphs include at least one of a diameter of the directed graphs, a number of loops in the directed graphs, and a topological motif of the directed graphs. 13. The computer program product of claim 8, wherein the change in the assigned category of the graphical representations is indicative of a change in a cognitive state of the user. 14. The computer program product of claim 8, further comprising: receiving one or more of an acceleration data or a rotation data from a helmet of the user for a portion of the time period corresponding to the alert;determining if the one or more of the acceleration data or the rotation data indicates that the helmet experienced a severe impact during the time period; andindicating that the user may have suffered a traumatic brain injury based on determining that the helmet experienced a severe impact during the time period. 15. A mobile device for detecting a traumatic brain injury, comprising: a processor and user interface, the processor configured to:monitor interactions of a user with the user interface of the mobile device during a time period;create graphical representations of the interactions for one or more intervals during the time period;assign a category to each of the graphical representations; andcreate an alert when a change in the assigned category of the graphical representations is detected. 16. The mobile device of claim 15, wherein the graphical representations comprise directed graphs in which a state of the user interface is represented by a nod... |  | A61B005/00 A61B005/11 A61B005/16 A42B003/04
US20160331926 | A1 | 2016-11-17 | FIBER BRAGG GRATING-BASED PRESSURE TRANSDUCER CATHETER | 2016-05-11 | A fiber optic pressure-based transducer catheter is capable of measuring pressure and temperature in the environment in which it is deployed. The pressure sensor embedded in the distal end of the catheter can be realized via optical Fiber Bragg Grating (FBG) technology. | 1. A fiber optic catheter comprising a sensor housing;a diaphragm-like structure on one side of the sensor housing, wherein the diaphragm-like structure is exposed to a medium to be measured;a window located in the sensor housing;a thick-walled polymeric tubing surrounding the sensor housing; andan optical fiber with Fiber Bragg Gratings located on the diaphragm-like structure. 2. The fiber optic catheter of claim 1 further comprising a thin-walled polymeric tubing surrounding the thick-walled polymeric tubing. 3. The fiber optic catheter of claim 2 further comprising a shrink tube surrounding the thin-walled polymeric tubing. 4. The fiber optic catheter of claim 1 further comprising a transfer lumen. 5. The fiber optic catheter of claim 1 further comprising a FBG temperature sensor on the optical fiber, 6. The fiber optic catheter of claim 1 wherein the thick-walled polymeric tube is between 0.001 to 0.04 inches thick. 7. The fiber optic catheter of claim 2 wherein the thin-walled polymeric tube is 0.0005-0.035 inches thick. 8. The fiber optic catheter of claim 1 wherein the fiber optic catheter is comprised of at least one material selected from silicone, nylon, polyimide, polyurethane, polyethylene, and Teflon/PTFE. 9. The fiber optic catheter of claim 1 wherein the sensor housing is comprised of at least one material selected from titanium, stainless steel, silicon, liquid crystal polymer, or other suitable rigid material. 10. The fiber optic catheter of claim 1 wherein the diameter of the optical fiber is between 20 μm to 125 μm. 11. A method of manufacturing a fiber optic catheter comprising obtaining an optical fiber with Fiber Bragg Gratings located on a diaphragm-like structure;inserting the optical fiber through a thick-walled polymeric tube;bonding the ends of the thick-walled polymeric tube to the ends of the sensor housing by reflowing polymer over the tubing and the ends of the case;placing a thin-walled polymeric tube over the thick-walled polymeric tube;inserting the thin-walled polymeric tube into a shrink tube;positioning the thin-walled polymeric tube within the shrink tube; andheating the shrink tube. 12. The method of claim 11 wherein the thick-walled polymeric tube is between 0.001 to 0.04 inches thick. 13. The method of claim 11 wherein the thin-walled polymeric tube is 0.0005-0.035 inches thick. 14. The method of claim 11 wherein reflowing the polymer is around a joint and the joint is selected from the group consisting of a split shaft joint and a skive joint. 15. The method of claim 411 wherein the proximal portion of the catheter is comprised of a high durometer material and the distal portion of the catheter is comprised of a low durometer material. 16. The method of claim 11 wherein the catheter comprises one or more sections of radiopaque fillers. 17. The method of claim 11 wherein a window in the thin-walled polymeric tube is positioned over the diaphragm. 18. The method of claim 11 wherein a window... | Millar Instruments | A61M025/00 B29C063/00 B29C065/00 B29C063/18 A61B005/00 B29C065/70
US20160338734 | A1 | 2016-11-24 | NEEDLE FOR TRANSCUTANEOUS ANALYTE SENSOR DELIVERY | 2016-05-20 | The present disclosure relates to a needle including a wall structure, a cutting edge and a blunt contour. The needle advantageously can be used to deliver a sensor (such as a glucose or other analyte sensor) through an outer skin layer and into a sensor depth in a less invasive way than prior art needles. The size of the cutting edge is balanced against a portion of the distal wall structure that has blunt contours. Thus, the needle is capable of cutting the more durable outer skin layer (first phase) and then progressively stretching open the cut for further advancement into the subcutaneous layer (second phase). When the needle is sufficiently advanced, it is retracted leaving the sensor in a desired position. Early testing has shown a reduction of “dip and recover” from glucose sensors delivered using the needle. | 1. A method of delivering a sensor, the method comprising: advancing a cutting edge on a wall structure of a needle through an outer skin layer to cut an opening in the outer skin layer;bluntly stretching, with a blunt contour extending at least 50% of a cross dimension of the wall structure viewed along a central axis of the wall structure, the opening in the outer skin layer; andreleasing the sensor at a sensor depth. 2. The method of claim 1, wherein advancing the cutting edge is before bluntly stretching. 3. The method of claim 1, including further advancing the cutting edge until the cutting edge is at the sensor depth. 4. The method of claim 1, wherein releasing the sensor includes retracting the needle back from the sensor depth and over the sensor. 5. The method of claim 1, wherein the method reduces wound volume compared to a straight conventional beveled needle by at least 15%. 6. The method of claim 5, wherein the method reduces wound volume by at least 35%. 7. The method of claim 1, wherein the method reduces an incidence of dip and recover to less than 5% of a patient population. 8. The method of claim 1, wherein the method reduces an incidence of dip and recover to less than 1% of a patient population. 9. The method of claim 1, wherein releasing the sensor includes laterally sliding the sensor through an elongate window defined in the wall structure. |  | A61B017/34 A61B005/145
US20160324439 | A1 | 2016-11-10 | STEREOSCOPIC CONDUCTIVE FABRIC AND MODULE FOR DETECTING ELECTRICAL SIGNALS FROM BODY SKIN APPLYING THE SAME | 2016-04-13 | A stereoscopic conductive fabric includes a basement yarn layer, a conductive yarn, and a support yarn. The basement yarn layer includes plural warp yarns arranged coursewise and parallel to each other and plural course yarns arranged warpwise and parallel to each other. The course yarns are interwoven with the warp yarns to form the basement yarn layer. The conductive yarn is arranged coursewise and interwoven with the course yarns in a skip manner to form plural conductive structures protruding from a surface of the basement yarn layer. The support yarn is arranged coursewise and interwoven with the course yarns in a skip manner to form plural pressing structures protruding from another surface of the basement yarn layer. A module for detecting electrical signals from body skin applying the stereoscopic conductive fabric is also disclosed. | 1. A stereoscopic conductive fabric comprising: a basement yarn layer comprising: a plurality of course yarns arranged warpwise and parallel to each other; anda plurality of warp yarns arranged coursewise and parallel to each other, the warp yarns being interwoven with the course yarns to form the basement yarn layer;a conductive yarn arranged coursewise and interwoven with the course yarns in a skip manner to form a plurality of conductive structures protruding from a surface of the base yarn layer; anda support yarn arranged coursewise and interwoven with the course yarns in a skip manner to from a plurality of pressing structures protruding from another surface of the basement yarn layer. 2. The stereoscopic conductive fabric of claim 1, wherein a water absorption property of the basement yarn layer is better than that of the conductive yarn and the support yarn. 3. The stereoscopic conductive fabric of claim 1, wherein a stiffness of the support yarn is greater than that of the basement yarn layer and the conductive yarn. 4. The stereoscopic conductive fabric of claim 1, wherein the conductive yarn comprises a plurality of wave crests protruding from the basement yarn layer and a plurality of wave troughs hidden in the basement yarn layer, the wave crests of the conductive yarn are not aligned with wave crests of another conductive yarn adjacent to the conductive yarn, and the wave troughs of the conductive yarn are not aligned with wave troughs of the another conductive yarn adjacent to the conductive yarn. 5. The stereoscopic conductive fabric of claim 1, wherein the support yarn comprises a plurality of wave troughs protruding from the basement yarn layer and a plurality of wave crests hidden in the basement yarn layer, the wave crests of the support yarn are not aligned with wave crests of another support yarn adjacent to the support yarn, and the wave troughs of the support yarn are not aligned with wave troughs of the another support yarn adjacent to the support yarn. 6. The stereoscopic conductive fabric of claim 1, wherein at least one of the warp yarns and the course yarns is an insulating yarn. 7. The stereoscopic conductive fabric of claim 1, wherein at least one of the warp yarns and the course yarns comprises a conductive fiber. 8. A module for detecting electrical signals from body skin, the module being detachably fastened on a fabric for touching body skin, the module comprising: a hydrophobic carrier;at least one stereoscopic conductive fabric disposed on the hydrophobic carrier, the stereoscopic conductive fabric comprising a basement yarn layer and a plurality of conductive structures and a plurality of pressing structures respectively disposed on two opposite surfaces of the basement yarn layer, the stereoscopic conductive fabric touching the hydrophobic carrier with the pressing structures and touching the body skin with the conductive structures; anda conducting device disposed on the hydrophobic carrier and elect... |  | A61B005/053 D03D001/00
US10264844 | B2 | 2019-04-23 | Sports shoe | 2014-12-23 | A sports shoe, including a sole and an upper that rises up from said sole, wherein the upper includes an inner part or core, in which the sports shoe and/or the inner part or core has an inner housing volume (RZ) for a foot of a user defined, during use, by an inner surface of the upper and by an inner surface of the sole and/or by the inner volume of the inner part or core, positioned inside the upper, including an upper-shaped portion and a ground resting portion, the latter adapted to come into contact with the ground or with the inner surface of the sole. | 1. A sports shoe for running or for cycling, comprising: a sole and an upper that rises up from said sole, wherein said upper comprises mutually displaceable portions and an inner part, and tightening-release means adjustably connecting the mutually displaceable portions, wherein said mutually displaceable portions define a groove therebetween, said groove comprising a first section intersecting with a second section, wherein the first section has a substantially oblique progression and the second section is substantially horizontal to the sole;wherein said inner part defines an inner housing volume (RZ) for encompassing a foot of a user,wherein said inner part comprises an upper portion,wherein said inner part comprises a ground resting portion for coming into contact directly with the ground when said inner part is extracted from the shoe, or with said inner surface of said sole, when said inner part is inserted into the upper, wherein said upper portion rises up from said ground resting portion, and wherein said inner part has a thickness,wherein said upper portion is made of at least one of an elasticated material and a woven material. 2. The sports shoe according to claim 1, wherein said inner part is removable from said sports shoe. 3. The sports shoe according to claim 1, wherein said upper portion comprises a hole for the insertion of the user's foot and wherein said upper portion comprises an annular or tubular component. 4. The sports shoe according to claim 1, wherein said upper portion is made in a single piece. 5. The sports shoe according to claim 1, wherein said inner part is made from at least one of an elasticated fabric and a woven material, wherein said elasticated fabric and/or woven material is at least at least one of breathable and impermeable. 6. The sports shoe according to claim 1, wherein said inner part is made from at least one of an elasticated fabric and a woven material woven in a circular manner, or comprising a woven tube. 7. The sports shoe according to claim 1, wherein said inner part is made from at least one of an elasticated fabric and a woven material, wherein said at least one of an elasticated fabric and woven material is a fabric with high breathability laminated with a layer of foam, or a synthetic rubber based on polychloroprene. 8. The sports shoe according to claim 1, wherein said inner part is made from at least one of an elasticated fabric and a woven material, wherein said woven material comprises a three-dimensional mesh comprising at least one thread of thermosetting polyester. 9. The sports shoe according to claim 1, wherein said inner part is made from at least one of an elasticated fabric and a woven material comprising a composite yarn material comprising fibres, or carbon fibres, able to assume the desired shape of said inner part. 10. The sports shoe according to claim 1, wherein said inner part is made from at least one of an elasticated fabric and comprising a yarn comprising at... | SELLE ROYAL S.P.A. | A43B023/07 A43B005/04 A43B019/00 A43B003/00 A43B005/14 A43B013/22 A43B005/00 A61B005/021 A61B005/08 A61B005/22 A61B005/00
US09504535 | B2 | 2016-11-29 | Multi-layer surgical guide | 2015-10-26 | A drill guide employs multiple layers of materials with different mechanical properties in order to achieve concurrent goals of rigidity, fit and retention. For example, a rigid exterior shell and a soft interior may be used together to securely and precisely fit a drill guide to a surgical site. | 1. A method for fabricating a drill guide comprising: obtaining a digital jaw model of one or more intraoral structures of a patient;creating a surgical plan for a dental implant in a jaw of the patient, the surgical plan including an axis for the dental implant, wherein the axis is specified relative to the digital jaw model;creating a physical jaw model of the one or more intraoral structures, the physical jaw model including a feature aligned to the axis for the dental implant;vacuum forming a first layer of a pliable material onto the physical jaw model; andvacuum forming a second layer of a rigid material onto the first layer with a hole aligned to the axis of the dental implant based on the feature in the physical model. 2. The method of claim 1 wherein the rigid material is a thermoplastic material. 3. The method of claim 1 further comprising forming a second hole in the first layer aligned to the axis and having a clearance such that the second hole in the first layer has a diameter greater than the hole in the second layer. 4. The method of claim 1 wherein creating the physical jaw model includes creating the physical jaw model with a rapid prototyping system based upon the digital jaw model. 5. The method of claim 4 wherein the rapid prototyping system includes a stereolithography system. 6. The method of claim 4 wherein the rapid prototyping system includes a computerized milling system. 7. The method of claim 4 wherein the rapid prototyping system includes one or more of a fused deposition modeling system, a selective laser sintering system, and a polyjet printing system. 8. The method of claim 1 wherein the first layer includes ethylene vinyl acetate. 9. The method of claim 1 wherein the second layer includes polystyrene. 10. The method of claim 1 further comprising obtaining the digital jaw model from a scan of the patient. 11. The method of claim 10 wherein the digital jaw model is based upon one or more of a Computed Tomography scan, a Cone Beam Computed Tomography scan, and an x-ray scan, and a Magnetic Resonance Imaging scan. 12. The method of claim 10 wherein the digital jaw model is based upon one or more of an optical scan and a laser scan. 13. The method of claim 1 further comprising obtaining the digital jaw model from a physical impression of the jaw of the patient. 14. The method of claim 1 wherein the second layer includes acrylonitrile butadiene styrene. 15. The method of claim 1 wherein the first layer is provided for vacuum forming with a thickness of about 0.040 inches. 16. The method of claim 1 wherein the second layer is provided for vacuum forming with a thickness of about 0.040 inches. 17. The method of claim 1 wherein the first layer and the second layer are combined as a multi-ply vacuum-forming material. 18. The method of claim 17 wherein the multi-ply vacuum-forming material includes a polystyrene surface and an ethylene vinyl acetate surface pre-laminated together. 19. The method of claim 1... | Guided Surgery Solutions, LLC | A61C001/08 A61C008/00 A61B006/03 A61B006/14 A61B006/00 A61C009/00 A61C013/00 A61B005/055 B33Y010/00 B33Y080/00
US09494446 | B2 | 2016-11-15 | Treadmill providing gait analysis | 2014-03-12 | A treadmill is capable of performing a gait analysis and comprises a conveyor belt, a supporting plate, a driving mechanism, and at least two sensing assemblies. The conveyor belt is used for a user to walk or run in place. The driving mechanism drives the conveyor belt to run. The supporting plate supports the conveyor belt. The two sensing assemblies are fixed with the supporting plate, for respectively sensing the user's left and right heel strike. A left and right pulse diagram thus can be obtained from the sensing assemblies, and the gait analysis is performed according to the left and right pulse diagram. | 1. A treadmill, comprising: a conveyor belt on which a user walks or runs in place;a supporting plate, arranged below the conveyor belt for supporting the conveyor belt;a driving mechanism driving the conveyor belt to run; anda left sensing assembly and a right sensing assembly being fixed with a left side and a right side of the supporting plate, respectively, each of the left sensing assembly and the right sensing assembly comprising: a Hall sensor fixing with a mechanism of the treadmill;a coupling member being arranged below the supporting plate and fixing with the supporting plate, the running or walking of the user causing vertical movements of the coupling member; anda magnet fixing with the coupling member and being arranged toward the Hall sensor, the running or walking of the user causing vertical movements of the magnet; andwherein the hall sensor continually outputs an induction voltage in response to a magnetic field depending on a distance between the magnet and the Hall sensor, and wherein a left pulse diagram and a right pulse diagram plotted by a variation of voltage versus time are respectively obtained by the left sensing assembly and the right sensing assembly while the user runs or walks, allowing a gait analysis to be performed according to the left pulse diagram and the right pulse diagram. 2. The treadmill as set forth in claim 1, wherein the gait analysis comprises a step number of the left and right foot of the user that walks or runs on the conveyor belt. 3. The treadmill as set forth in claim 1, wherein the gait analysis comprises a step frequency of the left and right foot of the user that walks or runs on the conveyor belt. 4. The treadmill as set forth in claim 1, wherein the gait analysis comprises a step length of the left and right foot of the user that walks or runs on the conveyor belt. 5. The treadmill as set forth in claim 1, wherein the gait analysis comprises a step length symmetry index, which is computed by the following formula:(step⁢⁢length⁢⁢symmetry⁢⁢index)=2×SL-SR(SL+SR)×100⁢%,wherein SL denotes the step length of the left foot, and SR denotes the step length of the right foot. 6. The treadmill as set forth in claim 1, further comprising a control panel for displaying the gait analysis. | DYACO INTERNATIONAL INC. | A63B023/04 G01C022/00 A63B022/02 A61B005/11 A63B071/06
US09504427 | B2 | 2016-11-29 | Signal averaging | 2012-05-04 | A method (500) can comprise performing principal component analysis (PCA) on data corresponding to a subset of a plurality of signals and a selected template to generate a virtual lead and an optimized template (530). The method can also comprise calculating a cross correlation on the virtual lead and the optimized template to determine a strength of linear dependence between the virtual lead and the optimized template to determine regions of interest (ROIs) of the virtual lead (540). The method can further comprise detecting peak correlation coefficients in the virtual lead (550). The method can still further comprise comparing the amplitude of each of the ROIs of the virtual lead with the selected template to determine an error between the template and each ROI of the virtual lead (560). The method can yet further comprise averaging the ROIs to generate averaged data (570). | 1. A method comprising: receiving measurement data characterizing a subset of a plurality of electrical biological signals detected by sensors;selecting a template region of the signals characterized by the measurement data;performing principal component analysis (PCA) on the measurement data to generate a virtual lead corresponding to a single channel representation of the subset of signals characterized by the measurement data and performing PCA on the selected template region to generate an optimized template corresponding to a single channel representation of the selected template region;calculating a cross correlation on the virtual lead and the optimized template to determine a strength of linear dependence between the virtual lead and the optimized template to determine regions of interest (ROIs) of the virtual lead;detecting peak correlation coefficients in the virtual lead based on the cross-correlation to identify potential ROIs;comparing the amplitude of each of the ROIs of the virtual lead with the optimized template to determine an error between the optimized template and each ROI of the virtual lead for each of the potential ROIs; andgenerating averaged data for the each of the plurality of signals by determining an average for each respective ROI of the virtual lead based on the error. 2. The method of claim 1, further comprising: detecting regions of poor signal quality for each of the plurality of signals; anddetermining which of the plurality of signals is associated with a bad channel based on the detected regions of poor signal quality, each bad channels being excluded from the PCA. 3. The method of claim 1, further comprising mapping the averaged data to a surface of an organ to reconstruct electrical activity of the organ. 4. The method of claim 3, further comprising generating one of potential and isochrone maps based on the mapped averaged data. 5. The method of claim 1, wherein the plurality of signals comprises at least 200 signals acquired concurrently from a body surface of a patient, the averaged data including signal averaged data computed for a subset of the at least 200 signals. 6. The method of claim 5, wherein each of the plurality of signals represents an electrocardiograph (ECG) signal. 7. The method of claim 5, wherein the template defines a P wave. 8. The method of claim 1, wherein the plurality of signals are acquired non-invasively from a patient. 9. The method of claim 1, wherein the plurality of signals are acquired invasively from a patient. 10. The method of claim 1, wherein PCA is performed on data corresponding to a sensing zone that comprises a proper subset of the plurality of signals, the averaging being performed on the plurality of signals. 11. The method of claim 1, further comprising detecting and removing correlated noise from the subset of the plurality of signals. 12. A non-transitory machine readable medium for storing machine readable instructions, the machine readable instructi... | Cardioinsight Technologies, Inc. | G01N033/48 A61B005/00 A61B005/0402 A61B005/0452 G06K009/00 G06G007/58 A61B005/0408 A61B005/042
US09757580 | B2 | 2017-09-12 | Controller, and patch type automated external defibrillator for controlling defibrillation using the same | 2016-03-31 | A wearable patch-type automatic defibrillator attachable to a region of a patient near the patient's heart includes a battery which stores electrical energy for defibrillation, a controller which controls the battery, electrocardiogram (ECG) electrodes, and defibrillation electrodes. The controller analyzes ECG signals of the patient received through the ECG electrodes, and automatically provides the patient with the electrical energy stored in the battery through the defibrillation electrodes when defibrillation is needed according to a result of the analysis. | 1. A wearable automated external defibrillator (AED) comprising: a battery having a capacity to store electrical energy for defibrillation;a controller operatively electrically connected to the battery, and configured to control a discharging of the battery; anda first electrode and a second electrode operatively electrically connected to the battery and the controller,wherein the battery, the controller, the first electrode and the second electrode are integral and collectively constitute a skin patch sized and shaped to be worn by a patient on a region of the patient adjacent the heart of the patient,wherein the first and second electrodes are disposed in the skin patch at locations at which the first and second electrodes are configured to detect electrical activity of the heart when the skin patch is worn on the region of the patient adjacent the heart of the patient,wherein the first and second electrodes are configured to transmit ECG signals representative of the electrical activity of the heart of the patient wearing the AED, andwherein the controller is configured to automatically connect a first terminal of the battery to the first electrode and a second terminal of the battery to the second electrode in a defibrillation mode thereby providing electrical energy stored in the battery to the first and second electrodes, the defibrillation mode being triggered when an analysis of ECG signals received through the at least one electrode indicates the patient wearing the AED requires defibrillation. 2. The wearable AED of claim 1, wherein the controller is configured to analyze ECG signals received through the first and second electrodes and assume said defibrillation mode when an analysis of ECG signals by the controller indicates the patient wearing the AED requires defibrillation. 3. The wearable AED of claim 1, wherein the controller includes a fall detector operative to detect that the patient is falling down and generate a detection signal indicative of the falling down of the patient, and the controller is configured to automatically provide the patient with the electrical energy stored in the battery through the at least one defibrillation electrode when both the detection signal has been generated and the analysis of the ECG signals indicates the patient wearing the AED requires defibrillation. 4. The wearable AED of claim 1, wherein the controller includes: a fall detector operative to detect that the patient is falling down and generate a detection signal indicative of the falling down of the patient;a CPU configured to analyze a heart rhythm of the patient using ECG digital signals related to the ECG signals and generate a control signal based on a result of the analysis and the detection signal; anda defibrillator circuit configured to automatically connect the first terminal of the battery and the first electrode, and the second terminal of the battery and the second electrode so as to provide the patient with a shock in resp... | Samsung Electronics Co., Ltd. | A61N001/00 A61N001/39 A61N001/04 A61B005/11 A61N001/362 A61B005/00 A61B005/0432 A61B005/046 A61B005/0464
US20160328533 | A1 | 2016-11-10 | INFORMATION PROCESSING SYSTEM, INFORMATION PROCESSING SERVER, INFORMATION PROCESSING PROGRAM, AND FATIGUE EVALUATION METHOD | 2016-07-15 | An example of an information processing system obtains sensor information that includes information related to heart beat and/or pulse of a user, from a sensor which senses biological information of the user in a state where the sensor is not in contact with the user. The sensor is, for example, a Doppler sensor. The information processing system calculates an index indicating a degree of fatigue of the user, based on the sensor information. The index may be calculated by a system on a terminal side, or may be calculated by a system on a server side. The information processing system presents, to the user, information related to the index. | 1. An information processing system comprising: obtaining means for obtaining sensor information that includes information related to heart beat and/or pulse of a user who is sleeping, from a sensor which senses biological information of the user in a state where the sensor is not in contact with the user; andfatigue evaluation means for evaluating fatigue of the user, based on the sensor information. 2. The information processing system according to claim 1, wherein the fatigue evaluation means evaluates fatigue for a sleeping period in which the user is sleeping. 3. The information processing system according to claim 1, further comprising accumulation control means for accumulating the obtained sensor information in a predetermined storage section, wherein the fatigue evaluation means evaluates fatigue, based on the sensor information accumulated during the sleeping period in which the user is sleeping. 4. The information processing system according to claim 1, further comprising presenting means for presenting a result of evaluation of the fatigue to the user, wherein the presenting means does not present the result of evaluation during the sleeping period in which the user is sleeping, and/or while the user is in bed. 5. The information processing system according to claim 4, wherein the presenting means includes an output section which outputs the result of evaluation by using an image and/or sound, andan output from the output section is stopped during the sleeping period and/or while the user is in bed. 6. The information processing system according to claim 1, further comprising presenting means for presenting a result of evaluation of the fatigue to the user, wherein the presenting means presents the result of evaluation according to rising of the user who has been sleeping and/or according to the user having awakened. 7. The information processing system according to claim 6, further comprising awakening determination means for determining, based on the sensor information, whether or not a user has risen, or whether or not a user has awakened, wherein the presenting means presents the result of evaluation when at least a condition that the user is determined to have risen or the user is determined to have awakened, is satisfied. 8. The information processing system according to claim 1, further comprising sleep evaluation means for evaluating sleep of a user, based on the sensor information. 9. The information processing system according to claim 8, wherein the fatigue evaluation means evaluates fatigue, based on the sensor information and a result of evaluation of the sleep. 10. An information processing system comprising: a terminal device; and a server capable of communicating with the terminal device via a network, the information processing system comprising: obtaining means, provided in the terminal device, for obtaining sensor information that includes information related to heart beat and/or pulse of a user, from a sen... |  | G06F019/00 A61B005/16 A61B005/00 A61B005/024
US09480456 | B2 | 2016-11-01 | Image processing apparatus that simultaneously displays two regions of interest on a body mark, processing method thereof and storage medium | 2012-04-02 | An image processing apparatus displays the position of a region of interest in a target object with a first shape on a body mark that represents the target object. Here, the image processing apparatus includes an image acquisition unit configured to acquire an image of a target object with a second shape that is different from the first shape, a converter configured to convert the position of the region of interest in the target object with the second shape into a corresponding position in the target object with the first shape, and a composition unit configured to display the converted position of the region of interest on the body mark. | 1. An image processing apparatus that displays a region of interest on a body mark that represents a target object, comprising: an image acquirer configured to acquire an image of the target object in a second body posture that is different from a first body posture;a converter which is configured to convert a position and shape of the region of interest in the target object in the second body posture into a converted position and shape of the region of interest in the target object in the first body posture, on the basis of the shape of the target object in the first body posture and the second body posture, and is configured to convert the converted position and shape of the region of interest in the target object in the first body posture into a first corresponding position and shape of the region of interest on the body mark, and is configured to convert the position and shape of the region of interest in the target object in the second body posture into a second corresponding position and shape of the region of interest on the body mark; andan image composer configured to display, on the body mark in the body mark coordinate systemthe first corresponding position and shape of the region of interest and the second corresponding position and shape of the region of interest with information for identifying body postures. 2. The image processing apparatus according to claim 1, wherein said converter comprises: a physical converter configured to convert the position and shape of the region of interest in the target object in the second body posture into the converted position and shape in the target object in the first body posture, on the basis of the shape of the target object in the first body posture and the second body posture; anda body mark converter configured to convert the converted position and shape of the region of interest converted by said physical converter into the first corresponding position and shape on the body mark, on the basis of the position and shape of the region of interest in the body posture and the shape of the body mark,wherein said image composer displays, on the body mark, the region of interest in the target object in the first body posture and the region of interest in the target object in the second body posture, andwherein the region of interest has the converted shape at the position on the body mark converted by said body mark converter. 3. The image processing apparatus according to claim 2, wherein said converter comprises: a second body mark converter configured to convert the position and shape of the region of interest in the target object in the second body posture into the second corresponding position and shape on the body mark,wherein said image composer further displays the region of interest having the second corresponding shape at the position on the body mark converted by said second body mark converter. 4. The image processing apparatus according to claim 2, wherein said converter comprises... | CANON KABUSHIKI KAISHA | G06T011/20 A61B008/08 A61B005/055 A61B005/00 A61B008/00
US09498148 | B2 | 2016-11-22 | Electrode for biopotential sensing | 2015-12-17 | An electrode for biopotential sensing comprising a main electrode base and at least a plurality of contact pins protruding from the main electrode base and configured to make contact with a subject's skin. Each of the first plurality of contact pins comprises at least one conductive mesh having an elongated pillar shape. A headset or biopotential monitoring system comprising such an electrode for biopotential sensing. | 1. An electrode for biopotential sensing comprising: a main electrode base;at least a plurality of contact pins protruding from the main electrode base and configured to make contact with a subject's skin, wherein each of the plurality of contact pins comprises a conductive mesh having an elongated pillar shape, wherein the conductive mesh comprises a woven fabric comprising a plurality of conductive wires or fibres designed for being flexible and ensuring conductivity of the pins; anda tip configured to be in contact with the conductive mesh and the subject's skin, wherein the tip is covered with a non-polarizable electrode material. 2. The electrode for biopotential sensing according to claim 1 wherein the elongated pillar shape conductive mesh has a width between 1 mm and 2.5 mm and a length that is greater than the width. 3. The electrode for biopotential sensing according to claim 1 wherein the non-polarizable electrode material comprises at least one material containing ions that are also present in biological fluids. 4. The electrode for biopotential sensing according to claim 1 wherein the tip is substantially rigid, wherein the tip comprises a spherical, hemispherical, or conical shape. 5. The electrode for biopotential sensing according to claim 1 wherein the conductive mesh comprises a core, wherein at least one portion of the core conductive mesh is hollow. 6. The electrode for biopotential sensing according to claim 1 wherein each contact pin of the plurality of contact pins comprises two or more conductive meshes having an elongated pillar shape. 7. The electrode for biopotential sensing according to claim 1 wherein the conductive mesh comprises a core, wherein at least one portion of the core comprises a flexible core material. 8. The electrode for biopotential sensing according to claim 7 wherein the flexible core material comprises an elastic or compressible material. 9. The electrode for biopotential sensing according to claim 8, wherein the elastic or compressible material comprises at least one of: a foam or a polymer. 10. The electrode for biopotential sensing according to claim 7 wherein the flexible core material comprises additives so as to increase a conductivity of the material. 11. The electrode for biopotential sensing according to claim 1 wherein the main electrode base comprises a conductive material, or a non-conductive material comprising one or more conductors configured to make electrical contact with the conductive mesh. 12. The electrode for biopotential sensing according to claim 1 wherein the plurality of contact pins includes four or more pins. 13. A headset or biopotential monitoring system comprising an electrode for biopotential sensing according to claim 1. 14. An electrode for biopotential sensing comprising: a main electrode base, wherein the electrode is configured for dry-contact biopotential sensing;at least a plurality of contact pins protruding from the main electrode base and configu... | Stichting IMEC Nederland | A61B005/0478 A61B005/0402 A61B005/0476 A61B005/053 A61B005/04 A61B005/00
US09506742 | B2 | 2016-11-29 | Method for photoacoustic tomograpy | 2014-03-03 | The invention relates to a method for photoacoustic tomography of a sample, deformations on a measurement surface of the sample being measured as a function of location and time, the deformations resulting from the absorption of a pulsed excitation radiation on at least one spectrally addressable target structure in the sample interior while emitting thermomechanical pressure waves in the direction of the measurement surface, and the measured deformations being fed to a reconstruction method for determining the position of the target structure in the sample interior. | 1. A method for photoacoustic tomography of a sample, deformations on the measurement surface of the sample being measured as a function of location and time, the deformations resulting from the absorption of a pulsed excitation radiation on at least one spectrally addressable target structure in the sample interior while emitting thermomechanical pressure waves in the direction of the measurement surface, and the measured deformations being fed to a reconstruction method for determining the position of the target structure in the sample interior, characterized in that a. an excitation pulse and a leading and a trailing observation laser pulse relative to the excitation pulse are irradiated onto the measurement surface,b. a two-dimensional deformation profile of the measurement surface is determined, using double-pulse electronic speckle interferometry (ESPI), by recording on a two-dimensional light-detector array a first speckle pattern resulting from scattering of the leading observation laser pulse by the measurement surface and a second speckle pattern resulting from scattering of the trailing observation laser pulse by the measurement surface, determining a phase difference of speckles in the first and second speckle patterns, and determining a movement of the measurement surface based on the determined phase difference,c. the temporal distance between the excitation pulse and the trailing observation laser pulse is assigned to the two-dimensional deformation profile as a time index, andd. a predetermined number of repetitions of steps a to c take place by varying at least the temporal distance between the excitation pulse and the trailing observation laser pulse. 2. The method according to claim 1, wherein the excitation pulses exhibits a pulse durations of at most 100 nanoseconds. 3. The method according to claim 1, wherein the repetitions of steps a to c take place while varying the temporal distance between the leading and the trailing observation laser pulses. 4. The method according to claim 1, wherein the repetitions of steps a to c take place while incrementing the temporal distance between the excitation pulse and the trailing observation laser pulse. 5. The method according to claim 1, wherein the excitation pulse has a pulse rate PA, the observation laser pulse has a pulse rate PB, and the pulse rates PA and PB satisfy the condition 0&lt;¦PA−PB/2¦&lt;&lt;¦PA¦. 6. The method according to claim 4, wherein the absolute value of the increment of the temporal distance between the excitation pulse and the trailing observation pulse is selected from the interval 1-100 nanoseconds. 7. The method according to claim 1, wherein the scattering of the observation laser pulses from the measurement surface is enhanced by applying particles to the measurement surface. 8. The method according to claim 7, wherein the particles are ceramic particles. 9. The method according to claim 1, wherein the steps a to d are carried out in less than te... | Medizinisches Laserzentrum Lubeck GmbH | G01B009/02 A61B005/00
US10588557 | B2 | 2020-03-17 | Systems and methods for processing analyte sensor data | 2016-07-18 | Systems and methods for applying time-dependent algorithmic compensation functions to data output from a continuous analyte sensor. Some embodiments determine a time since sensor implantation and/or whether a newly initialized sensor has been used previously, for example, by initializing a sensor, acquiring sensor data, using the sensor, to measure an analyte level in the host's body over a first interval based on a first elapsed time since the sensor was implanted, determining whether the sensor has been previously used in a previous sensor session or the sensor is a new sensor, and upon determining the sensor is a new sensor, adjusting the acquired sensor data to compensate for sensor drift of the new sensor by applying a first set of time-dependent algorithmic functions to the sensor data associated with the first interval. | 1. A method for processing sensor data from a continuous analyte monitoring system, comprising: initializing a sensor of a continuous analyte monitoring system implanted within a body of a host user, the sensor in electrical communication with a sensor electronics of the continuous analyte monitoring system configured to receive and process sensor data by the sensor;acquiring sensor data, using the sensor, to measure an analyte level in the host's body over a first interval based on a first elapsed time since the sensor was implanted;determining whether the sensor has been previously used in a previous sensor session or the sensor is a new sensor, wherein determining whether the sensor has been previously used comprises measuring a change in impedance of the sensor over a predetermined time period after implantation, and identifying that the measured change in impedance is substantially insignificant or levels off over at least a portion of the predetermined time period;upon determining the sensor is a new sensor, adjusting the acquired sensor data to compensate for sensor drift of the new sensor by applying a first set of time-dependent algorithmic functions to the sensor data associated with the first interval, wherein the first set of time-dependent algorithmic functions comprise a first boundary of acceptability including a first drift rate of sensitivity over time and/or a first drift of baseline over time;acquiring further sensor data, using the sensor, to measure the analyte level over a second interval based on a second elapsed time since the sensor was implanted and after the first interval; andadjusting the acquired further sensor data by applying a second set of time-dependent algorithmic functions to the sensor data associated with the second interval, wherein the second set of time-dependent algorithmic functions comprise a second boundary of acceptability including a second drift rate of sensitivity over time and/or a second drift of baseline over time,wherein the first and second set of time-dependent algorithmic functions comprise first and second drift compensation functions, andwherein the first and second drift compensation functions differ in the amount of drift compensation that they apply. 2. The method of claim 1, wherein the first boundary delineates acceptable slopes and baselines of a conversion function and the second boundary delineates acceptable slopes and baselines of the conversion function. 3. The method of claim 1, wherein the first and second set of time-dependent algorithmic functions comprise first and second parameters associated with a conversion function. 4. The method of claim 1, wherein the applying the second set of time-dependent algorithmic functions to the sensor data associated with the second interval comprises dynamically applying a priori information based on time since sensor implantation. 5. The method of claim 1, wherein the applying the second set of time-dependent algorithmic functions to... | DexCom, Inc. | A61B005/00 A61B005/145 A61B005/1495 G01D003/02 G06F019/00
US09968335 | B2 | 2018-05-15 | Devices and methods for collecting and analyzing fluid samples from the oral cavity | 2016-02-25 | Devices for collecting a fluid sample from the oral cavity, the device including a mouthpiece that includes a chamber, the chamber including front and rear inner walls; and means for collecting the fluid sample from the oral cavity; and methods of collecting and analyzing samples of fluid from the oral cavity, including the steps of placing the device in the oral cavity, collecting the fluid sample and conducting an analysis of the fluid sample. | 1. A device suitable for collecting sample of a fluid from the oral cavity of a mammal, comprising: a mouthpiece comprising a chamber defined by front and rear inner walls and a base inner wall of said mouthpiece, said base wall extending between said front and rear inner walls, each of said front and rear inner walls of said chamber comprising a plurality of openings, said mouthpiece further comprising a first manifold for containing a first portion of a liquid and providing said first portion to said chamber through said openings of said front inner wall, a second manifold for containing a second portion of said liquid and providing said second portion to said chamber through said openings of said rear inner wall, and a first port for conveying said first portion of said liquid to and from said first manifold, a second port for conveying said second portion of said liquid to and from said second manifold;means for providing reciprocation comprising a pump system for alternately: (i) directing fluid into said chamber through said first manifold and out of said chamber through said second manifold, and (ii) directing fluid into said chamber through said second manifold and out of said chamber through said first manifold; andmeans for collecting said fluid sample from said oral cavity. 2. The device of claim 1 wherein said fluid is selected from the group consisting of a gas, gingival crevicular fluid, blood and saliva. 3. The device of claim 1 wherein said means for collecting said fluid sample is selected from the group consisting of a manifold dedicated to collection of said fluid, an orifice and a plurality of nozzles placed at spaced intervals about said mouthpiece. 4. The device of claim 1 wherein said means for collecting fluid samples comprise said openings in at least one of said inner walls, at least one of said first and second manifolds and at least one of said first and second ports. 5. The device of claim 1 comprising a compartment for storage of said fluid sample. 6. The device of claim 5 wherein said compartment is detachable from said device. 7. A method for collecting and analyzing a sample of a fluid from the oral cavity of a mammal, said method comprising: placing a device suitable for collecting said sample of said fluid in said oral cavity of said mammal, said device comprising:a mouthpiece comprising a chamber defined by front and rear inner walls and a base inner wall of said mouthpiece, said base wall extending between said front and rear inner walls a mouthpiece comprising a chamber defined by front and rear inner walls and a base inner wall of said mouthpiece, said base wall extending between said front and rear inner walls, each of said front and rear inner walls of said chamber comprising a plurality of openings, said mouthpiece further comprising a first manifold for containing a first portion of a liquid and providing said first portion to said chamber through said openings of said front inner wall, a second ma... | Johnson & Johnson Consumer Inc. | A61B005/00 B65D081/00 A61B010/00 A61B005/097 A61C017/02 A61C017/06 A61B005/15 A61B005/157
US20160331279 | A1 | 2016-11-17 | METHODS FOR DETERMINING PSYCHOLOGICAL CHARACTERISTICS AND GENDER USING MOTION-BASED ANALYSIS, AND RELATED METHODS FOR TARGETING ADVERTISING AND IMPROVING RELEVANCE OF USER REVIEWS | 2015-05-13 | Methods for determining psychological characteristics and gender using motion-based analysis, and related methods for targeting advertising and improving relevance of user reviews. | 1. A method for determining psychological characteristics or gender of a user comprising: obtaining a data via motion sensors embedded in one or more wearable devices worn by the user;determining the user's psychological characteristics or gender by processing the data using analytical approach. 2. The method of claim 1, wherein only one psychological characteristic is being determined. 3. The method of claim 1, wherein psychological characteristics and gender are being determined together. 4. A method for determining psychological characteristics or gender of a user comprising: training a machine learning algorithm to classify motion sensor data into psychological characteristics or gender, wherein as training data is used a data related to a sample users set with psychological characteristics or gender determined by an expert or test and motion sensors data is obtained via motion sensors embedded in one or more wearable devices worn by the sample set users;determining psychological characteristics of the user by applying the trained machine learning algorithm to data obtained via motion sensors embedded in wearable devices worn by the user. 5. The method of claim 4, wherein only one psychological characteristic is being determined. 6. The method of claim 4, wherein psychological characteristics and gender are being determined together. 7. A method of using psychological characteristics for advertisement targeting comprising: displaying an advertisement to individual advertisement viewers having psychological characteristics matching to targeted psychological characteristics of the advertisement with defined threshold of accuracy. 8. The method of claim 7, comprising intentionally designing the advertisement to be targeted on people with certain psychological characteristics. 9. The method of claim 7, comprising identifying a psychological characteristics of the advertisement target audience further comprising: displaying the advertisement to viewers with known psychological characteristics; gathering statistics of the audience response for the advertisement; determine targeted psychological characteristics in accordance with response rate. 10. A method of improving relevance of user reviews comprising: determining a relevancy coefficient depending on the psychological characteristics of a reader and a reviewer for every review;displaying a relevancy coefficient next to every review. 11. The method of claim 10, wherein displaying of the relevancy coefficient is optional, and the reviews displaying ordered according to the value of relevancy coefficient; 12. The method of claim 10, wherein displaying of the relevancy coefficient is optional, and the reviews displaying filtered by value of relevancy coefficient more than defined threshold. 13. The method of claim 10, wherein displaying a rating calculated based on the relevancy coefficients and individual reviewers' ratings. | Nexinity Inc | A61B005/11
US09504443 | B2 | 2016-11-29 | System and method for measuring fluidics in arteries | 2015-07-01 | An apparatus for performing measurements in an artery includes a Doppler catheter, comprising a Doppler transducer and a wire connected to the Doppler transducer; and an elongated catheter body having a conduit therein for housing the wire of the Doppler catheter. The body has a proximal end and a distal end; wherein the wire is movable in the conduit relative to the catheter body so that the Doppler transducer and the wire are capable of being threaded into said conduit at the proximal end after the distal end of the catheter has been inserted into the artery, until the Doppler transducer emerges outside the conduit at the distal end of said body for performing ultrasound measurements in the artery. Another embodiment employs at least an additional side transducer for measuring the cross-sectional dimension of the artery useful for computing blood flow. | 1. A method for measuring blood velocity and derived indices related to blood velocity in an umbilical artery of a neonatal patient, comprising: inserting into the umbilical artery an elongated catheter body having a proximal end and a distal end so that the distal end is located at a desired location in the umbilical artery for measuring the blood velocity, said elongated catheter body defining a conduit therein, said desired location being close to a patent ductus arteriosus of the neonatal patient;positioning an end of a Doppler catheter near the proximal end of the elongated catheter body, wherein the Doppler catheter includes a Doppler transducer, a wire connected to the Doppler transducer, and a sleeve that provides a sealed environment for the Doppler transducer and the wire when the Doppler transducer and/or the wire is in a first position outside the conduit, when the Doppler transducer is in a second position at said desired location, and when the Doppler transducer is in a position between the first position and the second position;thereafter inserting into the conduit, at the proximal end of the elongated catheter body, the Doppler transducer and the wire so that the Doppler transducer passes through, and extends outside, the conduit at the distal end, to be located at said desired location, thereby folding the sleeve;performing continuously ultrasound measurement of the blood velocity in the umbilical artery at said desired location using the Doppler transducer to measure antegrade and retrograde blood velocity in the umbilical artery; andcontinuously displaying, in real time, information related to the blood velocity in the umbilical artery. 2. The method of claim 1, further comprising performing blood pressure measurement in the umbilical artery when the ultrasound measurement of the blood using the Doppler transducer is performed. 3. The method of claim 2, further comprising displaying information related to the ultrasound measurement of the blood and information related to the blood pressure measurement at substantially the same time. 4. The method of claim 1, further comprising infusing a substance to the umbilical artery or retrieving a blood sample from the umbilical artery, when the ultrasound measurement of the blood using the Doppler transducer is performed. 5. The method of claim 1, further comprising infusing a substance to the umbilical artery, retrieving a blood sample from the artery, or performing blood pressure measurement in the umbilical artery, when the Doppler transducer and the wire are not in the conduit. 6. The method of claim 1, further comprising conveying ultrasound measurement signals from the Doppler transducer through said wire to an instrument for analysis and display of the signals, wherein the display includes information about systolic time intervals. 7. The method of claim 1, said Doppler catheter further comprising a second transducer and a second wire connected to the second transducer and s... | Nadarasa Visveshwara | A61B008/12 A61B008/06 A61B008/08 A61B005/00 A61B005/15 A61B008/00 A61B005/021 A61B005/0205
US10426412 | B2 | 2019-10-01 | Methods and apparatus for displaying three-dimensional orientation of a steerable distal tip of an endoscope | 2016-05-17 | The present invention relates, generally, to reporting the approximate three-dimensional orientation of the steerable distal portion of an endoscope to the user of the endoscope. More particularly, the present invention relates to a system and method for providing the endoscope-user a display from which to more easily determine the approximate three-dimensional orientation of the steerable distal portion of the endoscope, thereby facilitating navigation of the endoscope. The present invention also relates to a system and method for limiting the amount the steerable distal portion can bend overall to reduce or eliminate the user's ability to over-retroflex the steerable distal portion of the endoscope. | 1. A method for graphically visualizing an orientation of a steerable distal portion of an elongate instrument, said instrument comprising at least one tensioning member attached to said steerable distal portion, said method comprising: actuating said at least one tensioning member to result in an approximate y-bend and an approximate x-bend of said steerable distal portion, wherein said approximate y-bend and said approximate x-bend define an approximate overall bend of said steerable distal portion; anddisplaying on a graphical user interface an icon representing a magnitude and a direction of the approximate overall bend of said steerable distal portion, wherein: an origin is defined on the graphical user interface; a distance between the icon and the origin corresponds to the magnitude of the approximate overall bend; andan orientation of the icon with reference to the origin corresponds to the direction of the approximate overall bend. 2. The method according to claim 1, wherein actuating said at least one tensioning member further comprises: providing a tension to said at least one tensioning member, wherein said tension correlates to the approximate x-bend and the approximate y-bend. 3. The method according to claim 1, wherein actuating said at least one tensioning member further comprises: providing a plurality of pull-distances of said at least one tensioning member for steering said steerable distal portion, wherein said plurality of pull-distances correlates to a plurality of approximate bends in x-z and y-z planes. 4. The method according to claim 1, further comprising: displaying on said graphical user interface an indicator, wherein a location of said icon on said indicator relevant to a position of the origin on said indicator represents the approximate magnitude of said overall bend. 5. The method according to claim 4: wherein said indicator is at least one oval. 6. The method according to claim 4: wherein said indicator is at least one square. 7. The method according to claim 1, further comprising: displaying on said graphical user interface an indicator, wherein a location of said icon on said indicator relevant to a position of the origin on said indicator represents the magnitude and the direction of said approximate overall bend. 8. The method according to claim 7, further comprising: displaying on said graphical user interface a cross-hair, wherein the location of said icon on said cross-hair represents combined x-z and y-z components of the approximate overall bend. 9. The method according to claim 8: wherein the origin is the center of said cross-hair. 10. The method according to claim 8: wherein said cross-hair passes through an approximate center of at least one non-circular shape. 11. The method according to claim 8: wherein said cross-hair passes through an approximate center of at least one circle. 12. The method according to claim 11: wherein said at least one circle comprises a plurality of concentric cir... | INTUITIVE SURGICAL OPERATIONS, INC. | A61B001/00 A61B001/04 A61B005/00 A61B001/005 A61B001/008 A61B005/06
US09501735 | B2 | 2016-11-22 | Wearable device made with silicone rubber and electronic components | 2013-10-09 | A wearable device includes a wearable device structure at least partially made of a silicone rubber. A support member is at least partially positioned in the wearable device structure. ID circuitry is at least partially positioned and coupled to the support. One or more batteries coupled to the ID circuitry. | 1. A wearable device, comprising: a wearable device structure at least partially made of a silicone rubber; andan electronic device coupled to the wearable device structure; the electronic device includes a payment activity manager configured to receive from a user payment configuration parameters for each of a designated third party to receive payments, the payment activity manager including a designated third party payment data base that includes designated third party settings with third party IP addresses, payment sources for each of a designated third party, and method of payment, the payment activity manager performing a comparison for each of a designated third party to receive a payment and perform a security check on that designated third party, the payment activity manager performing an authentication of a designated third party for a payment and a tracking of payments for each of a payment transaction to the one or more designated third parties including an initiation of a payment and a conclusion of a payment from the user, the payment activity manager associating one or more transaction contexts of a designated third party payment prior to payment, the payment activity manager configured to adjust payment settings made by the user or requested by a designated third party to receive payments, the electronic component including a stock activity manager associating one or more stocks of a public company, the stock activity manager configured to monitor activity of a selected stock, accept stock settings made by the user or requested by a designated party, the stock activity manager configured to manage a user instruction to buy or sell one or more stocks, and also calendar one or more notifications to the user to review one or more stocks performance, and to execute the purchase or sale of one or more stocks designated by the user. 2. The device of claim 1, wherein the support member is made of a non-silicone rubber material. 3. The device of claim 1, wherein the silicone rubber has a temperature range of −55 to 200 degrees C. 4. The device of claim 1, wherein the silicone rubber has a specific gravity of 1 to 1.5. 5. The device of claim 1, wherein the silicone rubber has a hardness, type A of 20-80. 6. The device of claim 1, wherein the silicone rubber has an elongation of 5% to 800%. 7. The device of claim 1, wherein the silicone rubber has a tensile strength of 100 to 1500 psi. 8. The device of claim 1, further comprising: at one least one coating applied to at least a portion of the silicone rubber. 9. The device of claim 8, wherein the coating is an anti-microbial coating. 10. The device of claim 1, wherein the ID circuitry includes ID storage, and a communication system that reads and transmits the unique ID from the ID storage. 11. The device of claim 10, further comprising: one or more sensors at the wearable device, the one or more sensors configured to be in communication with a telemetry system. 12. The device of c... | Hello Inc. | G06K019/077 A61B005/00 A44C005/00
US10948011 | B2 | 2021-03-16 | Vibration drive device, image forming apparatus, positioning stage, and medical system | 2016-04-27 | A vibration drive device that suppresses an increase in the number of component parts and can be easily downsized. Vibration is excited in a vibration element in pressure contact with a driven element to thereby rotationally move the driven element relative to the vibration element. A bearing rotatably supports the driven element. A first and a second bearing portions are joined to the driven element. The second and a third bearing portions are pressed against each other via rolling elements in a direction along the axis of the bearing. The rolling elements are brought into pressure contact with the first raceway surface of the first bearing portion, the second raceway surface of the second bearing portion, and the third raceway surface of the third bearing portion. One of the second and third bearing portions is integrally formed with the driven element from the same material. | 1. A vibration drive device in which a vibration element and a driven element are brought into pressure contact with each other, and vibration is excited in the vibration element to thereby rotationally move the driven element relative to the vibration element, the vibration drive device including a bearing rotatably supporting the driven element,said bearing comprising:a plurality of rolling elements;a first bearing portion that has a first raceway surface in contact with said plurality of the rolling elements;a second bearing portion that has a second raceway surface in contact with said plurality of the rolling elements; anda third bearing portion that has a third raceway surface in contact with said plurality of the rolling elements,wherein said second bearing portion and said third bearing portion are joined to the driven element, and said second bearing portion and said third bearing portion are pressed against each other via said plurality of the rolling elements in a direction along an axis of said bearing, whereby said plurality of the rolling elements are brought into pressure contact with the first raceway surface, the second raceway surface, and the third raceway surface, andwherein one of said second bearing portion and said third bearing portion is integrally formed with the driven element from a same material. 2. The vibration drive device according to claim 1, further comprising a unit causing said second bearing portion and said third bearing portion to be pressed against each other via said plurality of the rolling elements in the direction along the axis of said bearing. 3. The vibration drive device according to claim 1, wherein one of said second bearing portion and said third bearing portion has a contact portion brought into contact with the driven element, and at least part of said contact portion is joined to the driven element. 4. The vibration drive device according to claim 3, wherein said contact portion includes a plurality portions discretely provided. 5. The vibration drive device according to claim 1, further comprising an output shaft that outputs a rotational driving force of the driven element to an outside, and a driving force transmission member that connects the driven element and said output shaft, andwherein said third bearing portion is integrally formed with said driving force transmission member from a same material. 6. The vibration drive device according to claim 5, wherein said driving force transmission member and the driven element are integrally formed with each other from the same material. 7. The vibration drive device according to claim 5, wherein said driving force transmission member is coupled to the driven element by a frictional force via a rubber member. 8. The vibration drive device according to claim 1, wherein the driven element is formed by a first component and a second component fastened to each other in the direction along the axis of said bearing, wherein said second bearin... | Canon Kabushiki Kaisha | F16C019/16 B25J017/00 B23K003/08 G03G015/00 A61B034/30 B23Q003/18 B23K011/14 B23K009/028 B23K011/16 B23K026/28 B23K011/00 F16C033/58 B23K026/32 H02N002/16 G01R033/28 F16C025/08 B23K103/04
US10272200 | B2 | 2019-04-30 | Managing communications to and from a handset device controlling a therapeutic product delivery device | 2015-01-30 | A communication method of managing communications to and from a handset device controlling a therapeutic product delivery device is described. The method comprises transmitting, to a server, at least part of a unique identifier for a handset device for controlling a therapeutic product delivery device, and patient information regarding a user to be associated with the handset device, and at the server, associating the handset device with the patient information, generating a handset specific code, and transmitting the handset specific code to the user. At the handset device, a manual input of the handset specific code is received, and the future transmission of data from the handset device to the server carried out in association with the handset specific code. In this way, the server can be sure that the user is in possession of the handset (because the user received the code via the secure portal, and was required to manually input it to the handset), and can therefore be confident that communications received in association with that code are associated with the correct user and handset. | 1. A communication method of managing communications to and from a handset device controlling a therapeutic product delivery device, wherein the method comprises the steps of: storing unique identifiers of respective handset devices in a database on a server;transmitting from a new user, to the server, at least part of a unique identifier for a handset device together with new user information regarding the new user to be associated with the new user;at the server, determining from the at least part of the unique identifier whether the handset device is previously associated with another user and deleting any such previous association;at the server associating the handset device with the new user information and generating a handset specific code based upon the at least part of the unique identifier and the new user information, and transmitting the handset specific code to the new user;at the handset device, collecting data relating to the new user;receiving a manual input of the handset specific code; andtransmitting the collected data from the handset device to the server in association with the handset specific code. 2. The communication method according to claim 1, wherein the new user information comprises the new user's country of residence, and wherein the server is responsive to the receipt of the handset specific code to establish a routing to a medical data server associated with the new user's country of residence. 3. The communication method according to claim 2, wherein the routing is established by providing the handset device with the IP address of the medical data server, and wherein the handset device is operable to drop the connection to the server and reattach to the medical data server at the indicated IP address. 4. The communication method according to claim 2, wherein the handset device is operable to transmit medical data regarding the new user to the medical data server. 5. The communication method according to claim 2, wherein the server is responsive to the receipt of the handset specific code to provide customer support information to the handset device, the handset device being responsive to receipt of the customer support information to update the customer support information for display at the handset device. 6. The communication method according to claim 1, wherein the unique identifier is an International Mobile station Equipment Identity. 7. The communication method according to claim 4, wherein the medical data comprises one or more of the activity of or settings for the therapeutic product delivery device, carbohydrate input information and blood glucose readings. 8. The communication method according to claim 2, wherein the handset is automatically configured in dependence on the new user's country of residence. 9. The communication method according to claim 1, wherein the new user information comprises a medical facility, clinic, healthcare professional or medical insurance company the new user is as... | Cellnovo Limited | A61M005/172 H04W004/70 G06F019/00 H04L029/06 A61B005/00 A61B005/11 A61B005/145 A61M005/142 H04L029/08 H04W004/14
US09480416 | B2 | 2016-11-01 | Signal transmission using catheter braid wires | 2014-01-17 | A probe includes an insertion tube, a magnetic field sensor, a dummy load mounted adjacent to the magnetic field sensor, and a braid. The braid includes multiple braid wires that traverse a length of the insertion tube. A first pair of the braid wires is connected across the magnetic field sensor, and a second pair of the braid wires is connected across the dummy load. | 1. A probe, comprising: an insertion tube;a magnetic field sensor;a dummy load mounted adjacent to the magnetic field sensor;a braid comprising multiple braid wires that traverse a length of the insertion tube, herein a first pair of the braid wires is connected across the magnetic field sensor, and a second pair of the braid wires is connected across the dummy load; andcircuitry that is configured to cancel interference in a first signal transferred over the first pair of the braid wires using a second signal transferred over the second pair of braid wires. 2. The probe according to claim 1, wherein the magnetic field sensor comprises a single-axis sensor. 3. The probe according to claim 1, wherein the probe comprises a cardiac catheter. 4. The probe according to claim 1, wherein the probe comprises a cardiac guide-wire. 5. The probe according to claim 1, and comprising an elongate flexible member that is contained within the insertion tube, such that the braid is located between the insertion tube and the elongate flexible member. 6. The probe according to claim 1, wherein each of the braid wires in the first pair and the second pair is electrically-insulated from the other braid wires. 7. The probe according to claim 1, wherein the circuitry is configured to subtract the second signal from the first signal. 8. A method for fabricating a probe, the method comprising: mounting a magnetic field sensor and a dummy load adjacent to one another in an insertion tube;adjacent to one another in an insertion tube;placing along the insertion tube a braid comprising multiple braid wire so as to traverse a length of the insertion tube;connecting a first pair of the braid wires across the magnetic field sensor, and connecting a second pair of the braid wires across the dummy load; andproviding circuitry that cancels interference in a first signal transferred over the first pair of braid wires using a second signal transferred over the second pair of braid wires. 9. The method according to claim 8, wherein the magnetic sensor comprises a single-axis sensor. 10. The method according to claim 8, wherein the probe comprises a cardiac catheter. 11. The method according to claim 8, wherein the probe comprises a cardiac guide-wire. 12. The method according to claim 8, and comprising placing an elongate flexible member within the insertion tube, such that the braid is located between the insertion tube and the elongate flexible member. 13. The method according to claim 8, wherein each of the braid wires in the first pair and the second pair is electrically-insulated from the other braid wires. 14. The method according to claim 8, wherein the first circuitry subtracts the second signal from the first signal. 15. A method for position tracking, comprising: inserting into a living body a probe, which comprises an insertion tube, a magnetic field sensor, a dummy load mounted adjacent to the magnetic field sensor, and a braid comprising multiple braid wire... | BIOSENSE WEBSTER (ISRAEL) LTD. | A61B005/05 A61B005/06 A61M025/00 A61B005/02 A61B005/00 A61M025/01
US09489045 | B2 | 2016-11-08 | Methods and apparatus for providing a snapshot truthing system for a tracker | 2015-03-26 | A method for detecting and correcting drift associated with operation of a hybrid tracking system is provided. The method obtains a data signal from a first tracker subsystem having a first tracker latency time; for a defined window of time, the method captures snapshot input data for a second tracker subsystem having a second tracker latency time which is longer than the first tracker latency time; and captures synchronized data from the data signal which corresponds to the defined window of time; wherein the defined window of time comprises a time duration shorter than the second tracker latency time, to capture the snapshot input data. The method further determines a level of drift associated with operation of the first tracker subsystem; and adjusts operation of the first tracker subsystem according to the determined level of drift. | 1. A method for detecting and correcting drift associated with operation of a hybrid tracking system, the method comprising: obtaining a data signal from a first tracker subsystem having a first tracker latency time;for a defined window of time, capturing snapshot input data for a second tracker subsystem having a second tracker latency time which is longer than the first tracker latency time; andcapturing synchronized data from the data signal which corresponds to the defined window of time;wherein the defined window of time comprises a time duration shorter than the second tracker latency time, to capture the snapshot input data;calculating second tracker snapshot results from the captured snapshot input data for the second tracker subsystem;calculating first tracker snapshot results from the captured synchronized data from the first tracker subsystem;calculating an error between the first tracker snapshot results and the second tracker snapshot results, to determine a level of drift associated with operation of the first tracker subsystem; andadjusting operation of the first tracker subsystem according to the determined level of drift. 2. The method of claim 1, wherein the first tracker snapshot results comprise an inertial estimate of position, relative to a reference frame, from the first tracker subsystem; and wherein the second tracker snapshot results comprise a non-inertial estimate of position from the second tracker subsystem. 3. The method of claim 1, wherein the adjusting step further comprises adding a translational offset to an output signal, and wherein the translational offset comprises the calculated error, wherein the data signal comprising the output signal. 4. The method of claim 1, wherein the adjusting step further comprises performing a rotational computation using an output signal, and wherein the rotational computation comprises the calculated error, wherein the data signal comprising the output signal. 5. The method of claim 1, further comprising: determining whether the calculated error comprises a result consistent with a previously calculated error; andperforming the adjusting step when the calculated error and the previously calculated error comprise consistent values. 6. The method of claim 1, further comprising: determining whether the calculated error comprises a result consistent with a plurality of previously calculated errors; andperforming the adjusting step when the calculated error and the previously calculated errors comprise consistent values. 7. The method of claim 1, wherein the second tracker latency time comprises a duration of time greater than ten times longer than the first tracker latency time. 8. The method of claim 1, further comprising: calculating a weighted average of the calculated error and a plurality of previously calculated errors; anddetermining the level of drift based on the calculated weighted average. 9. A head-worn display apparatus, configured to provide a conformal near-t... | HONEYWELL INTERNATIONAL INC. | G01C021/16 G08G005/02 G01S005/16 G06F003/03 G06F009/44 G09B005/06 A61B005/11 H04L029/08 G05D001/08 G01C017/38 G01B021/04 G02B027/01 A61B005/06 G06F003/01
US10244982 | B2 | 2019-04-02 | Detection of hard and soft tissue mass/density | 2015-01-13 | An apparatus for measuring hard and/or soft tissue abnormalities incidental to dental and/or systemic disease is provided. The apparatus includes a diagnostic device configured for transmitting and receiving non-ionizing electromagnetic waves to measure the patient's hard and/or soft tissue abnormalities associated with the underlying hard and/or soft tissue. The diagnostic device may include at least one of a stent and a diagnostic probe, connected to a computer. The diagnostic device is configured to transmit and receive the electromagnetic waves, and the computer is configured for measure the bone density and/or bone vascular perfusion adjacent and across the patient's hard and/or soft tissue. A method for measuring hard and/or soft tissue abnormalities incidental to dental and/or systemic disease is also provided. | 1. An apparatus for measuring hard and/or soft tissue abnormalities incidental to dental and/or systemic disease, comprising: a stent selected to overlay a patient's hard and/or soft tissue, wherein the stent comprises a plurality of detection ports positioned along the stent, the plurality of ports being selected for positioning adjacent differing density found in the hard and/or soft tissue of the patient; anda diagnostic device configured for transmitting and receiving non-ionizing electromagnetic waves to measure the patient's hard and/or soft tissue abnormalities associated with the underlying hard and/or soft tissue adjacent the plurality of detection ports, whereinthe diagnostic device comprises wires connected to at least a portion of the plurality of ports at a first end and the wires being connected to a computer at a second end, the wires being configured for transmitting the electromagnetic waves and receiving data associated therewith, and the computer configured for calculating, from the received data, the bone density and/or bone vascular perfusion adjacent and across each of the plurality of ports,the computer is configured to produce three-dimensional images for mapping surgical procedures, andat least a pair of the plurality of detection ports comprising a buccal-side detection port and a lingual-side detection port, the lingual-side detection port being positioned opposite the buccal-side detection port, the pairs of detection ports being positioned along an edge of the stent. 2. The apparatus of claim 1, wherein the stent being customizable and sized to overlay each patient's hard and/or soft tissue. 3. The apparatus of claim 1, wherein the buccal-side detection ports being a mirror image of the lingual-side detection ports. 4. The apparatus of claim 1, wherein the buccal-side detection ports being configured to transmit the electromagnetic waves through the patient's bone and the lingual-side detection ports being configured to receive the electromagnetic waves, such that changes occurring in the bone density and/or bone vascular perfusion are repetitiously and accurately measured, wherein the electromagnetic waves being infrared or terahertz electromagnetic waves. 5. The apparatus of claim 4, wherein the stent being customizable and sized to overlay each patient's hard and/or soft tissue. 6. The apparatus of claim 5, wherein the computer is configured to evaluate progression of tissue healing, secondary to ONJ. 7. An apparatus for measuring hard and/or soft tissue abnormalities incidental to dental and/or systemic disease, comprising: a stent selected to overlay a patient's hard and/or soft tissue, wherein the stent comprises a plurality of detection ports positioned along the stent, the plurality of ports being selected for positioning adjacent differing density found in the hard and/or soft tissue of the patient and wherein a pair of the plurality of detection ports comprising a buccal-side detection port and a lingu... | Achaemenid, LLC | A61B005/00 A61B006/00 A61B005/05
US09504538 | B2 | 2016-11-29 | Unified three dimensional virtual craniofacial and dentition model and uses thereof | 2014-12-31 | A method and apparatus are disclosed enabling an orthodontist or a user to create an unified three dimensional virtual craniofacial and dentition model of actual, as-is static and functional anatomy of a patient, from data representing facial bone structure; upper jaw and lower jaw; facial soft tissue; teeth including crowns and roots; information of the position of the roots relative to each other; and relative to the facial bone structure of the patient; obtained by scanning as-is anatomy of craniofacial and dentition structures of the patient with a volume scanning device; and data representing three dimensional virtual models of the patient's upper and lower gingiva, obtained from scanning the patient's upper and lower gingiva either (a) with a volume scanning device, or (a) with a surface scanning device. Such craniofacial and dentition models of the patient can be used in optimally planning treatment of a patient. | 1. A method of planning comprehensive treatment of a patient, having a craniofacial deformity, skeletal abnormalities, soft tissue abnormalities, dental malocclusion, and dysfunction, by a practitioner, using a workstation comprising a computing platform having a graphical user interface, a processor and a computer storage medium containing digitized records pertaining to said patient, said digitized records including image data, and a set of software instructions providing graphical user interface tools for access to said digitized records, the method comprising the steps of: (a) loading into the workstation a unified three dimensional virtual craniofacial and dentition model of said patient; wherein said unified three dimensional virtual craniofacial and dentition model comprises:(i) facial bone structure including upper jaw and lower jaw;(ii) facial soft tissue;(iii) teeth including crowns and roots; wherein said roots are positioned relative to each other and relative to bones of said upper jaw and bones of said lower jaw;(iv) upper and lower gingiva; and(v) data representing function of said patient's jaw movements and smile; wherein said data representing function of said patient's jaw movements and smile are obtained through video imaging, jaw tracking, or photographs;wherein said elements from (i), (ii), (iii), (iv) and (v), comprising said virtual model, are individual and separate data objects and viewable individually or in any combination via said graphical user interface;(b) examining said unified three dimensional virtual craniofacial and dentition model of said patient;(c) identifying one or more abnormalities requiring surgery for correcting said one or more abnormalities in said patient's craniofacial and dentition model;(d) creating a post-surgery desired setup of said patient's teeth, including movements of one or more of said teeth and movements within said bone structure, for curing said malocclusion;(e) creating a pre-surgical setup of said patient's teeth from said post-surgery desired setup by retaining said movements of one or more of said teeth, but removing said movements within said bone structure;(f) adjusting said movements of one or more of said teeth in said pre-surgical setup thereby allowing room for said surgery for removing said one or more abnormalities; and creating adjusted pre-surgical setup;(g) designing orthodontic appliances for said patient in accordance with said adjusted pre-surgical setup;(h) designing orthodontic appliances for said patient in accordance with said post-surgical setup;(i) designing surgical appliances for said patient in accordance with said pre-surgical setup;(j) designing surgical appliances for said patient in accordance with said post-surgical setup; and(k) sending design data for manufacturing said orthodontic appliances and said surgical appliances. 2. The method of claim 1, wherein parts (i), (ii) and (iii) of said unified three dimensional virtual craniofacial and dentition ... | ORAMETRIX, INC. | G06T017/00 G06T019/00 A61C007/00 A61B005/055 A61B005/00 A61B006/03 A61B006/14 A61B006/00 A61B008/08 A61C005/10 A61C007/12 A61C009/00 A61C013/00 A61C013/08 A61C019/045 G06T019/20 A61C007/08 A61C007/14 A61C007/20 G06F019/00
US09495787 | B2 | 2016-11-15 | Emotive text-to-speech system and method | 2008-11-05 | Information about a device may be emotively conveyed to a user of the device. Input indicative of an operating state of the device may be received. The input may be transformed into data representing a simulated emotional state. Data representing an avatar that expresses the simulated emotional state may be generated and displayed. A query from the user regarding the simulated emotional state expressed by the avatar may be received. The query may be responded to. | 1. An emotive text-to-speech system comprising: a computer configured to receive data representing a text stream and a simulated emotion to be expressed by an audio output;selectively embed at least a portion of the data representing the simulated emotion in the data representing the text stream to form data representing an emotive text stream representing a spoken phrase having simulated emotional content; andoutput the emotive text stream data for play by the audio output. 2. The system of claim 1 wherein the computer is further configured to parse the data representing the text stream into data representing parsed words. 3. The system of claim 2 wherein the computer is further configured to determine which of the data representing the parsed words are data representing emotive words. 4. The system of claim 3 wherein determining which of the data representing the parsed words are data representing emotive words includes comparing the data representing each of the parsed words with data representing a predetermined set of emotive words. 5. The system of claim 4 wherein the data representing each of the predetermined set of emotive words is linked with data representing at least one emotion. | Ford Global Technologies, LLC | G05D001/00 G05D003/00 G06F007/00 G06F017/00 G06T013/40 B60W050/10 G01C021/36 G06F003/01 G06N003/00 G10L017/26 G06T013/20 A61B005/16 A61B005/18 B60W040/08 A61B005/00
US09498174 | B2 | 2016-11-22 | Whole body RF coil for PET-MR system | 2012-12-27 | A PET-MR apparatus includes an MR imaging system having an RF coil former having inner and outer surfaces, an RF shield formed about the outer surface of the RF coil former, and an RF coil positioned on the inner surface of the RF coil former. The PET-MR apparatus also includes a PET system having a detector array positioned to encircle the bore to acquire PET emissions of the subject of interest and a plurality of RF power cables to provide power to the RF coil. The RF coil of the PET-MR apparatus comprises an RF body coil including a pair of end rings and a plurality of rungs extending between the end rings, wherein the plurality of RF power cables are coupled to one of the pair of end rings, along an outer edge of the one end ring distal from the plurality of rungs. | 1. A PET-MR apparatus comprising: a magnetic resonance (MR) imaging system having a plurality of gradient coils positioned about a patient bore, an RF coil former having inner and outer surfaces, an RF shield formed about the outer surface of the RF coil former, and an RF coil positioned on the inner surface of the RF coil former, with the RF coil coupled to a pulse generator to emit an RF pulse sequence and receive resulting MR signals from a subject of interest;a positron emission tomography (PET) system having a detector array positioned to encircle the bore, with the detector array being controlled to acquire PET emissions of the subject of interest; anda plurality of RF power cables to provide power to the RF coil;wherein the RF coil comprises an RF body coil including: a pair of end rings; anda plurality of rungs extending between the end rings;wherein each of the pair of end rings includes:an inner edge where the plurality of rungs are joined to the end ring; andan outer edge opposite from the inner edge and distal from the plurality of rungs;wherein a plurality of holes are formed through the RF coil former and the RF shield outside of and spaced apart from the outer edge of the pair of end rings providing an opening for routing the plurality of RF power cables to the inner surface of the RF coil former; andwherein the plurality of RF power cables are coupled to one of the pair of end rings along the outer edge of the one of the pair of end rings. 2. The PET-MR apparatus of claim 1, further comprising a plurality of decoupling networks positioned on the end rings of the RF coil. 3. The PET-MR apparatus of claim 2, further comprising a plurality of DC power cables to provide power to the plurality of decoupling networks. 4. The PET-MR apparatus of claim 1, wherein the plurality of RF power cables are electrically connected to the RF shield. 5. The PET-MR apparatus of claim 1, wherein the plurality of RF power cables comprises an even number of RF power cables. 6. The PET-MR apparatus of claim 1, wherein each of the plurality of RF power cables is off in phase from another of the plurality of RF power cables for driving the RF body coil. 7. The PET-MR apparatus of claim 1, wherein the RF power cables are off in phase from one another by 30 degrees, 45 degrees, or 90 degrees. 8. The PET-MR apparatus of claim 1, wherein the RF body coil is driven in quadrature by the plurality of RF power cables. 9. The PET-MR apparatus of claim 1, wherein attachment of the plurality of RF power cables to the outer edge of one of the pair of end rings eliminates a shield current from the RF power cables and reduces PET attenuation or signal loss in the bore from the RF power cables. 10. The PET-MR apparatus of claim 1, further comprising cable shields positioned about the plurality of RF power cables, the cable shields being soldered to the RF shield. 11. A PET-MR apparatus comprising: a magnetic resonance (MR) imaging system including:a plurality o... | General Electric Company | A61B006/00 A61B005/00 A61B006/03 A61B005/055
US09740827 | B2 | 2017-08-22 | Method and system for monitoring intoxication | 2016-07-18 | A method and system for monitoring a user's intoxication including receiving a set of signals, derived from a set of samples collected from the user at a set of time points; providing a sobriety task to the user proximal to a time point of the set of time points; generating a performance dataset characterizing performance of the sobriety task by the user; receiving a supplementary dataset characterizing a demographic profile of the user and/or a physiological state of the user; determining a set of values of an intoxication metric, derived from the set of signals; generating a predicted temporal profile of the intoxication metric for the user based upon the set of values, the set of time points, and the supplementary dataset; generating an analysis of the user's sobriety based upon the performance dataset and the predicted temporal profile; and providing a notification to the user based upon the analysis. | 1. A method for monitoring intoxication of a user, comprising: at a sample receiving module, receiving a signal derived from a breath sample collected from the body of the user at a receipt time point;receiving a supplementary dataset characterizing the user;at a processing subsystem, determining a value of an intoxication metric, derived from the signal upon receiving information derived from the signal by way of a data link coupled to the processing subsystem and the sample receiving module;at the processing subsystem, generating a predicted temporal profile of the intoxication metric for the user based upon the value of the intoxication metric, the receipt time point, and the supplementary dataset; andat a display of the sample receiving module, providing a notification to the user based upon the predicted temporal profile, the notification indicative of an estimated future intoxication state associated with an estimated future time point later than the receipt time point. 2. The method of claim 1, wherein providing the notification to the user comprises providing the user with an indication of when the intoxication metric of the user will return to a zero value. 3. The method of claim 2, wherein providing the user with the indication comprises rendering, at the display of the sample receiving module, an estimated future time point at which the intoxication metric of the user will return to the zero value. 4. The method of claim 1, further comprising receiving a historical dataset indicative of alcohol elimination characteristics of the user, and generating the predicted temporal profile of the intoxication metric for the user, based upon at least the historical dataset. 5. The method of claim 1, wherein receiving the supplementary dataset comprises receiving data characterizing at least one of a demographic profile of the user and a physiological state of the user. 6. The method of claim 5, wherein the supplementary dataset is received at a mobile device of the user, and wherein the mobile device comprises at least a portion of the processing subsystem. 7. The method of claim 6, wherein receiving the supplementary dataset includes receiving supplementary data at an aggregation module of the processing subsystem configured to access and aggregate digital content from digital social network accounts of the user, such that the supplementary dataset comprises at least one of demographic information, location information, and activity information. 8. The method of claim 6, wherein receiving the supplementary dataset further comprises receiving supplementary data from at least one of an object recognition module and a text recognition module configured to extract supplementary data from at least one of image content and text content indicative of consumables intended to be consumed by the user. 9. The method of claim 5, wherein generating the predicted temporal profile comprises incorporating demographic information of the user, thereby adj... | KHN Solutions, Inc. | G08B023/00 G06F019/00 A61B005/08 A61B005/18 A61B005/00 G08B021/02 G01N033/497 G01N033/98 A61B005/097 A61B010/00
US09498149 | B2 | 2016-11-22 | Dynamic background correction in MPI | 2013-10-02 | An apparatus for detecting magnetic particles in a field of view, which apparatus includes selection coils, drive coils, receiving coils configured to acquire detection signals, and a processor configured to control the coils and reconstruct an image of the field of view from the detection signals. The processor is further configured to: identify in the detection signals one or more background time periods at which no magnetic particles were present in the field of view, wherein signal time periods at which magnetic particles were present in the field of view are interspersed with at least one of said one or more background time periods; use the detection signals obtained at the background time periods to correct detection signals obtained at the signal time periods; and reconstruct the image from the corrected detection signals obtained at the signal time periods. | 1. An apparatus for detecting magnetic particles in a field of view, which apparatus comprises: a selection field signal generator device coupled to selection field coils that are configured to generate a magnetic selection field having a pattern in space of its magnetic field strength such that a first sub-zone having a low magnetic field strength where the magnetization of the magnetic particles is not saturated and a second sub-zone having a higher magnetic field strength where the magnetization of the magnetic particles is saturated are formed in the field of view,a drive field signal generator device coupled to drive field coils that are configured to change the position in space of the first and second sub-zones in the field of view by means of a magnetic drive field so that the magnetization of the magnetic material changes locally,at least one signal receiving device coupled to at least one receiving coil configured to acquire detection signals, which detection signals depend on the magnetization in the field of view, which magnetization is influenced by the change in the position in space of the first and second sub-zones, anda processor coupled to said at least one signal receiving device, said processor being configured to reconstruct an image of the field of view from the acquired detection signals, wherein said processor is further configured to identify in the detection signals one or more background time periods at which no magnetic particles were present in the field of view, wherein signal time periods at which magnetic particles were present in the field of view are interspersed with at least one of said one or more background time periods,correct detection signals obtained at said signal time periods using the detection signals obtained at said background time periods, andreconstruct the image from said corrected detection signals obtained at said signal time periods. 2. The apparatus as claimed in claim 1, wherein said processor is further configured to identify in the detection signals said one or more background time periods by analyzing one or more frequency components over time. 3. The apparatus as claimed in claim 2, wherein said processor is further configured to analyze one or more frequency components which are harmonics or mix frequencies of harmonics of drive field frequencies of the magnetic drive field to identify in the detection signals said one or more background time periods. 4. The apparatus as claimed in claim 2, wherein said processor is further configured to identify changes in said one or more frequency components and/or in one or more derived functions that are derived from said one or more frequency components to identify, in the detection signals said one or more background time periods. 5. The apparatus as claimed in claim 4, wherein said processor is further configured to identify if and when changes of the amplitude exist in said one or more frequency components and/or in one or more derived func... | KONINKLIJKE PHILIPS N.V. | A61B005/05 G06T011/00
US09504392 | B2 | 2016-11-29 | Apparatus, system and methods for measuring a blood pressure gradient | 2015-10-05 | An apparatus, control system and methods are disclosed for directly measuring a blood pressure gradient, i.e. by real-time pressure measurements, with particular application for in situ measurement of transvalvular blood pressure gradients for the aortic valve and other heart valves, using minimally-invasive techniques. The apparatus takes the form of a multi-sensor assembly, enclosed within a micro-catheter or a steerable guidewire, and comprises a plurality of optical pressure sensors arranged along a length of the distal end portion, for measuring pressure simultaneously at each sensor location. For example, four MOMS optical pressure sensors, and optionally, a temperature and/or flow sensor, are incorporated into a distal end portion having a diameter of 0.89 mm or less, and preferably 0.46 mm or less. Beneficially, all sensors are optically coupled, via respective optical fibers, to an optical coupler at the proximal end of the multi-sensor apparatus, without requiring electrical connections. | 1. An apparatus for measuring a blood pressure gradient during a minimally invasive intravascular or cardiac intervention comprising: a multi-sensor assembly contained within a tubular covering layer,the tubular covering layer comprising a micro-catheter or a coil of a steerable guidewire, the tubular covering layer extending between a proximal end and a distal end, and the distal end comprising a flexible distal tip;the multi-sensor assembly comprising:a plurality of optical fibers and a plurality of optical sensors,each optical fiber having a proximal end and a distal end,each individual one of the plurality of optical sensors being attached and optically coupled to the distal end of a respective individual one of the plurality of optical fibers;the plurality of optical fibers being assembled as a bundle with distal ends of the plurality of optical fibers arranged to form a sensor arrangement wherein said plurality of optical sensors have sensor locations spaced apart lengthwise from each other;the multi-sensor assembly extending within the tubular covering layer from the proximal end into a distal end portion adjacent the distal end, with the sensor arrangement, comprising said plurality of optical sensors, being located within the distal end portion of the covering layer for measuring pressure at respective sensor locations spaced apart along a length of the distal end portion; andthe proximal end of each one of the plurality of optical fibers being optically coupled to an optical input/output for connection to a control system;an aperture in the covering layer adjacent each optical sensor;said sensor arrangement providing for a measurement of pressure at each sensor location for determination by the control system of a blood pressure gradient; andat least the distal end portion of the tubular covering layer having an outer diameter suitable for introduction intravascularly or percutaneously. 2. The apparatus of claim 1 wherein the tubular covering layer comprises the coil of a steerable guidewire, and further comprising torque steering components comprising a core-wire extending axially through the coil from the proximal end, through said bundle of optical fibers, to the distal end of the coil. 3. The apparatus of claim 1 wherein the tubular covering layer comprises the coil of a steerable guidewire, and further comprising torque steering components of the guidewire comprising a core-wire extending axially through the coil from the proximal end to the distal end, the multisensor assembly comprising said plurality of optical fibers and plurality of optical sensors being assembled around the core-wire and secured thereto,and the multisensor assembly extending through the coil from the proximal end into the distal end portion to position the sensor arrangement in the distal end portion with said aperture adjacent each optical sensor. 4. The apparatus of claim 3, wherein the optical sensors comprise Micro-Opto-Mechanical Systems (MOMS) pressu... | Three Rivers Cardiovascular Systems Inc. | A61B005/00 A61B005/0215 A61B005/01 A61B005/026 G01F001/688 G01P005/10 G01K011/32 G01K013/02 A61B005/0205 A61B008/08 G06F019/00 A61B005/0295 A61B005/024
US09504619 | B2 | 2016-11-29 | Bed device | 2015-10-21 | A bed device includes: an operation section that receives an operation input; a controller that controls a movement of the bed in accordance with the operation input; a detector that detects a position of a patient on the bed; and, a limitation table that stores a limitation area set on the bed in association with a limitation content, wherein when the position of the patient detected by the detector is included in the limitation area, the limitation content is read out from the limitation table so as to control the controller in accordance with the limitation content. With this configuration, it is possible to provide a higher safety bed device which can not only notify the danger based on the bed movement but also limit the movement of the bed in accordance with the status of the patient or the bed device. | 1. A bed device comprising: an operation section that receives an operation input;a controller that controls a movement of the bed in accordance with the operation input; and,a storage that stores a bed status in association with a bed function and a limitation content,wherein when the operation input that relates to the bed function stored in the storage, is entered from the operation section,if a status of the bed is corresponding to the bed status being associated with the bed function in the storage, thenthe controller limits a movement of the bed with respect to the operation input in accordance with the limitation content associated with the bed status and the bed function in the storage. 2. The bed device according to claim 1, wherein the bed status is a status such that an angle of the bed is greater than a predetermined angle. 3. The bed device according to claim 1, wherein the bed status is a status such that a patient is staying in the bed. 4. The bed device according to claim 1, wherein the bed status is a status such that a patient is getting out of the bed. 5. The bed device according to claim 1, wherein the bed status is a status that a patient is staying within a predetermined area on the bed. 6. The bed device according to claim 1, wherein the bed function is a rolling function to change a position of a patient on the bed. 7. The bed device according to claim 1, wherein the limitation content is to perform a control of canceling implementation of the bed function. 8. The bed device according to claim 7, further comprising a notifying portion for notifying an operator of an alert, wherein the limitation content is to notify the operator of the alert by means of the notifying portion. 9. The bed device according to claim 8, wherein the alert is a display notifying that the implementation of the bed function is limited. 10. The bed device according to claim 1, wherein the limitation content is to perform a control of temporarily suspending implementation of the bed function. 11. The bed device according to claim 10, further comprising a notifying portion for notifying an operator of an alert, wherein the limitation content is to notify the operator of the alert by means of the notifying portion. 12. The bed device according to claim 11, wherein the alert is a display notifying that the implementation of the bed function is limited. 13. The bed device according to claim 12, wherein the alert is a display asking the operator for confirmation. 14. The bed device according to claim 13, wherein after the alert is checked by the operator, the temporary suspending of the implementation of the bed function is released. 15. The bed device according to claim 1, wherein the controller is connected wirelessly to the operation section. | PARAMOUNT BED CO., LTD. | A61G007/08 A61G007/015 A61G007/018 A61B005/11 A47C020/04 A47C031/00
US10328235 | B2 | 2019-06-25 | System and method for the treatment of insomnia | 2016-07-28 | A system and method that provides controlled bilateral stimulation to a patient in response to physiological feedback to initiate and/or accelerate the onset of sleep and to maintain the sleep state after the onset of sleep. The system induces bilateral stimulation through stimulation modules that are coupled to opposite lateral sides of the patient's body. The stimulation modules stimulate the patient's body bilaterally through a sequence of stimulations that alternate from one side of the patient's body to the other with a pause between each successive stimulation. The system controls the duration of the stimulations, the intensity of the stimulations and the period of time between successive stimulations in response to feedback from physiological sensors. The sensors are coupled to the patient and provide physiological information which initiates or terminates the bilateral stimulations, and/or modifies the characteristics of the stimulations. | 1. A device for initiating an onset of sleep comprising: a first stimulation module configured to be positioned at a first location on a patient's body;a second stimulation module configured to be positioned at a second location on the patient's body;wherein each of the first and second stimulation modules outputs at least one of a tactile, auditory, visual, neurological, and/or physiological stimulation when activated;one or more physiological sensors configured to be coupled to the patient's body, wherein the one or more physiological sensors are configured to receive physiological signals indicating a state of wakefulness of the patient; anda controller in communication with the one or more physiological sensors and the first and second stimulation modules and configured to communicate a signal to the first and second stimulation modules, the signal comprising a pattern of alternate bilateral stimulation to activate the first stimulation module for a first time interval and the second stimulation module for a second time interval,wherein the controller is configured to initiate the onset of sleep in the patient. 2. The device of claim 1, wherein the alternate bilateral stimulation is separated by a third time interval when neither the first stimulation module nor the second stimulation module is activated. 3. The device of claim 2, wherein the controller controls a duration of the third time interval. 4. The device of claim 3, wherein the duration of the third time interval is between 10 milliseconds and 3000 milliseconds. 5. The device of claim 3, wherein the duration of the third time interval is between 100 milliseconds and 2000 milliseconds. 6. The device of claim 1, wherein the controller controls a stimulation intensity provided by the first stimulation module and a stimulation intensity provided by the second stimulation module in response to the signals indicating the state of wakefulness of the patient. 7. The device of claim 1, wherein the controller controls a duration of the first time interval and a duration of the second time interval in response to the signals indicating the state of wakefulness of the patient. 8. The device of claim 7, wherein the duration of the first time interval is between 10 milliseconds and 3000 milliseconds and the duration of the second time interval is between 10 milliseconds and 3000 milliseconds. 9. The device of claim 7, wherein the duration of each of the first time interval and the second time interval is between 500 milliseconds and 2000 milliseconds. 10. The device of claim 7, wherein the duration of each of the first time interval and the second time interval is between 100 milliseconds and 500 milliseconds. 11. The device of claim 7, wherein the duration of each of the first time interval and the second time interval is between 10 milliseconds and 100 milliseconds. 12. The device of claim 1, wherein the one or more physiological sensors comprises any of an actimetry sensor, a respir... | Insomnisolv, Inc. | A61M021/02 A61N001/04 A61B005/00 A61N001/36 A61M021/00
US10085640 | B2 | 2018-10-02 | Distributed system architecture for continuous glucose monitoring | 2016-05-11 | The present disclosure relates to techniques for receiving glucose data from a continuous glucose sensor and controlling the use and redistribution of that data so it is used in an intended manner. In one aspect, a method includes preparing data including glucose levels using a continuous glucose sensor unit; wirelessly transmitting the data relating to the glucose levels to a display device from the continuous glucose sensor unit; automatically forwarding the data relating to the glucose levels from the display device to a cloud computing architecture; and storing the data relating to the glucose levels in separate groups at the cloud computing architecture. | 1. A method for securely transmitting data, comprising: preparing data including glucose levels using a continuous glucose sensor unit;wirelessly transmitting the data relating to the glucose levels to at least one display device from a transmitter associated with the continuous glucose sensor unit;automatically forwarding the data relating to the glucose levels from the at least one display device to a cloud computing architecture; andstoring the data relating to the glucose levels in separate groups at the cloud computing architecture, wherein the data relating to the glucose levels comprises a first set of data and a second set of data, wherein the first set of data comprises real-time data, the real-time data comprising one or more of glucose values, a current status of the continuous glucose sensor unit, or timestamps associated with measurements used to obtain the glucose values; and the second set of data comprises at least one of information for calibrating the continuous glucose sensor unit and information used for technical support of the continuous glucose sensor unit;encrypting the first set of data by the transmitter;encrypting the second set of data by the transmitter;decrypting and displaying the first set of data by the at least one display device;preventing the at least one display device from decrypting the second set of data;decrypting the second set of data by the cloud computing architecture;storing a first key to decrypt the first set of data by the at least one display device;storing a second key to decrypt the second set of data by the cloud computing architecture;preventing the second key from being accessed by the at least one display device; andselectively determining, by the cloud computing architecture, whether to grant access to the first set of data and the second set of data by one or more requesting systems, wherein the requesting systems comprise a technical support system, at least one third-party application, and a data warehouse, wherein the cloud computing architecture: grants the technical support system access to the first set of data and the second set of data;grants the at least one third-party application access to the first set of data; andgrants the data warehouse access to the first set of data and the second set of data. 2. The method of claim 1, wherein the data relating to the glucose levels comprises measured glucose values and system diagnostic data. 3. The method of claim 1, further comprising: providing, by the at least one display device, additional data with the data relating to the glucose levels,wherein the automatically forwarding the data comprises automatically forwarding the additional data and the data relating to the glucose levels. 4. The method of claim 1, further comprising storing the data relating to the glucose levels in separate groups comprises storing the first set of data on a first server and the second set of data on a second server. 5. The method of claim 1, further c... | DexCom, Inc. | G06F015/173 A61B005/00 G06F019/00 G06F021/62 A61B005/145 A61B005/1495 H04L012/26 H04L029/08 G08B021/02 H04M001/725 G16H010/60 H04W088/02
US09629574 | B2 | 2017-04-25 | Multi-position, multi-parameter user-wearable sensor systems and methods for use therewith | 2015-07-06 | A base station identifies user-wearable devices being worn by a user, wherein each of the user-wearable devices is battery powered, includes a plurality of sensors, performs wirelessly communication, and is worn on a separate portion of the user's body. For each of the user-wearable devices, the base station identifies a portion of the user's body on which the user-wearable device is being worn. The base station also identifies an activity in which the user is engaged, and identifies multiple types of sensor data to be sensed using the sensors of the user-wearable devices, to enable tracking of metric(s) relevant to the activity in which the user is engaged. The base station determines how to distribute sensing responsibilities for the multiple types of sensor data among the sensors of the user-wearable devices being worn by the user, and selectively activates and deactivates individual sensors of each of the user-wearable devices. | 1. A method, comprising: (a) identifying each of a plurality of user-wearable devices that are being worn by a user, wherein each of the user-wearable devices is battery powered, includes a plurality of sensors, is adapted to perform wireless communication, and is being worn on a separate portion of the user's body;(b) for each of the plurality of user-wearable devices, identifying a portion of the user's body on which the user-wearable device is being worn;(c) identifying an activity in which the user is engaged;(d) identifying, in dependence on the activity in which the user is engaged and the portions of the user's body on which the user wearable devices are being worn, multiple types of sensor data that are to be sensed, using the sensors of the user-wearable devices, to enable tracking of one or more metrics relevant to the activity in which the user is engaged;(e) determining, in dependence on the activity in which the user is engaged and the portions of the user's body on which the user wearable devices are being worn, how to distribute sensing responsibilities for the multiple types of sensor data among the sensors of the plurality of user-wearable devices being worn by the user, wherein when a same identified type of sensor data that is to be sensed is obtainable from a same type of sensor of more than one of the user-wearable devices, the determining how to distribute the sensing responsibilities includes determining a schedule that changes over time how the sensing responsibilities are distributed among the sensors of the plurality of user-wearable devices being worn by the user in order to increase how long each of the user-wearable devices can operate between battery charges or replacements, compared to if distribution of the responsibilities among the sensors of the plurality of user-wearable devices being worn by the user remained unchanged after an initial distribution was determined; and(f) selectively activating and deactivating individual sensors of each of the user-wearable devices in dependence on results of step (e). 2. The method of claim 1, wherein step (e) includes distributing the sensing responsibilities for the multiple types of sensor data among the sensors of the plurality of user-wearable devices in order to increase how long each of the user-wearable devices can operate between battery charges or replacements, compared to if each user-wearable device sensed all of the sensor data. 3. The method of claim 1, further comprising: (g) receiving the multiple types of sensor data from the user-wearable devices; and(h) tracking the one or more metrics, relevant to the activity in which the user is engaged, in dependence on sensor data received from the user-wearable devices. 4. The method of claim 3, further comprising: (i) providing user feedback in dependence on the tracked one or more metrics relevant to the activity in which the user is engaged, wherein the user feedback is indicative of the user's performance, indi... | SALUTRON INC. | A61B005/11 A61B005/00 A61B005/024 A61B005/0432 A61B005/053
US10631751 | B2 | 2020-04-28 | Motion analysis apparatus, method for analyzing motion, and motion analysis program | 2014-11-20 | In order to estimate a movement command that a central nervous system is to select to implement a desired movement based on three feature amounts under the concepts of an antagonistic muscle ratio and an antagonistic muscle sum and based on a musculoskeletal model, a movement analysis apparatus includes: a myoelectric potential measurement unit to measure a myoelectric potential of a person who performs a movement; a movement measurement unit to measure a body movement; and a stiffness-ellipse calculation unit, an equilibrium-point calculation unit and a muscle synergy calculation unit to calculate, from measurement information obtained at the measurement units, feature amounts of a stiffness ellipse, an equilibrium point, and a muscle synergy that are base vectors describing the equilibrium point at an operating point based on a musculoskeletal model. | 1. A movement analysis apparatus, comprising: a memory unit to store information on a musculoskeletal model of a body;a measurement unit comprising a first detector with an electrode, which measures myoelectric potential due to a muscle-group activity of a person who performs a specific movement which is according to a movement command from a central nervous system of the person, and a second detector with an imaging element, which periodically measures a movement of a joint due to a body movement of the person, the measurement unit storing each measuring information obtained by the first detector and the second detector in the memory unit;a computer, which reads said each measuring information from the memory unit, and calculates, based on the musculoskeletal model, a plurality of feature amounts, including a stiffness ellipse, an equilibrium point, and a muscle synergy, the muscle synergy being a base vector which describes the equilibrium point at an operating point of the body; anda display unit for displaying a result calculated by the computer;wherein the computer includes a first calculation unit to calculate an antagonistic muscle ratio and an antagonistic muscle sum based on the myoelectric potential measured by the first detector, and a second calculation unit to calculate a Jacobian matrix to map a measurement portion of a body movement to the operating point based on the musculoskeletal model and the movement of the joint measured by the second detector, and calculates the feature amounts based on the antagonistic muscle ratio and the antagonistic muscle sum, and the Jacobian matrix calculated. 2. The movement analysis apparatus according to claim 1, further comprising a camera distinct from the imaging element to capture a movement image of the body movement, wherein the display unit displays the images of at least the equilibrium point and the stiffness ellipse of the feature amounts, and the movement image of the body movement taken by the camera. 3. The movement analysis apparatus according to claim 1, wherein the display unit displays the equilibrium point in association with an image of the body movement. 4. The movement analysis apparatus according to claim 1, wherein the display unit displays the stiffness ellipse in association with an operating point in an image of the body movement. 5. The movement analysis apparatus according to claim 1, further comprising a robot which gives physical assistance to a target of supporting based on the feature amounts. 6. The movement analysis apparatus according to claim 1 configured for rehabilitation of said specific movement of said person further comprising a robot which gives physical assistance to a target of supporting based on the feature amounts. 7. The movement analysis apparatus according to claim 1 configured for targeted learning of said specific movement of said person further comprising a robot which gives physical assistance to a target of supporting based on the featu... | Osaka University | A61B005/0488 A61B005/11 A61B005/22 A61B005/00
US11259842 | B2 | 2022-03-01 | Needle for transcutaneous analyte sensor delivery | 2016-05-20 | The present disclosure relates to a needle including a wall structure, a cutting edge and a blunt contour. The needle advantageously can be used to deliver a sensor (such as a glucose or other analyte sensor) through an outer skin layer and into a sensor depth in a less invasive way than prior art needles. The size of the cutting edge is balanced against a portion of the distal wall structure that has blunt contours. Thus, the needle is capable of cutting the more durable outer skin layer (first phase) and then progressively stretching open the cut for further advancement into the subcutaneous layer (second phase). When the needle is sufficiently advanced, it is retracted leaving the sensor in a desired position. Early testing has shown a reduction of “dip and recover” from glucose sensors delivered using the needle. | 1. A needle for delivering a sensor through an outer skin layer and into a sensor depth, the needle comprising: a wall structure having a central axis, an outer surface, an interior surface, a tip, and at least one cross dimension and defining at least one inner dimension sized to contain the sensor for delivery, wherein the at least one inner dimension is configured to receive a bent portion of the sensor, wherein the interior surface of the wall structure comprises a lubricant coating, wherein the wall structure defines a first beveled edge and a second beveled edge;at least one cutting edge on the wall structure configured to pierce the outer skin layer, wherein the at least one cutting edge is formed only on the second beveled edge and not the first beveled edge, and wherein the at least one cutting edge formed on the second beveled edge is less than 50% of a combined beveled edge of the first beveled edge and the second beveled edge; anda bend of the wall structure forming at least one blunt contour on the wall structure, the bend extending through the central axis and positioning the tip between the central axis and an axis of the interior surface of the wall structure, the blunt contour configured to bluntly dissect tissue as the wall structure advances into the sensor depth;wherein the blunt contour, viewed along the central axis of the wall structure, occupies more than 50% of the cross dimension of the wall structure;wherein a ratio of a blunt surface area of the wall structure to a cutting surface area of the wall structure viewed along the central axis is no greater than 2.74; andwherein the wall structure is configured for removal from the outer skin layer to leave the sensor at the sensor depth. 2. The needle of claim 1, wherein the blunt contour is more than 60% of the cross dimension of the wall structure. 3. The needle of claim 1, wherein the at least one cutting edge, when viewed along the central axis of the wall structure, is spaced closer to the central axis than an adjacent outer edge of the blunt contour. 4. The needle of claim 1, wherein the blunt contour is at least ⅔ of an area centered on the central axis and circumscribing an outer edge of the blunt contour. 5. The needle of claim 4, wherein the area is a circular area and has a diameter matching a diameter of the wall structure. 6. The needle of claim 1, wherein the at least one cutting edge is formed on less than 40% of the combined beveled edge. 7. The needle of claim 1, wherein the blunt contour is sufficiently large in proportion to the cutting edge to reduce wound volume by at least 15%. 8. The needle of claim 1, wherein at least one of the first beveled edge or the second beveled edge is angled at least 7 degrees. 9. The needle of claim 8, wherein at least one of the first beveled edge or the second beveled edge is angled at least 10 degrees. 10. The needle of claim 1, wherein the includes a bend is positioned proximal to the cutting edge. 11. The need... | DexCom, Inc. | A61B005/145 A61B017/34 A61B005/1486 A61M005/32
US20160331349 | A1 | 2016-11-17 | ULTRASONIC DIAGNOSTIC APPARATUS AND CONTROL METHOD | 2016-03-14 | An ultrasonic diagnostic apparatus according to an embodiment comprises an ultrasonic probe, image generation circuitry, and processing circuitry. The ultrasonic probe performs ultrasonic scanning on a two-dimensional region of a subject. The image generation circuitry generates ultrasonic image data corresponding to the two-dimensional region. The processing circuitry calculates a characteristic amount of a structure that is detected from each of a plurality of pieces of ultrasonic image data generated by the ultrasonic scanning at different positions. The processing circuitry outputs information based on a comparison result of the calculated characteristic amounts. | 1. An ultrasonic diagnostic apparatus comprising: an ultrasonic probe configured to perform ultrasonic scanning on a two-dimensional region of a subject;image generation circuitry configured to generate ultrasonic image data corresponding to the two-dimensional region; andprocessing circuitry configured to calculate a characteristic amount of a structure that is detected from each of a plurality of pieces of ultrasonic image data generated. by the ultrasonic scanning at different positions and output information based on a comparison result of the calculated characteristic amounts. 2. The ultrasonic diagnostic apparatus according to claim 1, wherein the processing circuitry outputs increase/decrease information indicating an increase/decrease extent of the characteristic amount as the comparison result. 3. The ultrasonic diagnostic apparatus according to claim 2, wherein the processing circuitry displays an image indicating the increase/decrease information. 4. The ultrasonic diagnostic apparatus according to claim 1, wherein the processing circuitry calculates, as the characteristic amount, a length of along axis of a left ventricle passing through an apex of a heart of the subject. 5. The ultrasonic diagnostic apparatus according to claim 1, wherein the processing circuitry calculates, as the characteristic amount, a length of a long axis of a left ventricle passing through an apex of a heart of the subject and a value based on a curvature of a contour containing the apex of the heart. 6. The ultrasonic diagnostic apparatus according to claim 1, wherein the processing circuitry specifies the ultrasonic image data in a predetermined cardiac phase based on an electrocardiogram signal that is detected from the subject, and calculates the characteristic amount from the specified ultrasonic image data, and the processing circuitry outputs information based on a comparison result of characteristic amounts in the cardiac phase. 7. The ultrasonic diagnostic apparatus according to claim 4, wherein the processing circuitry detects positions of a valve annulus and the apex of the heart from the ultrasonic image data and calculates the length of the long axis based on the detected positions of the valve annulus and the apex. 8. The ultrasonic diagnostic apparatus according claim 1, wherein the processing circuitry displays images corresponding to at least three pieces of ultrasonic image data among the pieces of ultrasonic image data simultaneously. 9. The ultrasonic diagnostic apparatus according to claim 8, wherein when the processing circuitry receives an instruction to select any one of the images displayed simultaneously from an operator, the processing circuitry stores, in a predetermined storage circuitry, ultrasonic image data corresponding to the image selected by the received instruction. 10. The ultrasonic diagnostic apparatus according to claim 8, wherein the processing circuitry highlights an image having a maximum characteristic amou... | Kabushiki Kaisha Toshiba Toshiba Medical Systems Corporation | A61B008/08 A61B005/0402 A61B008/00
US10709387 | B2 | 2020-07-14 | Radio frequency coil methods and apparatus | 2016-05-12 | Aspects relate to providing radio frequency components responsive to magnetic resonance signals. According to some aspects, a radio frequency component comprises at least one coil having a conductor arranged in a plurality of turns oriented about a region of interest to respond to corresponding magnetic resonant signal components. According to some aspects, the radio frequency component comprises a plurality of coils oriented to respond to corresponding magnetic resonant signal components. According to some aspects, an optimization is used to determine a configuration for at least one radio frequency coil. | 1. A radio frequency component configured to be responsive to magnetic resonance signals, the radio frequency component comprising: a first coil, including a first conductor arranged in a plurality of turns, oriented to be responsive to first magnetic resonance signal components; anda second coil, including a second conductor arranged in a plurality of turns, oriented to be responsive to second magnetic resonance signal components, wherein the first coil and the second coil are tuned to resonate at a target frequency, and wherein a number of turns of the first conductor and the second conductor are limited so that a self-resonance of the first conductor and a self-resonance of the second conductor are each respectively at a frequency at least twice the target frequency. 2. The radio frequency component of claim 1, wherein the first conductor has a length of at least 1 meter and/or is configured with at least 5 turns, and whereinthe second conductor has a length of at least 1 meter and/or is configured with at least 5 turns. 3. The radio frequency component of claim 2, wherein the first magnetic resonance signal components are oriented along a first principal axis, and wherein the second magnetic resonance signal components are oriented along a second principal axis oriented differently than the first principal axis. 4. The radio frequency component of claim 3, wherein the first principal axis is substantially orthogonal to the second principal axis so that the first coil and the second coil are responsive to substantially orthogonal magnetic resonance signal components. 5. The radio frequency component of claim 4, wherein the first coil and the second coil are configured to detect magnetic resonance signals emitted from within a field of view of a B0 field oriented along a third axis. 6. The radio frequency component of claim 5, wherein the first axis and the second axis are substantially orthogonal to the third axis. 7. The radio frequency component of claim 5, wherein the first axis and the second axis are oriented at approximately 45° relative to the third axis. 8. The radio frequency component of claim 2, wherein the radio frequency component comprises a support structure for the first coil and the second coil, the support structure comprising: a first substrate layer to which the first coil is applied; anda second substrate layer to which the second coil is applied. 9. The radio frequency component of claim 8, wherein the support structure defines a three dimensional surface and wherein the second substrate layer is offset from the first substrate layer substantially along surface normal directions to the three dimensional surface. 10. The radio frequency component of claim 8, wherein the support structure defines a three dimensional surface about a region of interest, and wherein the second substrate layer is offset from the first substrate layer relative to the region of interest. 11. The radio frequency component of claim 8, whe... | Hyperfine Research, Inc. | A61B005/00 A61B005/055 G01R033/34 G01R033/36 G01R033/381 G01R033/385
US10548527 | B2 | 2020-02-04 | Method and apparatus for measuring flow through a lumen | 2016-07-26 | A prosthesis for monitoring a characteristic of flow includes a first tubular prosthesis having a lumen and a sensor for detecting the characteristic of flow through the lumen. The sensor may be covered with another tubular prosthesis or by a layer of material in order to insulate the sensor from the fluid flow. A pocket may be formed between the tubular prosthesis and the adjacent layer of material or prosthesis and the sensor may be disposed in the pocket. | 1. A system for monitoring flow through a prosthesis, said system comprising: a prosthesis having a lumen extending therethrough, the lumen configured for fluid flow therethrough, the prosthesis having a longitudinal axis parallel to the lumen; anda sensor operatively coupled with the prosthesis, the sensor sensing one of stress exerted on the prosthesis or strain exerted on the prosthesis, and outputting data related to the sensed stress or strain, the sensor comprising first and second sensors;wherein the prosthesis includes a first tubular structure coaxial with a second tubular structure, wherein the first sensor is provided on the first tubular structure and a second sensor is provided on the second tubular structure. 2. The system of claim 1, further comprising a wireless transmitter for transmitting the data from the sensor to a remote position. 3. The system of claim 1, further comprising a display device operatively coupled with the sensor, the display device configured to display the output data. 4. The system of claim 1, further comprising a processor configured to process the output data. 5. The system of claim 1, further comprising a power source for providing power to the system. 6. The system of claim 5, wherein the power source comprises a battery. 7. The system of claim 5, wherein the power is supplied to the sensor using radiofrequency induction. 8. The system of claim 1, further comprising an integrated circuit chip operatively, coupled with the sensor. 9. The system of claim 8, wherein the integrated circuit chip does not contain a processor. 10. The system herein the integrated circuit chip comprises a data transmitter. 11. The system of claim 10, wherein the data transmitter transmits data sensed by the sensor using at least one of radiofrequency, Bluetooth, internet, or near field communication. 12. The system of claim 1, further comprising a receiver for receiving the data. 13. The system of claim 12, wherein the receiver is an intracorporeal or an extracorporeal device. 14. The system of claim 12, wherein the receiver processes the data prior to transmission of the data to a display device configured to display the data to a physician or other caregiver. 15. The system of claim 1, wherein the first sensor is helically disposed around the first tubular structure and the second sensor is helically disposed around the second tubular structure, said first sensor not intersecting with the second sensor. 16. A system for monitoring flow through a prosthesis, said system comprising: a prosthesis having a lumen extending therethrough, the lumen configured for fluid flow therethrough, the prosthesis having a longitudinal axis parallel to the lumen; anda sensor operatively coupled with the prosthesis, the sensor directly measuring one of stress exerted on the prosthesis or strain exerted on the prosthesis, and outputting data related to the measured stress or strain, wherein the sensor comprises a first sensor orient... | Graftworx, Inc. | A61B005/00 A61F002/07 A61F002/852 A61B005/0215 A61B005/026 A61B005/0205 A61F002/06 A61B005/20 A61F002/48 A61B005/03
US10238317 | B2 | 2019-03-26 | MUAC z-score tape and methods of use thereof | 2016-05-09 | The present disclosure is directed towards a device, method of using a device, and a method of making a device for predicting the nutritional status in an individual of any age or weight. The device includes one or more strips for measuring the circumference of a body part of an individual. The method includes taking the girth measurement and reading a standard score from the device to estimate the nutritional status of the individual. | 1. An apparatus for estimating the nutritional status of an individual, said apparatus comprising: a measurement device configured to measure a circumference of a body part of an individual;a first scale that provides a first measurement value when the measurement device is used to measure the circumference of the body part of the individual;a plurality of designated ages or age ranges; anda plurality of second scales, wherein each of said plurality of second scales is associated with a designated age or age range and provides a plurality of age-specific second standard score values indicating nutritional status ranges at, above, or below a nutritional norm for the designated age or age range,wherein said first measurement value corresponds to a second standard score value that estimates the nutritional status of the individual for said designated age or age range when the measurement device is used to measure the circumference of the body part of the individual,wherein the measurement device includes a flexible elongate strip, and wherein said designated ages or age ranges, and said first and second scales are each scales of indicia located on said flexible elongate strip, and wherein said first scale of indicia provides said first measurement value when said flexible elongate strip is used to measure the circumference of a body part of an individual, andwherein said first measurement is a linear measurement scale, and wherein said second scale of indicia comprises a plurality of rows of elongated bands in alignment with said linear measurement scale, each of said rows corresponding to a designated age or age range indicated on said elongate strip. 2. The apparatus of claim 1, wherein each of said plurality of second scales is derived from circumference measurements of the body part of female individuals. 3. The apparatus of claim 1, wherein each of said plurality of second scales is derived from circumference measurements of the body part of male individuals. 4. The apparatus of claim 1, wherein said first scale includes 1 mm gradations. 5. The apparatus of claim 1, wherein said second scale includes quarter standard, 1/10th, or 1/100th standard score value gradations. 6. The apparatus of claim 1, wherein said indicia on each of said first scale of indicia and said plurality of second scales of indicia are in a form selected from the group consisting of numbers, letters, symbols, colors, and combinations thereof. 7. The apparatus of claim 1, wherein the body part is selected from the group consisting of the middle upper arm, middle thigh, chest, and abdomen. 8. The apparatus of claim 1, wherein the second scale includes z scores obtained from lambda, mu, and sigma values. 9. The apparatus of claim 1, wherein said second standard score values comprise numerical indicia of said nutritional status ranges. 10. The apparatus of claim 9, said second standard score values further comprising color indicia of said nutritional status ranges. 11... | The Children's Mercy Hospital | A41H001/02 A61B005/00 G01B003/10 G01B005/02 A61B005/107
US20160331290 | A1 | 2016-11-17 | BIOSENSOR ELECTRODE STRUCTURE AND BIOSENSOR INCLUDING THE SAME | 2016-05-11 | Disclosed are a biosensor electrode structure and a biosensor including the biosensor electrode. The biosensor electrode structure includes a working electrode that penetrates a subject and includes an enzyme that changes a first electrical response corresponding to a first electrical stimulation applied to the subject to a second electrical response in the subject, and first and second impedance electrodes that contact the subject and receive the first electrical response and the second electrical response from the subject, and that are spaced apart from each other. | 1. A biosensor electrode structure comprising: a working electrode that penetrates a subject, the working electrode including an enzyme that changes a first electrical response corresponding to a first electrical stimulation applied to the subject to a second electrical response in the subject, different than the first electrical response; andfirst and second impedance electrodes that are spaced apart from each other, contact the subject, and receive the first electrical response and the second electrical response from the subject. 2. The biosensor electrode structure of claim 1, wherein the working electrode includes at least one enzyme electrode having a sharp, needle-shaped end that penetrates the subject, and at least a partial surface portion in which the enzyme is provided. 3. The biosensor electrode structure of claim 2, further comprising a protection layer that covers a surface of the enzyme electrode and includes a biodegradable material. 4. The biosensor electrode structure of claim 2, wherein the working electrode is spaced apart from and is disposed between the first and second impedance electrodes. 5. The biosensor electrode structure of claim 2, wherein the working electrode further includes a support electrode having a plate shape and contacting an end of the enzyme electrode opposite the needle-shaped end. 6. The biosensor electrode structure of claim 2, wherein the end of the enzyme electrode opposite the needle-shaped end contacts at least one of the first and second impedance electrodes. 7. The biosensor electrode structure of claim 1, further comprising a needle electrode having a sharp, needle-shaped end that penetrates the subject, and an end opposite the needle-shaped end that contacts at least one of the first and second impedance electrodes. 8. The biosensor electrode structure of claim 1, wherein the first electrical stimulation is provided to the subject through the first and second impedance electrodes. 9. The biosensor electrode structure of claim 1, wherein a second electrical stimulation for activating the enzyme is provided through the working electrode. 10. The biosensor electrode structure of claim 1, further comprising a third impedance electrode that contacts the subject and is spaced apart from the second impedance electrode. 11. The biosensor electrode structure of claim 10, wherein a distance between the first impedance electrode and the second impedance electrode is different from a distance between the second impedance electrode and the third impedance electrode. 12. A biosensor comprising: a working electrode that penetrates a subject and includes an enzyme that causes a target material to react;an impedance electrode part including a plurality of impedance electrodes that contact the subject and are spaced apart from each other;a first stimulator that provides a first electrical stimulation to the subject through the impedance electrode part;a second stimulator that provides a second electric... | Samsung Electronics Co., Ltd. | A61B005/1486 A61B005/00 A61B005/145 A61B005/053
US09489600 | B2 | 2016-11-08 | System and method for determining the activity of a mobile element | 2010-04-26 | A system for determining activity of a mobile element, includes at least one motion sensor having a measurement axis, and which is securely connected to the mobile element. A filter for selects, for each measurement axis of the motion sensor, high frequencies above a first threshold, and processing equipment for determines a unidimensional high-frequency component (y(n)) equal to the square of the Euclidean norm of the high frequencies along the measurement axes of the motion sensor. A calculator calculates, for each state, probability density functions (Py,i) of the high-frequency component, the probability density function corresponding to each state according to a Chi-square law with a degree of freedom equal to the number of measurement axes of the motion sensor. An analyzer defines states of the mobile element, utilizing the probability density function of the high-frequency component for each state, together with the probabilities of transitions between two successive states. | 1. A method for determining activity of a user having a mobile element coupled thereto, the mobile element comprising at least one motion sensor comprising an accelerometer having at least two measurement axes, the method comprising: using the mobile element to measure movement of the user along the at least two axes to generate a corresponding signal S(n) by the motion sensor at discrete times from zero to N when the mobile element is in a state E(n) characterizing a posture of the user;filtering the signal S(n) to obtain a first component y(n) of high-frequency portions of the signal S(n), said high frequency portions being above a first frequency threshold on each axis of the motion sensor, and a second component x(n) of low frequency portions of the signal S(n), said low frequency portions being below a second frequency threshold lower than the first frequency threshold on at least one axis of the motion sensor;calculating by a processor a combination θ(n) of a norm of the first component and a contribution of the second component;determining by the processor a list of the most likely states E(ki) characterizing the postures of the user during a period between time zero and N from a calculation of: a probability function of obtaining θ(n) from the signal S(n) when the mobile element is in the E(n) state;a probability function of a transition from the E(n−1) state to the E(n) state; andprobability functions of each state of the mobile element at time zero; andoutputting a most likely activity of the user as a sequence of most likely postures. 2. The method of claim 1, wherein the first component y(n) is a unidimensional component equal to a square of a norm of said high frequencies portions of the signal S(n) which are taken into account from k measurement axes of the motion sensor, and the probability function of said first component is a probability density function which is defined by a Chi-square law with a degree of freedom equal to k. 3. The method of claim 2, wherein the probability density function (Py) is defined, when the mobile element is in the state i, by the following expression:Py⁢,i⁢(y⁡(n))=12k⁢σy,ik⁢Γ⁡(k2)⁢y⁡(n)k2-1⁢ⅇ-y⁡(n)2⁢σy,i2in which: σy,i is a quantity proportional to a time average of the first component y(n) in the state i; andΓ is the gamma function satisfyingΓ⁡(12)=π,Γ⁡(1)=1⁢⁢and⁢⁢Γ⁡(z+1)=z⁢⁢Γ⁡(z) for real z. 4. The method of claim 1, wherein the low-frequency portions are selected for each measurement axis of the motion sensor and the second component x(n) is of a dimension equal to the number of measurement axes of the motion sensor. 5. The method of claim 1, wherein the low frequency portions are selected for each measurement axis of the motion sensor and the second component x(n) is unidimensional. 6. The method of claim 1, wherein a probability density function (P(x(n),y(n))) for obtaining a pair of values ((x(n), y(n)) is calculated for the second component x(n) and the first component y(n), P(x(n),y(n)) b... | Commissariat A L'energie Atomique et Aux Energies Alternatives Movea | G01P015/18 G06F015/00 G06K009/62 A61B005/11
US10716494 | B2 | 2020-07-21 | Method of providing information according to gait posture and electronic device for same | 2016-05-04 | A method of providing information according to a gait posture and an electronic device for the same are provided. The method includes collecting sensor values detected using a plurality of sensors located at the surrounding of a user's feet, determining a user's gait posture by using the detected sensor values, and outputting at least one of information on the user's gait posture, information on muscle fatigue of the user according to the gait, information on joint fatigue of the user according to the gait, and information on a recommended exercise for the user based on the determined user's gait posture. | 1. A method of providing information according to a gait posture using an electronic device, the method comprising: collecting sensor values detected using a plurality of sensors located around a user's feet;determining a user's gait posture by using the detected sensor values; andoutputting information on the user's gait posture, information on a recommended exercise for the user, information on joint fatigue of the user according to the gait based on the determined user's gait posture, and information on muscle fatigue of the user according to the gait,wherein the outputting of the information on the recommended exercise comprises outputting at least one of information on a recommended exercise for a correction of the user's gait posture, information on a recommended exercise for a recovery of the muscle fatigue of the user according to the gait, and information on a recommended exercise for a recovery of the joint fatigue of the user according to the gait based on the determined user's gait posture,wherein the outputting of the information on the muscle fatigue of the user according to the gait comprises: determining a user's gait period based on the determination of the user's gait posture,calculating a pressure change of the user's feet at a moment of landing according to the determined user's gait period,determining the joint fatigue of the user according to the gait based on the calculated pressure change at the moment of landing, andoutputting information on the joint fatigue of the user according to the gait based on a result of the determination, andwherein the outputting of the information on the joint fatigue of the user comprises calculating a force applied to each joint by applying the calculated pressure change of the user's feet to predetermined dynamic human body modeling and determining the joint fatigue according to the calculated force applied to each joint. 2. The method of claim 1, wherein the plurality of sensors comprise a plurality of pressure sensors located at an insole of the user and an inertia sensor located around the user's feet, andwherein the inertia sensor comprise at least one of an acceleration sensor, a gyro sensor, and a geomagnetic sensor. 3. The method of claim 1, wherein the determining of the user's gait posture comprises determining the user's gait posture according to a detection order of the sensor values detected by the plurality of sensors. 4. The method of claim 1, wherein the determining of the user's gait posture comprises determining the user's gait posture according to a size of the sensor values detected by the plurality of sensors. 5. The method of claim 1, wherein the determining of the user's gait posture comprises: determining whether the user's gait posture corresponds to a state of at least one of walking, running, and being stopped by using the detected sensor values; anddetermining the user's gait posture according to the state. 6. The method of claim 1, wherein the determining of... | Samsung Electronics Co., Ltd. | A61B005/11 A61B005/103 A61B005/00 A43B003/00 G01C022/00 G01C021/16
US10194837 | B2 | 2019-02-05 | Devices for measuring human gait and related methods of use | 2016-05-11 | A portable, wearable multi-component measurement and analysis device can be utilized for collecting and analyzing bio-mechanical and human gait analysis data while performing any physical activity. This device may be constructed with one or more sensors that are placed on the various localities of human body to collect bio-mechanical data. This data may be transmitted over a network to a server, where it is analyzed, and feedback may be provided in real time on the bio-mechanical and gait parameters experienced by the user's body while performing any particular activity. The device further may allow specialists and experts located anywhere in the world to analyze this real time data and give feedback. | 1. A system for collecting data related to user movements, comprising: a plurality of wearable garments, wherein at least one garment comprises at least two sensors configured to collect data related to movement of a corresponding portion of the user in two or more dimensions, wherein a first sensor of the at least two sensors is configured for positioning on a first side of a joint of the user, and wherein a second sensor of the at least two sensors is configured for positioning on a second side of the joint opposite to the first side;one or more data storage devices storing instructions for processing the data; andone or more processors configured to execute the instructions to perform a method, including: for each sensor of the at least two sensors, receiving the data and analyzing the data to: calculate a global orientation of the corresponding portion of the user in two or more dimensions, and converting the global orientation of the corresponding portion of the user in two or more dimensions to a local orientation of the corresponding portion of the user in two or more dimensions within a user-specific coordinate system;calculate a horizontal impulse and a vertical impulse generated in the two or more dimensions within the user-specific coordinate system for the first and second sensors;based on the global orientation, the local orientation, the horizontal impulse, and the vertical impulse, generating feedback associated with the movement, wherein the feedback includes a joint force and a joint torque indicative of gait, body, or biomechanical issues;sending the feedback to a mobile device; andproviding the feedback to the user via a display on the mobile device, wherein the feedback includes graphical or visual representations of received and analyzed performance and movement data for each individual sensor or a plurality of sensors such that the feedback includes representations of the user's body in two or more dimensions with indicators to highlight a particular portion of the representation of the body representing a problematic gait, one or more body abnormalities, or other biomechanical issue for that portion, and wherein the feedback further includes one or more graphs displayed for a particular joint or portion of the body, with the one or more graphs displayed next to the particular joint or portion of the body. 2. The system of claim 1, wherein the user-specific coordinate system is determined based, at least in part, on a height of the user and a waist size of the user. 3. The system of claim 1, wherein the at least one garment includes a sleeve configured to be positioned on at least one of an arm or a leg of the user. 4. The system of claim 1, wherein the at least one garment includes a sock configured to be positioned on a foot of the user, and wherein the at least two sensors configured to collect data are configured to be positioned adjacent a dorsal surface of the foot. 5. The system of claim 1, wherein the at least on... | Vayu Technology Corp. | A61B005/11 A61B005/103 A61B005/00 G06F019/00 G16H040/67
US09510118 | B2 | 2016-11-29 | Mapping system with mobile communication terminals for measuring environmental sound | 2015-04-28 | Environmental sound is captured and mapped. Application of a large number of mobile communication terminals embodied as a data supplier leads to extensive, automatic and continual mapping of environmental sound. For sites that are visited relatively frequently and by a plurality of subscribers, a relatively large quantity of remotely transmitted data records for the environmental sound is obtained informally, which permits a more precise depiction of the environmental noise. Commercially available mobile communication terminals may be augmented using simple measures in order to communicate with a central or local mapping system or mapping service directly or indirectly. | 1. A mobile communication terminal for measuring environmental sound, the mobile communication terminal comprising: an interface to an electroacoustic sound transducer for recording the environmental sound;a position finding unit configured to determine a position of the mobile communication terminal and to output a corresponding position datum;a control unit configured to: receive at least one recording of the environmental sound;compute a sound level value for the at least one recording;create a data record for the at least one recording, wherein the data record comprises at least one sound level value and a position datum at a time of the recording of the environmental sound;evaluate data from a position sensor of the mobile communication terminal; andmark the data record when a present location of the mobile communication terminal does not correspond to a location identified for transmission of the data record; anda transmission unit configured to remotely transmit the data record. 2. The mobile communication terminal of claim 1, wherein the data record further comprises the time or a time period of the recording of the environmental sound. 3. The mobile communication terminal of claim 1, wherein the data record further comprises frequency characteristics of the environmental sound. 4. The mobile communication terminal of claim 3, wherein the control unit is further configured to: evaluate the frequency characteristics of the environmental sound; andmark the data record when the frequency characteristics of the environmental sound do not correspond to a type of the environmental sound for the transmission of the data record. 5. The mobile communication terminal of claim 1, wherein the control unit is further configured to: evaluate the sound level value of the environmental sound; andmark the data record when the evaluated sound level value of the environmental sound does not correspond to a type of the environmental sound for the transmission of the data record. 6. The mobile communication terminal of claim 1, wherein the interface to the electroacoustic sound transducer is set up for a communication link to a communication-terminal-external device, the communication-terminal-external device comprising the electroacoustic sound transducer. 7. The mobile communication terminal of claim 2, wherein the data record further comprises frequency characteristics of the environmental sound. 8. The mobile communication terminal of claim 7, wherein the control unit is further configured to: evaluate the frequency characteristics of the environmental sound; andmark the data record when the frequency characteristics of the environmental sound do not correspond to a type of the environmental sound for the transmission of the data record. 9. A mobile communication terminal for measuring environmental sound, the mobile communication terminal comprising: an interface to an electroacoustic sound transducer for recording the environmental sound;a posit... | Siemens Aktiengesellschaft | H03G003/20 H04R029/00 G01H003/00 H04R001/10 A61B005/00 A61B005/11
US09486144 | B2 | 2016-11-08 | Photoacoustic image generation apparatus and acoustic wave unit | 2014-01-29 | Using a laser source unit, pulse laser beams having a plurality of wavelengths is switched and emitted. A Q switch is inserted into an optical resonator including a pair of mirrors which face each other with a laser rod interposed therebetween. A wavelength selection unit includes a plurality of band pass filters having different transmission wavelengths, and selectively inserts the plurality of band pass filters into a light path of the optical resonator. A trigger control circuit controls driving unit that drives the wavelength selection unit so that the band pass filters inserted into the light path of the optical resonator are switched at a predetermined switching speed. In addition, the trigger control circuit causes the laser rod to be irradiated with excitation light from a flash lamp, and then turns on the Q switch at a timing when the wavelength selection unit inserts the band pass filter. | 1. A photoacoustic image generation apparatus comprising: a laser source unit capable of emitting a plurality of pulse laser beams having different wavelengths respectively, the laser source unit including a laser rod, an excitation light source that irradiates the laser rod with excitation light, an optical resonator having a pair of mirrors facing each other with the laser rod interposed therebetween, a Q switch which is inserted into the optical resonator, a wavelength selection unit that includes a plurality of band pass filters having different transmission wavelengths and selectively inserts the plurality of band pass filters into a light path of the optical resonator, and a servo motor that drives the wavelength selection unit so that the band pass filters inserted into the light path of the optical resonator are sequentially switched in a predetermined order; andan acoustic wave unit that generates a photoacoustic image, the acoustic wave unit including a detection unit that detects a photoacoustic signal generated within an object when the object is irradiated with the pulse laser beams having the plurality of wavelengths, and generates pieces of photoacoustic data corresponding to the respective wavelengths, an intensity ratio extraction unit that extracts a magnitude relation between relative signal intensities of the pieces of photoacoustic data corresponding to the respective wavelengths, a photoacoustic image construction unit that generates a photoacoustic image on the basis of the extracted magnitude relation, and a trigger control circuit that causes the laser rod to be irradiated with excitation light from the excitation light source while controlling the servo motor, and after the irradiation with the excitation light, turns on the Q switch at a timing when the wavelength selection unit inserts the band pass filter, having a transmission wavelength corresponding to a wavelength of the pulse laser beam to be emitted, into the light path to emit the pulse laser beam, whereinthe wavelength selection unit is constituted by a filter rotating body that switches the band pass filter selectively inserted into the light path of the optical resonator in association with rotation, and the servo motor rotationally drives the filter rotating body,the trigger control circuit sends a signal for controlling the servo motor so that the filter rotating body is continuously rotated in a predetermined direction at a predetermined rotation speed,the predetermined rotation speed is determined by the trigger control circuit on the basis of the number of wavelengths of the pulse laser beam to be emitted and the number of times of emission of the pulse laser beam per unit time,the trigger control circuit determines a timing at which irradiation with the excitation light is performed and a timing at which the Q switch is turned on based on filter rotational angle, wherein the filter rotational angle indicates a rotational angle of the filter rotating bo... | FUJIFILM Corporation | A61B005/05 A61B005/00 A61B008/13 H01S003/106 A61B008/08 A61B005/145 A61B008/00 H01S003/08 H01S003/092 H01S003/11
US09931047 | B2 | 2018-04-03 | Neuromodulation catheters with nerve monitoring features for transmitting digital neural signals and associated systems and methods | 2016-04-11 | Neuromodulation catheters with nerve monitoring features for transmitting digital neural signals and associated systems and methods are disclosed herein. A neuromodulation catheter configured in accordance with some embodiments of the present technology can include, for example, a handle and an elongated shaft attached to the handle. The shaft can have a proximal portion and a distal portion configured to be moved within a lumen of a blood vessel of a human patient. The neuromodulation catheter can further include an array of contacts at the distal portion of the shaft and a digitizer at the handle or the shaft. The contacts can be configured to detect analog neural signals from within the blood vessel. The digitizer can be configured to receive the analog neural signals from the contacts, digitize the analog neural signals into digital neural signals, and transmit the digital neural signals to a read/write module external to the patient. | 1. A method of detecting neural activity from within a blood vessel of a human, the method comprising: delivering a distal portion of a neuromodulation catheter to a target site within the blood vessel of the human, wherein the distal portion comprises a plurality of contacts;recording a plurality of analog neural signals taken during a plurality of different time intervals using the plurality of contacts; delivering neuromodulation energy via the plurality of contacts to the target site within the blood vessel of the human; digitizing therecorded analog neural signals via digitizer operably coupled to the contacts, wherein the digitizer is integrated with a proximal portion of the neuromodulation catheter, and wherein digitizing recorded analog neural signals comprises digitizing each of the recorded neural signals; andtransmitting the digital neural signals to a read/write module external to the human, wherein transmitting the digital neural signals to the read/write module comprises transmitting each of the digital neural signals to the read/write module after each time interval; andaveraging the digital neural signals at the read/write module to determine nerve activity proximate to the contacts. 2. The method of claim 1 wherein digitizing the recorded analog neural signals is performed while the neuromodulation catheter is within the human. 3. The method of claim 1, further comprising filtering the recorded analog neural signals with the digitizer to differentiate electroneurogram (ENG) signals from electromyogram (EMG) signals. 4. The method of claim 1, further comprising filtering the recorded analog neural signals with the digitizer using quasi-tripole (QT), true-tripole (TT), and/or adaptive-tripole (AT) signal processing techniques to detect electroneurogram (ENG) signals, wherein the analog neural signals are filtered before digitizing. 5. The method of claim 1, wherein the recording, digitizing, and transmitting steps are performed before and after delivery of the neuromodulation energy; andfurther comprising comparing electroneurogram (ENG) signals recorded before and after delivery of the neuromodulation energy. 6. The method of claim 5, further comprising delivering neuromodulation energy at the target site for a second time when there is not a decrease in the ENG signal detected after energy delivery. 7. The method of claim 5 wherein the target site is a first target site, and wherein the method further comprises: repositioning the energy delivery element to a second target site within the blood vessel; anddelivering neuromodulation energy to the second target site via the energy delivery element, wherein the recording, digitizing, and transmitting steps are performed before and after delivery of the neuromodulation energy. 8. The method of claim 1, further comprising comparing electroneurogram (ENG) signals taken at the plurality of different time intervals. 9. The method of claim 1 wherein transmitting the digital neural... | Medtronic Ardian Luxembourg S.a.r.l. | A61B018/14 A61B005/04 A61B017/32 A61B018/02 A61N007/02 A61B005/00 A61B017/00 A61B018/00
US09492108 | B2 | 2016-11-15 | Analyte sensors having a membrane with low temperature sensitivity | 2016-03-10 | Embodiments of the present disclosure relate to analyte determining methods and devices (e.g., electrochemical analyte monitoring systems) that have a membrane with low temperature sensitivity. The sensing layer is disposed on a working electrode of in vivo and/or in vitro analyte sensors, e.g., continuous and/or automatic in vivo monitoring using analyte sensors and/or test strips. Also provided are systems and methods of using the, for example electrochemical, analyte sensors in analyte monitoring. | 1. An analyte sensor comprising: a counter electrode;a working electrode comprising a sensing layer thereon, the sensing layer comprising an analyte responsive enzyme; anda diffusion limiting polymeric membrane disposed on the sensing layer, wherein the polymeric membrane comprises a poly(4-vinylpyridine)-co-polystyrene polymer, an ethylene oxide substituent and a propylene oxide substituent,wherein diffusion of an analyte through the diffusion limiting membrane to the sensing layer does not change more than 5% per ° C. over a range of physiological temperatures. 2. The analyte sensor of claim 1, wherein at least a portion of the analyte sensor is adapted to be subcutaneously positioned in a subject. 3. The analyte sensor of claim 1, wherein the sensing layer comprises a glucose-responsive enzyme. 4. The analyte sensor of claim 3, wherein the glucose-responsive enzyme comprises glucose oxidase. 5. The analyte sensor of claim 1, wherein the sensing layer further comprises a redox mediator. 6. The analyte sensor of claim 5, wherein the redox mediator comprises a ruthenium-containing complex or an osmium-containing complex. 7. The analyte sensor of claim 5, wherein the redox mediator is bound to a polymer. 8. The analyte sensor of claim 1, wherein the analyte responsive enzyme is bound to a polymer. 9. The analyte sensor of claim 1, wherein the analyte sensor is an in vivo glucose sensor. 10. The analyte sensor of claim 1, wherein the polymer comprises a compound of the formula:wherein x and y are each positive integers and the ratio of x to y is 1:1. 11. A method for monitoring a level of an analyte using an analyte monitoring system, the method comprising: inserting at least a portion of an analyte sensor according to claim 1 into skin of a patient;attaching an analyte sensor control unit to the skin of the patient and coupling a plurality of conductive contacts of the analyte sensor control unit to a plurality of contacts of the analyte sensor;collecting data, using the analyte sensor control unit, regarding a level of an analyte from a signal generated by the analyte sensor; andtransmitting the collected data from the analyte sensor control unit to a receiver unit. 12. The method of claim 11, wherein the analyte is glucose. 13. The method of claim 11, wherein the collecting data comprises generating signals from the analyte sensor and processing the signals into data. 14. The method of claim 11, wherein the data comprise the signals from the analyte sensor. 15. The method of claim 11, further comprising activating an alarm if the data indicate an alarm condition. 16. The method of claim 11 further comprising administering a drug in response to the data. 17. The method of claim 16, wherein the drug is insulin. 18. The method of claim 11, further comprising obtaining a calibration value from a calibration device to calibrate the data. 19. The method of claim 18, wherein the calibration device is coupled to a display unit. 20. Th... | Abbott Diabetes Care Inc. | A61B005/05 A61B005/145 A61B005/1486 A61B005/1468 A61L031/04 A61L031/06 A61M005/172
US10165956 | B2 | 2019-01-01 | Compartment syndrome monitoring systems and methods | 2016-04-15 | Embodiments of a compartment monitor that can be implanted and left in situ to continuously (or semi-continuously) measure compartment pressures are presented. An exemplary monitor includes a pressure sensor adapted to be implanted in a compartment, a transmitter external to the compartment and coupled to the pressure sensor, and a receiver in communication with the transmitter to receive and process pressure data received from the transmitter. The monitor may also be configured to transmit measured pressure data to a networkable device. The networkable device can then communicate the patient's status and condition to a healthcare provider through a local area network (LAN) or wide area network (WAN). This communication allows the healthcare provider to remotely monitor a patient. The networkable device, or associated computing system, can record and display trends in the pressure data over time, and log the data to the patient's electronic health records. | 1. A method for monitoring pressure within a muscle fascia compartment of a patient, comprising: inserting a fluid-filled bulb through the patient's skin into an interior of the muscle fascia compartment of the patient,wherein the fluid-filled bulb is fluidly coupled by a fluid-filled tube extending through the patient's skin to a pressure sensor, and wherein the pressure sensor is coupled to a skin patch removably attached to the patient's skin by an adhesive;measuring pressure data within the muscle fascia compartment by the pressure sensor; andreceiving and storing the measured muscle fascia compartment pressure data from the pressure sensor by a radio-frequency identification (RFD device coupled to the pressure sensor and the skin patch. 2. The method of claim 1, wherein inserting the fluid-filled bulb into the muscle fascia compartment comprises inserting the fluid-filled bulb into a leg of the patient. 3. The method of claim 2, wherein inserting the fluid-filled bulb into the leg of the patient comprises inserting the fluid-filled bulb into one of the anterior, lateral, deep posterior, and superficial posterior lower leg compartment of the patient. 4. The method of claim 1, wherein inserting the fluid-filled bulb into the muscle fascia compartment comprises inserting the fluid-filled bulb through a needle penetrating through the patient's skin and into the muscle fascia compartment. 5. The method of claim 1, further comprising interrogating the RFID device with a wireless RFID reader and communicating the measured muscle fascia compartment pressure data to the wireless RFID reader. 6. The method of claim 1, wherein measuring the pressure data within the muscle fascia compartment comprises continuously measuring the pressure data within the muscle fascia compartment. 7. The method of claim 1, wherein measuring the pressure data within the muscle fascia compartment comprises measuring the pressure data within the muscle fascia compartment for more than twenty-four hours. 8. The method of claim 1, further comprising transferring the measured muscle fascia compartment pressure data to a computing system. 9. The method of claim 8, further comprising the computing system calculating trends in the measured muscle fascia compartment pressure data over time. 10. The method of claim 9, further comprising alerting a healthcare provider in response to a determination that the measured muscle fascia compartment pressure data is outside a predetermined range or in response to a determination that the pressure trend indicates pressure trending in an adverse direction. 11. The method of claim 1, further comprising removing the fluid-filled bulb from the muscle fascia compartment through the patient's skin. 12. A system for monitoring pressure within a muscle fascia compartment of a patient, the system comprising: a skin patch comprising an adhesive substrate configured to removably affix the skin patch to the patient's skin;a fluid pressure sens... | TCI3—Pressure Applications LLC | A61B005/00 A61B005/03 A61B005/07
US20160331303 | A1 | 2016-11-17 | METHODS AND SYSTEMS FOR SNORE DETECTION AND CORRECTION | 2015-01-22 | A method of detecting snoring includes: at a first smart mobile device: receiving a first audio signal from a microphone of the first smart mobile device; determining that the first audio signal includes characteristics of snoring; and in response to a determination that the first audio signal includes characteristics of snoring: transmitting a signal to an external alert unit. | 1. A method of detecting snoring comprising: at a first smart mobile device:receiving a first audio signal from a microphone of the first smart mobile device;determining that the first audio signal includes characteristics of snoring; andin response to a determination that the first audio signal includes characteristics of snoring:transmitting a signal to an external alert unit. 2. The method of claim 1, wherein determining that the first audio signal includes characteristics of snoring further comprises: receiving a communication from a second smart mobile device, wherein the communication comprises information about a second audio signal captured by the second smart mobile device;determining whether at least one of the first audio signal and second audio signal is associated with a user of the first smart mobile device;in response to a determination that at least one of the first audio signal and second audio signal is associated with a user of the first smart mobile device: transmitting the signal to the external alert unit; andin response to a determination that at least one of the first audio signal and second audio signal is not associated with a user of the first smart mobile device: foregoing transmission of the signal to the external alert unit. 3. The method of claim 2, wherein determining whether at least one of the first audio signal and second audio signal is associated with a user of the first smart mobile device comprises determining, from the information in the communication, at least one of a time of capture of the second audio signal at the second smart mobile device and an amplitude of the second audio signal. 4. The method of claim 1, wherein the alert unit is a wearable unit. 5. The method of claim 1, wherein the alert unit is a vibratory unit. 6. The method of claim 1, further comprising receiving a measurement of an oxygen level of a user and wherein determining that the first audio signal includes characteristics of snoring further comprises determining whether the oxygen level is lower than a predetermined threshold. 7. The method of claim 6, wherein receiving a measurement of an oxygen level comprises receiving the measurement from the alert unit. 8. The method of claim 1, wherein the first audio signal is recorded and the recorded audio signal is transmitted to an external server. 9. The method of claim 1, further comprising: receiving a third audio signal from the microphone of the first smart mobile device;determining whether the third audio signal includes characteristics of snoring; andin response to a determination that the third audio signal includes characteristics of snoring:transmitting a second signal to an alert unit. 10. The method of claim 9, wherein the second signal includes an instruction to increase an intensity of a stimulus produced by the alert unit. 11. The method of claim 9, further comprising determining whether a first snore associated with the first audio signal and a second snore asso... | ENTANTI LIMITED | A61B005/00 A61B005/1455
US20160331269 | A1 | 2016-11-17 | FIELD COIL UNIT AND POSITION DETECTION SYSTEM | 2014-10-16 | The invention relates to a mobile field coil unit for a medical system for detecting the position of a patient, medical equipment and/or prostheses in an operating area, wherein the field coil unit is designed to emit or receive an alternating electromagnetic field. The field coil unit can be arranged movably on the patient or in an area next to the patient for operation as intended, wherein the field coil unit has an outer contour on at least one placement side, which outer contour is designed to surround an object or a part of a patient laterally in order to prevent lateral sliding between the field coil unit and the object or part of the patient. Preferably, the field coil unit is a field generator. | 1. A mobile field coil unit for a medical system for detecting the position of a patient, medical apparatuses and/or prostheses in an operating area, wherein the field coil unit is designed to emit or to receive an alternating electromagnetic field, wherein the field coil unit is arrangeable moveably on the patient or in a region alongside the patient for operation as intended, wherein the field coil unit has on at least one placement side an outer contour designed so as to laterally surround an object or a part of a patient, in order to prevent lateral sliding away between the field coil unit and the object or part of the patient. 2. The field coil unit as claimed in claim 1, wherein at least the placement side has an elastic outer layer, wherein the outer contour of the elastic outer layer is adaptable to the surface contour of the object or of the patient. 3. The field coil unit as claimed in claim 2, wherein the outer contour of the placement side is designed substantially as a central trough and/or leadthrough for leading through a catheter hose or tube. 4. The field coil unit as claimed in claim 2, wherein the field coil unit is designed substantially in a ring-shaped fashion, in a toroidal fashion or in a tublike fashion. 5. The field coil unit as claimed in claim 1, wherein the field coil unit is designed in a horseshoe-shaped fashion. 6. The field coil unit as claimed in claim 1, wherein the field coil unit comprises a fixing device for reversibly fixing the field coil unit to the patient and/or an object. 7. The field coil unit as claimed in claim 6, wherein the fixing device comprises a negative-pressure suction device. 8. The field coil unit as claimed in claim 1, wherein the field coil unit has a sheathing which encloses the field coil unit substantially in a watertight fashion. 9. The field coil unit as claimed in claim 8, wherein the sheathing comprises a synthetic polymer, and in that the sheathing is molded around the field coil unit or the latter is laminated into the sheathing. 10. The field coil unit as claimed in claim 1, wherein the field coil unit has marker points for linking to an optical or fluoroscopic position detection system. 11. The field coil unit as claimed in claim 1, wherein the field coil unit is a field generator. 12. A skull clamp, in particular for patient fixing in the context of a neurosurgical treatment, comprising a field coil unit as claimed in claim 1, wherein the field coil unit is arranged on the skull clamp, wherein the field coil unit is designed in a horseshoe-shaped fashion and is arranged substantially congruently with a section of the skull clamp. 13. A medical system for detecting the position of a patient, medical apparatuses and/or prostheses in an operating area in the region of a body of a patient, comprising: a field generator for emitting an electromagnetic field;a patient localizer for detecting the position of the patient relative to the field generator, wherein the patient... | Fiagon AG Medical Technologies | A61B005/06 A61B090/14 A61B090/00 A61B034/20
US10624701 | B2 | 2020-04-21 | Apparatuses and methods for registering a real-time image feed from an imaging device to a steerable catheter | 2016-07-12 | A method of registering a real-time image feed from an imaging device inserted into a steerable catheter using a navigation system is provided. The method includes inserting the imaging device into a working channel of the steerable catheter and generating a real-time image feed of one or more reference points, wherein the orientation of the reference points is known. The method further includes orienting a handle of the steerable catheter to a neutral position, displaying the real-time image feed on a display of the navigation system, and registering the real-time image feed to the steerable catheter by rotating the displayed image so that the reference points in the real-time image feed are matched to the known orientation of the reference points. | 1. A method of registering a real-time image feed from an imaging device inserted into a steerable catheter using a navigation system comprising a processor and a display, wherein the steerable catheter comprises an elongate flexible shaft having a proximal end portion, a distal end portion terminating in a tip, a working channel extending therebetween, and a handle attached to the proximal end portion of the flexible shaft, the method comprising: inserting the imaging device into the working channel of the steerable catheter;using the imaging device to generate a real-time image feed of a reference, wherein the orientation of the reference is known;orienting the handle of the steerable catheter to a neutral position, in which no steering input is applied to the steerable catheter; andafter orienting the handle to the neutral position, using the processor to determine a first rotation angle Ø by which the real-time image feed generated by the image device must be rotated so that the reference in the real-time image feed is matched to the known orientation of the reference; andusing the processor to register the real-time image feed to the steerable catheter and to rotate the generated real-time image feed by the first rotation angle Ø; wherein the steerable catheter further comprises a localization element proximate the distal end portion of the elongated flexible shaft, wherein the method further comprises: tracking the location of the localization element of the steerable catheter in an airway using the navigation system; determining an orientation angle β of the registered real-time image feed with respect to the tracked location of the localization element of the steerable catheter; recording the orientation angle β; and using the recorded orientation angle β to ensure that the real-time image feed is shown in an “up” orientation on the display regardless of the position and orientation of the localization element. 2. The method of claim 1 further comprising correcting image distortion in the real-time image feed. 3. The method of claim 1 further comprising navigating the steerable catheter into the airway of the patient and wherein the reference comprise anatomical features of the airway of the patient. 4. The method of claim 1, further comprising confirming an alignment of the real time image feed, comprising steps of: steering the steerable catheter in a first direction;observing that the displayed real-time image feed moves in the first direction. 5. The method of claim 1 further comprising overlaying one or more navigational aids onto the real-time image feed, wherein the navigational aids are registered to the real-time image feed. 6. The method of claim 5 wherein the navigational aids comprise one or more of a navigation pathway and a directional cue. 7. The method of claim 1 further comprising: displaying a virtual volumetric scene of the airway on the display of the navigation system; andregistering the virtual volumetric scene... | Veran Medical Technologies, Inc. | A61B034/20 A61B001/00 A61B005/06 A61B001/267 A61B005/113
US10098581 | B2 | 2018-10-16 | Integrated electrical profiling system for measuring leukocytes activation from whole blood | 2015-01-16 | A system includes a microfluidic device configured to isolate one or more particles from a mixture, a flow rate matching device configured to match flow rate of the microfluidic device with flow rate of an electrical measurement device configured to measure an electrical property of the isolated particles, and an electrical measurement device configured to measure an electrical property of the isolated particles. | 1. A system comprising: a microfluidic device configured to isolate one or more particles from a mixture;an electrical measurement device configured to measure an electrical property of the isolated particles; anda flow rate matching device configured to match flow rate from the microfluidic device to the flow rate of the electrical measurement device configured to measure an electrical property of the isolated particles. 2. The system of claim 1, wherein the microfluidic device includes at least one spiral channel having a length and a cross-section consisting of a height and a width defining an aspect ratio adapted to isolate particles along portions of the cross-section of the channel based on particle size. 3. The system of claim 2, wherein the aspect ratio of the channel is in a range of between about 2 and about 10. 4. The system of claim 1, wherein the microfluidic device includes a curvilinear microchannel having a trapezoidal cross section defined by a radially inner side, a radially outer side, a bottom side, and a top side, the cross section having the height of the radially inner side smaller than the height of the radially outer side, at a flow rate that isolates particles along portions of the cross-section of the microchannel based on particle size, wherein larger particles flow along the radially inner side of the microchannel to a first outlet and smaller particles flow along other portions of the microchannel to at least one other outlet, thereby size separating the particles from the mixture. 5. The system of claim 1, wherein the flow rate matching device configured to match flow rate is a reservoir for the isolated particles, the reservoir having at least one input for the isolated particles, at least one output for the isolated particles, and a continuous flow of the isolated particles into and out of the reservoir. 6. The system of claim 5, wherein the flow rate of the continuous flow of the isolated particles is in a range of between about 1 ml/min and about 0.0005 ml/min. 7. The system of claim 5, wherein the reservoir includes an injection loop, an excess flow container, or a buffer input. 8. The system of claim 1, wherein the electrical property is the iso-dielectric point. 9. The system of claim 8, wherein the electrical measurement device configured to measure the iso-dielectric point of the isolated particles is an iso-dielectric separation (IDS) device. 10. The system of claim 9, wherein the IDS device is a double-sided IDS device. 11. The system of claim 8, wherein the electrical measurement device configured to measure the iso-dielectric point of the isolated particles is an impedance based electrical properties measurement device. 12. The system of claim 8, wherein the electrical measurement device configured to measure the iso-dielectric point of the isolated particles is a multiple frequency dielectrophoresis device. 13. The system of claim 8, wherein the electrical measurement device configured to m... | Massachusetts Institute of Technology | G01N015/10 G01N015/14 G01N015/00 G01N015/02 A61B005/00 A61B005/145 A61B005/1468 A61B005/1486 B01L003/00 G01N033/487
US09483773 | B2 | 2016-11-01 | Point of view shopper camera system with orientation sensor | 2014-03-03 | A point of view shopper camera system is provided to generate and analyze shoppers' view data. The point of view shopper camera system may comprise a head device including an eye camera and a head orientation sensor, a position tracking sensor to identify a shopper's position, and an analysis computing device. The eye camera may be configured to be mounted to the head of the shopper, and to capture a still or moving image of the field of view of the shopper. The analysis computing device may be configured to receive the captured image data from the eye camera, head orientation data from the head orientation sensor, and the shopper's position data from the position tracking sensor, and determine an estimated field of view of the shopper during a trip in a shopping environment. | 1. A method to generate and analyze shopper view data in a shopping environment, comprising: in a correlation phase, computing a probable field of focus demarcating a percentage of focus within the probable field of focus in a field of view of an eye camera based on test subject eye measurements;in a measurement phase, capturing an image of a view from the eye camera mounted on a shopper's head and directed in an orientation of the shopper's head;measuring a head orientation of the shopper's head using a head orientation sensor;measuring a position of the shopper using a position tracking sensor; andin an analysis phase, for one or more shopper paths, for each of a plurality of shopper positions in the shopper path, determining an estimated field of view of the shopper based on the computed probable field of focus, captured image data, and the measured orientation of the shopper's head. 2. The method of claim 1, further comprising, in the analysis phase, calculating a first measure indicating the extent to which a product or display fell within the estimated field of view for the one or more shopper paths. 3. The method of claim 2, further comprising: in the correlation phase, computing statistical correlations between measured brainwave responses and measured physiologic responses based on actual measured brainwaves of test subjects, indicating a threshold probability that a measured physiologic response corresponds to a predetermined psychological metric. 4. The method of claim 3, further comprising: in the measurement phase, measuring a physiologic response of the shopper using a physiologic response sensor. 5. The method of claim 4, further comprising: in the analysis phase, calculating a second measure indicating the extent to which a product or display fell within the estimated field of view of the shopper, concurrent with a measured physiologic response that, based on the statistical correlation, is above the threshold probability indicating that the predetermined psychological metric was exhibited in shoppers while the product or display fell within the estimated field of view. 6. The method of claim 5, wherein the physiologic response is one or more of galvanic skin response, heartbeat, and/or breathing rate. 7. The method of claim 1, further comprising: measuring a torso orientation of the shopper's torso using a torso orientation sensor;wherein determining an estimated field of view of the shopper is further based on the measured orientation of the shopper's torso. 8. The method of claim 1, further comprising, for each of the plurality of shopper positions in the shopper path, determining an estimated line of sight and/or estimated focal point, associated with the estimated field of view. 9. A point of view shopper camera system to generate and analyze shopper view data of a shopper from a shopping trip in a shopping environment, comprising: a head device to be mounted to a shopper's head, including: a camera configured to poin... | Shopper Scientist, LLC | G06Q030/02 A61B005/16
US09493807 | B2 | 2016-11-15 | Foldover sensors and methods for making and using them | 2013-02-27 | The invention disclosed herein includes sensors having three dimensional configurations that allow expansive “360°” sensing (i.e. sensing analyte from multiple directions) in the environments in which such sensors are disposed. Embodiments of the invention provide analyte sensors having foldable substrates adapted to produce optimized configurations of electrode elements as well as methods for making and using such sensors. Typical embodiments of the invention include glucose sensors used in the management of diabetes. | 1. An analyte sensor apparatus comprising: a base substrate comprising a planar sheet of a flexible material, wherein the base substrate is folded to form a fixed bend;a plurality of working electrodes, a plurality of counter electrodes and a plurality of reference electrodes disposed upon a first surface of the base substrate;a plurality of contact pads disposed upon the first surface of the base substrate;a plurality of electrical conduits disposed upon the first surface of the base substrate, wherein the plurality of electrical conduits are adapted to transmit electrical signals between the plurality of working electrodes, the plurality or counter electrodes or the plurality of reference electrodes and the plurality of contact pads;an analyte sensing layer disposed over at least one of the plurality of working electrodes, wherein the analyte sensing layer detectably alters the electrical current at the at least one of the plurality of working electrodes in the presence of an analyte; andan analyte modulating layer disposed over the analyte sensing layer, wherein the analyte modulating layer modulates the diffusion of the analyte therethrough;wherein: the base substrate comprises the fixed bend so as to form a configuration characterized in that:at least one of the plurality of working electrodes, the plurality of counter electrodes or the plurality of reference electrodes is disposed on a first side of the fixed bend; andat least one of the plurality of working electrodes, the plurality of counter electrodes or the plurality of reference electrodes is disposed on a second side of the fixed bend andthe plurality of contact pads are disposed on the first side of the fixed bend. 2. The analyte sensor apparatus of claim 1, wherein the fixed bend configures the base substrate in an orientation such that the at least one of the plurality of working electrodes, the plurality of counter electrodes or the plurality of reference electrodes on the first side of the fixed bend and the at least one of the plurality of working electrodes, the plurality of counter electrodes or the plurality of reference electrodes on the second side of the fixed bend face opposite directions. 3. The analyte sensor apparatus of claim 1, wherein the base substrate comprises at least one of: a demarcation, a perforation, or a kiss cut disposed in an area at which the base substrate is folded. 4. The analyte sensor apparatus of claim 1, wherein: the analyte sensor apparatus does not comprise a housing that surrounds the analyte sensor apparatus; orthe base substrate does not comprise an electrical via. 5. The analyte sensor apparatus of claim 1, further comprising: a processor;a computer-readable program code having instructions, which when executed cause the processor to: assess electrochemical signal data obtained from the plurality of working electrodes; andcompute analyte concentrations based upon the electrochemical signal data obtained from the plurality of working el... | Medtronic Minimed, Inc. | G01N027/327 C12Q001/00 A61B005/1486
US09504391 | B2 | 2016-11-29 | Determining pulse transit time non-invasively using handheld devices | 2013-03-04 | A system and method to determine pulse transit time using a handheld device. The method includes generating an electrocardiogram (EKG) for a user of the handheld device. Two portions of the user's body are in contact with two contact points of the handheld device. The method also includes de-noising the EKG to identify a start time when a blood pulse leaves a heart of the user. The method further includes de-noising a plurality of video images of the user to identify a pressure wave indicating an arterial site and a time when the pressure wave appears. Additionally, the method includes determining the PTT based on the de-noised EKG and the de-noised video images. | 1. A method for determining pulse transit time (PTT) non-invasively, the method comprising: generating an electrocardiogram (EKG) for a user of a handheld device, wherein the EKG is generated from two conductive contact points on the handheld device in contact with two portions of the user's body;de-noising the EKG to identify a start time of the PTT, the start time of the PTT being a time when a blood pulse leaves a heart of the user;receiving a plurality of video images of the user;finding the user's face in the plurality of images;cropping the plurality of images to generate cropped images that include the user's face;de-noising the cropped images to identify a pressure wave indicating an arterial site and an end time of the PTT, the end time of the PTT being a time when the pressure wave appears;determining the PTT by computing a difference between the start time of the PTT and the end time of the PTT; anddetermining a blood pressure measurement for the user based on the PTT. 2. The method recited in claim 1, comprising: presenting the blood pressure measurement using the handheld device. 3. The method recited in claim 1, wherein one of the conductive contact points comprises a contact point on a conductive touch screen surface of the handheld device. 4. The method recited in claim 1, wherein one of the conductive contact points comprises a contact point on a back of the handheld device. 5. The method recited in claim 1, wherein one of the conductive contact points comprises a contact point in an earphone connected to a body of the handheld device. 6. The method recited in claim 1, comprising: identifying a facial region of the video images; identifying a left cheek region of the video images; identifying a right cheek region of the video images;generating a red-green-blue (RGB) signal for the facial region, left cheek region, and right cheek region;performing independent component analysis (ICA) on the RGB signals to generate components of the ICA;identifying the pressure wave based on a component of the ICA having a lowest Kurtosis of the components of the ICA. 7. A system for determining pulse transit time (PTT) non-invasively, the system comprising: a processing unit; anda system memory, wherein the system memory comprises code configured to direct the processing unit to:generate an electrocardiogram (EKG) for a user of a handheld device, wherein the EKG is generated from two conductive contact points on the handheld device in contact with two portions of the user's body;de-noise the EKG to identify a start time of the PTT, the start time of the PTT being a time when a blood pulse leaves a heart of the user;receive a plurality of video images of the user;identify a facial region of the plurality of video images;crop the plurality of images to generate cropped images that include the facial region;de-noise the cropped images to identify a pressure wave indicating an arterial site and an end time of the PTT, the end time of the PTT be... | Microsoft Technology Licensing, LLC | A61B005/02 A61B005/021 A61B005/00 A61B005/0404 A61B005/0408
US10595759 | B2 | 2020-03-24 | Salivary biosensors and biofuel cells | 2015-01-21 | Methods, systems, and devices are disclosed mouth-based biosensors and biofuel cells. In one aspect, an electrochemical sensor device for detecting analytes in saliva includes a substrate including an electrically insulative material, a first electrode disposed on the substrate at a first location, in which the first electrode includes a surface including a chemical agent (e.g., a catalyst or a reactant) corresponding to an analyte in saliva; and a second electrode disposed on the substrate at a second location separated from the first electrode by a spacing region, the first and second electrodes capable of sustaining a redox reaction involving the chemical agent and the analyte to produce an electrical signal, such that, when the device is present in the mouth of a user and electrically coupled to an electrical circuit, the device is operable to detect the analyte in the user's saliva. | 1. An electrochemical sensor device for detecting analytes in saliva, comprising: a substrate including an electrically insulative material, wherein the substrate is configured in a mouth-worn device that can fit inside a mouth of a user;a first electrode disposed on the substrate at a first location, wherein the first electrode includes a surface including a chemical substance that includes a catalyst or a reactant corresponding to an analyte in saliva; anda second electrode disposed on the substrate at a second location separated from the first electrode by a spacing region, the first and second electrodes capable of sustaining a redox reaction including the chemical substance and analyte to produce an electrical signal,wherein the mouth-worn device includes a mouthguard,wherein the first electrode includes a first bar portion and the second electrode includes a second bar portion that are spaced apart on a side of the mouthguard,wherein the first and second locations of the first and second electrodes are positioned on an external surface of an interior region of the side of the mouthguard to interface the saliva continuously, wherein the interior region of the mouthguard defines a space between sections of the mouthguard proximate to and sized to accommodate the user's tongue when the mouthguard is positioned in the user's mouth, andwherein, when the device is present in the mouth of the user and electrically coupled to an electrical circuit, the device is operable to detect the analyte in the user's saliva. 2. The device as in claim 1, wherein the surface of the first electrode is structured to include the chemical substance immobilized on the first electrode surface by electropolymeric entrapment in a polymer film or selectively permeable scaffold. 3. The device as in claim 2, wherein the polymer film includes poly(o- phenylenediamine). 4. The device as in claim 2, wherein the selectively permeable scaffold includes Nafion or chitosan. 5. The device as in claim 1, wherein the surface of the first electrode is structured to include the chemical substance dispersed within a material forming the first electrode. 6. The device as in claim 1, wherein the surface of the first electrode is structured to include a layer containing the chemical substance attached to the surface electrostatically or covalently. 7. The device as in claim 1, wherein the chemical substance includes lactate oxidase (LOx), and the analyte for detection by the device includes lactate; orthe chemical substance includes glucose oxidase (GOx), and the analyte for detection by the device includes glucose, orthe chemical substance includes uric acid oxidase (uricase), and the analyte for detection by the device includes uric acid. 8. The device as in claim 1, wherein the first electrode, the second electrode, or both include an electrically conductive material comprising Prussian-Blue Carbon. 9. The device as in claim 1, further comprising: a first electrode interface c... | The Regents of the University of California | A61B005/1486 A61C019/04 A61B005/00 A61B005/145 H01M008/16 G01N027/327 A61B010/00
US10223893 | B2 | 2019-03-05 | Meter having post-meal test-time alarm | 2016-07-14 | A method for using a meter and a meter (10) adapted to determine an analyte concentration reading, the meter comprising a display (12) adapted to display information to a user of the meter, the display including information directed to a post-meal test-time alarm (22″) that is adapted to remind the user to obtain a post-meal analyte concentration reading, and at least one user input mechanism (15) adapted to allow the user to activate the post-meal test-time alarm. | 1. A method for using a meter adapted to determine an analyte concentration reading, the meter having a display adapted to display information to a user, the method comprising: displaying the analyte concentration reading on the display;displaying an icon representing a pre-meal marker on the display;in response to a selection of the icon representing a pre-meal marker being received by the meter to mark that the analyte concentration displayed on the display is a pre-meal analyte concentration, displaying an icon representing a post-meal test-time alarm on the display;in response to a selection of the icon representing a post-meal test-time alarm,automatically activating the post-meal test-time alarm after a predetermined amount of time to remind the user to obtain a post-meal analyte concentration reading, the predetermined amount of time being predetermined by the meter. 2. The method according to claim 1, further comprising storing the post-meal analyte concentration reading. 3. The method according to claim 1, wherein the analyte is glucose. 4. The method according to claim 1, wherein the predetermined amount of time is about 1 ½ to about 2 ½ hours from the selection of the icon representing a pre-meal marker. 5. The method according to claim 4, wherein the activating of the post-meal test-time alarm occurs about two hours after a meal. 6. The method of claim 1, wherein the icon representing a pre-meal marker is a food icon. 7. The method of claim 6, wherein the food icon is an apple. 8. The method of claim 1, wherein the icon representing a post-meal test-time alarm is a clock icon. 9. The method of claim 1, further comprising receiving, via a user input mechanism, a selection of the icon representing a pre-meal marker to mark the analyte concentration as a pre-meal analyte concentration. 10. A method for using a meter adapted to determine an analyte concentration reading, the meter having a display adapted to display information to a user, the method comprising: displaying the analyte concentration reading on the display;displaying an icon representing a pre-meal marker on the display;identifying the analyte concentration as a pre-meal analyte concentration reading via selection of the icon representing a pre-meal marker;in response to the identification of the pre-meal analyte concentration reading, displaying an icon representing a post-meal test-time alarm on the display; andin response to a selection of the icon representing a post-meal test-time alarm, activating the post-meal test-time alarm after a predetermined amount of time set by the meter to remind the user to obtain a post-meal analyte concentration reading. 11. The method according to claim 10, further comprising storing the pre-meal analyte concentration reading and the post-meal analyte concentration reading in a memory device of the meter. 12. The method according to claim 10, wherein the analyte is glucose. 13. The method according to claim 10, wherein the pre... | ASCENSIA DIABETES CARE HOLDINGS AG | G01N001/00 G08B021/24 A61B005/145 A61B005/00 G06F019/00 G16H040/63
US10463263 | B2 | 2019-11-05 | Multipurpose host system for invasive cardiovascular diagnostic measurement acquisition and display | 2016-07-18 | A multifunctional invasive cardiovascular diagnostic measurement host is disclosed that interfaces a variety of sensor devices, such as guide wire-mounted pressure sensors, flow sensors, temperature sensors, etc, and provides a multi-Mode graphical user interface providing a plurality of displays in accordance with the various types of sensors and measurements rendered by the sensors. | 1. An intravascular sensing system, comprising: a touch screen display; anda computing device in communication with the touch screen display, wherein the computing device is operable to: receive first intravascular data obtained by a first intravascular physiologic sensor coupled to a flexible elongate member positioned within a vessel of a patient, wherein the first intravascular data comprises intravascular physiological data;display, with the touch screen display, a first display mode option and a second display mode option, the first display mode being different from the second display mode;receive a first touch input from a user on the touch screen display, the first touch input selecting the first display mode option;output, to the touch screen display, a first graphical representation of the first intravascular data in the first display mode;receive a second touch input from the user on the touch screen display, the second touch input selecting an intravascular measurement associated with the first intravascular data and the first display mode option on the touch screen display; andoutput, to the touch screen display based on the received second touch input from the user, a graphical representation of the selected intravascular measurement in the first display mode. 2. The intravascular sensing system of claim 1, further comprising a second intravascular physiologic sensor. 3. The intravascular sensing system of claim 2, wherein the computing device is further operable to: receive second intravascular data obtained by the second intravascular physiologic sensor,output, to the touch screen display, a second graphical representation of the second intravascular data. 4. The intravascular sensing system of claim 3, wherein the computing device is further operable to receive a third touch input from the user on the touch screen display, the third touch input selecting an intravascular measurement associated with either the first intravascular data or the second intravascular data; and output, to the touch screen display based on the received third touch input from the user, a graphical representation of the selected intravascular measurement. 5. The intravascular sensing system of claim 3, wherein the computing device is further operable to receive a third touch input from the user on the touch screen display, the third touch input selecting an intravascular measurement associated with both the first intravascular data and the second intravascular data; and output, to the touch screen display based on the received third touch input from the user, a graphical representation of the selected intravascular measurement. 6. The intravascular sensing system of claim 3, wherein the computing device is further operable to toggle between the first graphical representation and the second graphical representation in response to a user input. 7. The intravascular sensing system of claim 6, wherein the touch screen display includes a user input option ... | VOLCANO CORPORATION | A61B005/027 A61B005/026 A61B018/24 A61B005/0215 A61B005/00 A61B008/06 A61B008/12 A61B005/01 A61B005/0205 A61B005/145 A61B005/1473 A61B008/00 A61B008/08 G16H040/63 G06F019/00
US09492079 | B2 | 2016-11-15 | Optical coherence tomography-based ophthalmic testing methods, devices and systems | 2014-08-28 | In accordance with one aspect of the present invention, an optical coherence tomography-based ophthalmic testing center system includes an optical coherence tomography instrument comprising an eyepiece for receiving at least one eye of a user or subject; a light source that outputs light that is directed through the eyepiece into the user's or subject's eye, an interferometer configured to produce optical interference using light reflected from the user's/subject's eye, an optical detector disposed so as to detect said optical interference; and a processing unit coupled to the detector. The ophthalmic testing center system can be configured to perform a multitude of self-administered functional and/or structural ophthalmic tests and output the test data. | 1. An optical coherence tomography-based system comprising: an optical coherence tomography device comprising a first ocular that defines a first optical axis, the optical coherence tomography device configured to: obtain an image of a first anterior region of at least one eye of a user, the at least one eye of the user defining a second optical axis;based at least in part on the image of the first anterior region of the at least one eye of the user, automatically adjust a position of the first ocular such that the first optical axis and the second optical axis are substantially in alignment; andafter automatically adjusting the position of the first optical axis, obtain an optical coherence tomography scan of the at least one eye of the user; anda computing system configured to analyze the optical coherence tomography scan or to generate an optical coherence tomography-based image based on the optical coherence tomography scan; andan output device configured to provide an output based on the analysis of the optical coherence tomography scan or the optical coherence tomography-based image. 2. The optical coherence tomography-based system of claim 1, wherein the optical coherence tomography device further comprises a second ocular, and wherein the first and second oculars are configured to receive a pair of eyes of the user. 3. The optical coherence tomography-based system of claim 1, wherein the computing system is further configured to detect at least one ophthalmic characteristic in the at least one eye based on the optical coherence tomography scan, and wherein the computing system is further configured to perform at least one ophthalmic structural test based on the at least one ophthalmic characteristic. 4. The optical coherence tomography-based system of claim 1, wherein the computing system is further configured to detect based on the optical coherence tomography scan a first boundary position of a first structural element of the at least one eye and a second boundary position of a second structural element of the at least one eye, the computing system further configured to generate an ophthalmic measurement value based on the first and second boundary positions. 5. The optical coherence tomography-based system of claim 1, wherein the computing system is further configured to identify a fovea or a best fixating retina based on the optical coherence tomography scan. 6. The optical coherence tomography-based system of claim 1, wherein the optical coherence tomography device is configured to obtain a first optical coherence tomography scan of a region of the at least one eye of the user at a first time period and a second optical coherence tomography scan of the region of the at least one eye of the user at a second time period, and wherein the computing system is further configured to track at least one structural element of the at least one eye between the first and second optical coherence tomography scans. 7. The optical coherence to... | Doheny Eye Institute | A61B003/14 A61B003/00 A61B003/10 A61B003/117 A61B005/00 A61B003/113
US09483678 | B2 | 2016-11-01 | Listing instances of a body-insertable device being proximate to target regions of interest | 2011-09-16 | A described system includes a feature matching circuit that determines a correspondence between a present-location landmark subsurface feature of a body part of an individual patient and a candidate reference landmark subsurface feature of the individual patient body part. The present-location landmark subsurface feature has a first spatial relationship to a distal end portion of a body-insertable device deployed in the individual patient. The candidate reference landmark subsurface feature has a second spatial relationship to a particular selected target region of interest of at least two selected target regions of interest. An event data circuit generates data indicative of a proximity event that includes the distal end portion of a body-insertable device being proximate to the particular target region of interest. A list management circuit adds the proximity event to a proximity event list. A computer-readable media maintains informational data corresponding to the proximity event list. | 1. A system comprising: (a) a feature matching circuit configured to determine a substantial correspondence between (x) a present-location landmark subsurface feature of a cavity or lumen of an individual patient body part of an individual patient, the present-location landmark subsurface feature of the cavity or lumen including a subsurface vessel of the cavity or lumen, subsurface blood vessel of the cavity or lumen, subsurface vascular structure of the cavity or lumen, or a subsurface pattern presented by one or more blood vessel of the cavity or lumen of the individual patient body part, the cavity or lumen including an interior surface defining an interior thereof, and the present-location landmark subsurface feature is below the interior surface, the present-location landmark subsurface feature having a first spatial relationship to a distal end portion of a body-insertable device deployed in the individual patient, and(y) a candidate reference landmark subsurface feature of the cavity or lumen of the individual patient body part, the candidate reference landmark subsurface feature having a second spatial relationship to a particular selected target region of interest of the individual patient body part of at least two selected target regions of interest of the individual patient body part;(b) an event data circuit configured to generate data indicative of a proximity event, the proximity event including the distal end portion of the body-insertable device present at a location proximate to the particular selected target region of interest of the individual patient body part, the proximity event at least partially based on the determined substantial correspondence;(c) a list management circuit configured to add the proximity event to a proximity event list for the individual patient body part;(d) a non-transitory computer-readable media configured to maintain informational data corresponding to the proximity event list for the individual patient body part; and(e) a communication circuit configured to output the informational data. 2. The system of claim 1, wherein the feature matching circuit includes: a feature matching circuit configured to determine a substantial correspondence between (x) a present-location landmark subsurface feature of the cavity or lumen of the individual patient body part, the present-location landmark subsurface feature having a first spatial relationship to a distal end portion of a body-insertable device deployed in the cavity or lumen of the individual patient, and(y) a candidate reference landmark subsurface feature of the cavity or lumen of the individual patient body part, the candidate reference landmark subsurface feature having a second spatial relationship to a particular target region of interest of the cavity or lumen of the individual patient body part. 3. The system of claim 1, wherein the distal end portion of a body-insertable device deployed in the individual patient includes: an operative distal... | GEARBOX, LLC | H04N007/18 G06K009/00 G06T007/00 G06F019/00 A61B001/00 H04N001/00 A61B005/00 A61B008/08 G06K009/46 G06T005/00 A61B006/00
US09492119 | B2 | 2016-11-15 | Sensing module for orthopedic load sensing insert device | 2010-06-29 | A sensing insert device (100) is disclosed for measuring a parameter of the muscular-skeletal system. The sensing insert device (100) can be temporary or permanent. The sensing module (200) is a self-contained encapsulated measurement device having at least one contacting surface that couples to the muscular-skeletal system. The sensing module (200) comprises one or more sensing assemblages (2302), electronic circuitry (307), an antenna (2302), and communication circuitry (320). The sensing assemblages (2302) are between a top plate (1502) and a bottom plate (1504) in a sensing platform (121). The bottom plate (1504) is supported by a ledge (1708) on an interior surface of a sidewall (1716) of a housing (1706). A cap (1702) couples to top plate (1502). The sensing assemblage (2302) includes one of a piezo-resistive sensor, MEMS sensor, strain gauge, or mechanical sensor when a force, pressure, or load is applied to the top plate (1502). | 1. A sensing module for measuring a load applied by the muscular-skeletal system comprising: an encapsulating enclosure having a load-bearing surface;a first load sensor coupled to a first portion of the load-bearing surface of the encapsulating enclosure wherein the first load sensor has a planar surface;a second load sensor coupled to a second portion of the load-bearing surface of the encapsulating enclosure;a third load sensor coupled to a third portion of the load bearing surface of the encapsulating enclosure;a first load disk coupled between the encapsulating enclosure and the planar surface of the first load sensor wherein a load applied to the first portion of the load-bearing surface is distributed approximately perpendicular to the planar surface of the first load sensor by the first load disk to prevent inelastic deformation of the first load sensor, and wherein the first load disk is non-compressible;electronic circuitry coupled to the at least three sensors wherein the electronic circuitry and the first, second, and third load sensors are housed in the encapsulating enclosure and wherein the electronic circuitry is configured to control a measurement process, receive measurement data, and transmit the measurement data. 2. The sensing module of claim 1 where the electronic circuitry further comprises an accelerometer configured to monitor position of the sensing module and wherein the first load disk is rigid. 3. The sensing module of claim 2 further including: a second load disk coupled between the load-bearing surface of the encapsulating enclosure and the second sensor; anda third load disk coupled between the load-bearing surface of the encapsulating enclosure and the third sensor wherein the first, second, and third load disks couple to different regions of the load-bearing surface of the encapsulating enclosure. 4. The sensing module of claim 2 where the encapsulating enclosure is a prosthetic component. 5. The sensing module of claim 2 wherein the load disk comprises steel. 6. A sensing module for measuring a load applied by the muscular-skeletal system comprising: an encapsulating enclosure having a first major surface and a second major surface;a first load disk wherein the first load disk is non-compressible;a first load sensor wherein the first load disk is coupled between the first major surface of the encapsulating enclosure and the first load sensor, wherein the first load sensor has a planar surface and wherein an area of a surface of the first load disk is equal to or greater than the planar surface of the first load sensor, wherein the first load disk is configured to distribute loading approximately evenly across the planar surface of the load sensor to prevent inelastic deformation of the first load sensor; andelectronic circuitry coupled to the at least one sensor within the encapsulating enclosure configured to transmit measurement data. 7. The sensing module of claim 6 wherein the load disk comprises steel... | ORTHOSENSOR INC. | A61B005/00 A61B008/15
US09492612 | B2 | 2016-11-15 | Patch-sized fluid delivery systems and methods | 2009-02-27 | A patch-sized fluid delivery device may include a reusable portion and a disposable portion. The disposable portion may include components that come into contact with the fluid, while the reusable portion may include only components that do not come into contact with the fluid. Redundant systems, such as redundant controllers, power sources, motor actuators, and alarms, may be provided. Alternatively or additionally, certain components can be multi-functional, such a microphones and loudspeakers that may be used for both acoustic volume sensing and for other functions and a coil that may be used as both an inductive coupler for a battery recharger and an antenna for a wireless transceiver. Various types of network interfaces may be provided in order to allow for remote control and monitoring of the device. | 1. A delivery device comprising: a first housing portion;a second housing portion configured to selectively engage with and disengage from the first housing portion;a reservoir located in the first housing portion, the reservoir having a first interior volume for containing a fluid, the reservoir having an outlet connectable in fluid flow communication with the first interior volume and an injection site, the first interior volume of the reservoir being selectively variable;a volume varying mechanism supported for motion in a curved path to selectively vary the first interior volume of the reservoir, to selectively reduce the first interior volume and increase fluid pressure within the interior volume to drive fluid from the interior volume to the injection site; anda shape-memory alloy supported by the second housing portion and operatively connectable to the volume varying mechanism when the first and second housing portions are engaged, the shape-memory alloy moving in a linear path of motion to selectively drive the volume varying mechanism in the curved path of motion. 2. A delivery device according to claim 1, wherein the volume varying mechanism comprises a rotary arm supported for rotation about a rotary axis within the reservoir and wherein the first interior volume is located on one side of the rotary arm. 3. A delivery device according to claim 2, further comprising a lever operatively coupled to the shape-memory alloy and the rotary arm, for conveying drive force from the shape-memory alloy to the rotary arm when the first and second housing portions are engaged. 4. A delivery device according to claim 3: wherein the lever is operatively coupled to the shape-memory alloy for rotation by the shape-memory alloy. | DEKA Products Limited Partnership | A61M005/14 A61M005/158 A61M005/142 A61M005/145 A61M005/168 G05D007/06 A61M005/172 G08C017/02 H04B007/26 G05B023/02 A61B005/00 A61M005/50 G01F022/00
US09492098 | B2 | 2016-11-15 | Visual electrophysiology device | 2014-01-28 | To assess visual system function, a device monitors electrical response to a visual stimulus. Stimulus generation includes controlling the timing of component flashes comprising the visual stimulus and modulating the timing between the visual stimulus and other device operations, including image acquisition and infrared flashes. Other stimulus generation includes controlling retinal illumination for sinusoidal, triangular, and square stimuli as well as nonlinear adjustments of stimulus luminance as a function of pupil area. Ease of use improvements includes operation with electrode arrays. Error condition monitoring includes determining the presence of: an eye's pupil; impedance between electrodes that monitor the electrical response; and undesirable levels of external light. | 1. A device providing an indication of visual system function of a patient comprising: a. a first light emitter having a visible first emission spectrum;b. an optical assembly arranged so that light emitted from the first light emitter reaches an eye of the patient;c. a camera arranged to image the eye of the patient; andd. a controller that modulates a light emission from the first light emitter to create a light stimulus, that receives and analyses an electrical signal from the visual system of the patient and that provides an indication of visual system function based on that analysis,wherein the device is further modified so that one or more of the following conditions applies: (i) the device further comprises a second light emitter having a visible second emission spectrum that is distinct from the first emission spectrum, wherein: the optical assembly is arranged so that light emitted from the second light emitter reaches an eye of the patient,the controller measures the eye's pupil area using images from the camera and adjusts the luminance of light stimulus as a function of the eye's pupil area, andthe controller modulates light emission from the first and second light emitters to create first and second flashes overlapping in time by at least 50% of the longer of the two flashes;(ii) the light stimulus comprises one or more flashes of light and the controller synchronizes the camera and the light stimulus so that the camera is only activated when there is no flash;(iii) the controller measures the eye's pupil area using images received from the camera and adjusts the luminance in the light stimulus through a non-linear, concave function of the eye's pupil area;(iv) the controller does not provide an indication of visual system function unless the eye's pupil has been identified;(v) the device further comprises a light detector adapted to measure light emitted from the first light emitter, wherein the controller does not provide an indication of visual system function if the signal from the light detector differs from a set of expected light detector signals that includes excessive external light;(vi) the device further comprises: an electrode array comprising three electrodes structurally adapted to be applied and removed from the skin as a single unit;an analog to digital converter that measures the electrical signal equal to the electric potential difference between a first electrode and a second electrode in the electrode array; anda common-mode attenuation circuit electrically connected to a third electrode in the electrode array, wherein the distance between the first and second electrode is greater than the distance between the first electrode and third electrode and the distance between the first and second electrode is greater than the distance between the second electrode and third electrode;(vii) the controller modulates a light emission from the first light emitter so as to deliver to the eye a periodic light stimulus that app... | LKC TECHNOLOGIES, INC. | A61B003/14 A61B003/10 A61B003/00 A61B005/0496 A61B003/12 A61B003/11 A61B005/053
US09538948 | B2 | 2017-01-10 | Method and system for assessment of cognitive function based on mobile device usage | 2016-07-19 | A system and method that enables a person to unobtrusively assess their cognitive function from mobile device usage. The method records on the mobile device the occurrence and timing of user events comprising the opening and closing of applications resident on the device, the characters inputted, touch-screen gestures made, and voice inputs used on those applications, performs the step of learning a function mapping from the mobile device recordings to measurements of cognitive function that uses a loss function to determine relevant features in the recording, identifies a set of optimal weights that produce a minimum of the loss function, creates a function mapping using the optimal weights, and performs the step of applying the learned function mapping to a new recording on the mobile device to compute new cognitive function values. | 1. A computer implemented method to quantify the effect of social interaction, mobility, physiology, cognitive stimulation, and diet on a person's brain health, said method comprising the steps of: a. recording at a mobile computing device an in vivo input associated with a measurement of one of social interaction, mobility, physiology, cognitive stimulation, and diet;b. recording interaction inputs associated with one or more interactions of the person with said mobile computing device;c. executing a learning function mapping to compute a brain health measure based on said person's interaction inputs, wherein said brain health measure is one of a neuropsychological benchmark test;d. performing the learning function mapping from said recording associated with the in vivo input to said computed brain health measure; ande. outputting an attribution to said brain health measure that is explained by said in vivo input. 2. The method of claim 1, wherein the one or more interactions includes at least one of: applications opened, inputs typed, gesture patterns used on a touch screen, body motions, and voice input. 3. The method of claim 1, wherein the mobile computing device is one of: a smart phone, a tablet computer, and a wearable mobile computing device. 4. The computer implemented method of claim 1, wherein the social interaction measurement is one of length, duration, frequency, volume, sentiment, and mood associated with an incoming call, an outgoing call, a text, and an email message. 5. The computer implemented method of claim 1, wherein the social interaction measurement is from one of an email, text, phone, or other communication application on said mobile computing device. 6. The computer implemented method of claim 1, wherein the mobility measurement is one of intensity, duration, and frequency of locomotor activity. 7. The computer implemented method of claim 1, wherein the mobility measurement is from one of an accelerometer application and a gyroscope application on said mobile computing device. 8. The computer implemented method of claim 1, wherein the physiology measurement is one of a heart rate, a blood pressure, a blood oxymetry, a blood glucose, a body temperature, a body fat, a body weight, a sleep duration and quality, and an electroencephalogram. 9. The computer implemented method of claim 1, wherein the cognitive stimulation measurement is one of URLs visited, books and articles read online, and games played on said mobile computing device. 10. The computer implemented method of claim 1, wherein the cognitive stimulation measurement is one of a setting of, or a recording from, a brain stimulation device. 11. The computer implemented method of claim 1, wherein the diet measurement is one of a caloric intake, a nutritional value, a food type, alcohol, caffeine, a drug, a medication, and a vitamin consumed. 12. A computer-readable medium comprising instructions that when executed by a processor running on a computing de... | Mindstrong, LLC | A61B005/16 A61B005/00 A61B005/11 A61B005/01 A61B005/1455 A61B005/021 A61B005/0476 A61B005/145 G09B005/12 G06F019/00 G06N005/02
US10185015 | B2 | 2019-01-22 | Handheld oscillation applicator for use in a magnetic resonance rheology imaging system | 2015-01-24 | A handheld oscillation applicator (40) for use in a magnetic resonance rheology imaging system (10), for applying mechanical oscillations to at least a portion of a subject of interest (20), the handheld oscillation applicator (40) comprising a housing (54), at least one transducer unit (48) configured to output mechanical energy, a piston (68) that is mechanically linked to the at least one transducer unit (48), the piston (68) including a first end (70), a second end (72), and an opening (74) that extends between the first end (70) and the second end (72), wherein the housing (54) comprises at least one opening (60), and the at least one opening (60) of the housing (54) and the opening (74) of the piston (68) at least partially overlap with regard to a housing opening direction (66) defined by an opening center (62) of the opening (60) of the housing (54) at a first surface (56) and an opening center (64) of the opening (60) of the housing (54) at a second surface (58); and an oscillation applicator system (38), including: a handheld oscillation applicator (40), a transducer driving unit (42) for energizing the at least one transducer unit (48), a sensing unit (50) configured to determine a physical quantity that is representative of an amplitude of mechanical oscillations being applied to at least the portion of the subject of interest (20), and to provide an output signal representing the determined physical quantity, at least one closed-loop control circuit for maintaining a mechanical displacement amplitude of the transducer unit (48) at a selected level, wherein the closed-loop control circuit is configured to provide an output signal for controlling the transducer driving unit (42), based on the output signal received from the sensing unit (50). | 1. A handheld oscillation applicator for use in a magnetic resonance rheology imaging system, wherein the handheld oscillation applicator, upon activation, is configured for applying mechanical oscillations to at least a portion of a subject of interest to be imaged by the magnetic resonance rheology imaging system, the handheld oscillation applicator comprising a housing, including at least a first surface that is configured to be arranged proximal to at least the portion of the subject of interest during applying mechanical oscillations, and at least a second surface that is configured to be arranged distal to at least the portion of the subject of interest during applying mechanical oscillations,at least one transducer unit that, upon being energized, is configured to output mechanical energy,a piston, which is mechanically linked to the at least one transducer unit, and is configured to transfer at least a part of the mechanical energy of the at least one transducer unit to at least the portion of the subject of interest to be imaged, the piston comprisinga first end that is configured to be arranged proximal to at least the portion of the subject of interest during applying mechanical oscillations, wherein the first end of the piston is configured to be closer to the subject of interest than the first surface of the housing,a second end that is configured to be arranged distal to at least the portion of the subject of interest during applying mechanical oscillations, andan opening that extends between the first end and the second end, whereinthe housing comprises at least one opening extending between the first surface and the second surface, and whereinthe at least one opening of the housing and the opening of the piston at least partially overlap with regard to a housing opening direction defined by a virtual connecting line between an opening center of the opening of the housing at the first surface and an opening center of the opening of the housing at the second surface and the openings of the housing and of the piston form through-going openings. 2. The handheld oscillation applicator as claimed in claim 1, wherein a dimension of the overlap of the at least one opening of the housing and the opening of the piston perpendicular to the housing opening direction is at least 30 millimeters. 3. The handheld oscillation applicator as claimed in claim 1, wherein an overall dimension of the housing and the piston in an operational state in a direction parallel to the housing opening direction is equal to or less than 45 millimeters. 4. The handheld oscillation applicator as claimed in claim 1, wherein at least one of the opening of the housing and the opening of the piston has an elliptical cross-section. 5. The handheld oscillation applicator as claimed in claim 1, wherein the center of the opening in the first surface of the housing is offset from a geometric center of the first surface. 6. The handheld oscillation applicator as claimed... | Koninklijke Philips N.C. | A61B005/055 G01R033/563 A61B005/00 G01R033/28
US10244934 | B2 | 2019-04-02 | Atherectomy catheter drive assemblies | 2016-05-23 | A drive assembly for driving an imaging catheter has a rotatable fiber and a rotatable drive shaft. The drive assembly includes a fiber optic rotating junction and a motor configured to rotate the rotatable portion of the fiber optic rotating junction. In some embodiments, the drive assembly includes a sensor configured to detect a rotational position of the fiber optic rotating junction and a processor configured to obtain the detected rotational position and stop the motor only when the fiber optic rotating junction is in a predetermined rotational position. In some embodiments, the motor includes a hollow shaft through which at least a portion of the fiber optic rotating junction extends. | 1. A drive assembly for driving an imaging catheter having a rotatable fiber, the drive assembly comprising: a fiber optic rotating junction having a stationary portion with a stationary fiber therein and a rotatable portion with a rotatable fiber therein;a first optical connector configured to connect the stationary fiber with a light source;a motor configured to simultaneously rotate the rotatable portion of the fiber optic rotating junction and a rotatable shaft of the catheter, the motor having a hollow shaft configured to house a portion of the fiber optic rotating junction; anda second optical connector configured to connect the rotatable portion of the fiber optic rotating junction with the rotatable fiber of the imaging catheter so as to allow torque to simultaneously be transmitted from the motor to the rotatable shaft and the rotatable fiber of the catheter and so as to allow light to be transmitted from the light source to the rotatable fiber of the catheter. 2. The drive assembly of claim 1, wherein only the rotatable fiber of the fiber optic junction is housed within the hollow shaft. 3. The drive assembly of claim 1, further comprising a locking mechanism configured to lock a handle of the imaging catheter to the drive assembly. 4. The drive assembly of claim 1, wherein the stationary and rotatable fibers are configured to transmit an optical coherence tomography signal. 5. The drive assembly of claim 1, wherein the second optical connector is an MU adaptor. 6. The drive assembly of claim 1, wherein the stationary fiber is positioned inside the hollow shaft. 7. The drive assembly of claim 1, wherein the stationary fiber is positioned within a tube inside the hollow shaft. 8. The drive assembly of claim 1, wherein the motor does not include gearing. 9. The drive assembly of claim 1, wherein the motor and a fiber of the fiber optical rotating junction are coaxial. 10. The drive assembly of claim 1, further comprising an alignment mechanism configured to rotationally align the rotatable portion of the fiber optic rotating junction with the rotatable fiber of the imaging catheter. 11. A drive assembly for driving an imaging catheter having a rotatable fiber, the drive assembly comprising: a fiber optic rotating junction having a stationary portion with a stationary fiber therein and a rotatable portion with a rotatable fiber therein;a first optical connector configured to connect the stationary fiber with a light source;a motor configured to simultaneously rotate the rotatable portion of the fiber optic rotating junction and a rotatable shaft of the catheter, the motor having a shaft that is coaxial with a fiber of the fiber optic rotating junction; anda second optical connector configured to connect the rotatable portion of the fiber optic rotating junction with the rotatable fiber of the imaging catheter so as to allow torque to simultaneously be transmitted from the motor to the rotatable shaft and the rotatable fiber of th... | Avinger, Inc. | A61B005/055 A61B001/313 A61B001/04 A61B001/00 A61B001/07 A61B017/3207 A61B005/00
US20160321428 | A1 | 2016-11-03 | Customizable Health Monitoring | 2015-04-29 | This document describes customizable health monitoring. The techniques described enable a medical professional to monitor a person's health in their normal course of life, such as prior to each meal, during exercising, while at the office, and so forth. These techniques also enable monitoring that is tailored to that particular person to better understand a suspected problem or a known condition. By so doing, a medical professional can monitor a person over various times and situations, which adds detail and robustness to the data collected. The techniques permit remote tracking and data transfer as well, thereby enabling the health professional to gain the desired information quickly and easily without requiring the patient or the health professional to wait for, or waste time on, an in-person visit. | 1. A computer-implemented method comprising: receiving a health-monitoring prescription for a patient, the health-monitoring prescription requiring multiple health-monitoring acts, the multiple health-monitoring acts at prescribed times or events;responsive to receiving the health-monitoring prescription and based on the prescribed times or events occurring, prompting the patient, for each of the prescribed times or events and through a mobile computing device, to initiate use of a health-monitoring device that is associated with the mobile computing device and capable of performing the multiple health-monitoring acts;receiving, from the health-monitoring device, results from performance of the multiple health-monitoring acts for the patient; andresponsive to receiving the results from the performance of the health-monitoring acts, providing the results to an entity associated with the health-monitoring prescription. 2. The computer-implemented method as described in claim 1, wherein the health-monitoring prescription requires health-monitoring acts responsive to events and the events are sensed by the mobile computing device. 3. The computer-implemented method as described in claim 1, wherein the health-monitoring prescription requires health-monitoring acts responsive to events and the events include the patient eating, sleeping, exercising, or undergoing stress. 4. The computer-implemented method as described in claim 1, wherein the health-monitoring prescription requires health-monitoring acts responsive to events and the events include a passively sensed physical condition of the patient and receiving results causes the health-monitoring device to perform a health-monitoring act requiring action by the patient. 5. The computer-implemented method as described in claim 1, wherein the health-monitoring prescription is received from a medical professional caring for the patient. 6. The computer-implemented method as described in claim 1, further comprising, after prompting the patient, receiving an indication from the health-monitoring device that the patient has initiated use of the health-monitoring device and causing the health-monitoring device to perform the multiple health-monitoring acts responsive to receiving the indication. 7. The computer-implemented method as described in claim 1, wherein providing the results to the entity is responsive to a period of time elapsing or a number of monitoring acts being performed. 8. The computer-implemented method as described in claim 1, wherein the health-monitoring prescription includes a dynamic adjustment mechanism indicating, without further instructions from an entity associated with the health-monitoring prescription, a different health-monitoring act than that of the multiple health-monitoring acts or at a different time or event than those of the prescribed times or events, the dynamic adjustment responsive to a result outside of a threshold of the health-monitoring prescription. 9.... |  | G06F019/00 A61B005/01 A61B005/145 A61B005/024 A61B005/11 A61B005/00 A61B005/021
US20160331321 | A1 | 2016-11-17 | ADJUSTABLE ELECTRODE OVERLAY DEVICES | 2015-05-14 | Electrode placement devices are provided. An electrode placement device includes a harness configured to be positioned on a patient and an elongated slot disposed within the harness. The elongated slot includes one or more electrode receiving portions configured to provide an electrode coupling location. | 1. An electrode placement device comprising: a harness configured to be positioned on a patient; andan elongated slot disposed within the harness, wherein the elongated slot comprises one or more electrode receiving portions configured to provide an electrode coupling location. 2. The electrode placement device of claim 1 further comprising an electrode adjustably positioned within the elongated slot wherein the electrode is adjustable in one direction along a length of the elongated slot. 3. The electrode placement device of claim 1 further comprising a conductive band circumscribing the elongated slot. 4. The electrode placement device of claim 3, further comprising an electrode adjustably positioned within the elongated slot and electrically coupled to the conductive band. 5. The electrode placement device of claim 3, further comprising an integrated circuit coupled to the harness wherein the integrated circuit is electrically coupled to the conductive band of the elongated slot. 6. The electrode placement device of claim 1, wherein the harness comprises a harness material that is washable and stretchable. 7. The electrode placement device of claim 1, wherein the harness comprises a vest having one or more adjustable shoulder straps. 8. The electrode placement device of claim 1, wherein at least one of the one or more electrode receiving portions comprise a discrete locking portion. 9. The electrode placement device of claim 8, wherein the discrete locking portion is slidably coupled to the elongated slot. 10. The electrode placement device of claim 8, wherein the discrete locking portion comprises a magnetic locking portion, a fastener locking portion, or a combination thereof. 11. The electrode placement device of claim 1, wherein at least one of the one or more electrode receiving portions comprise an electrode removal slot, wherein the electrode removal slot comprises at least one widened portion. 12. The electrode placement device of claim 1 further comprising six elongated slots, wherein each individual elongated slot of the six elongated slots is disposed within the harness at a location configured to be proximate one of six precordial electrode locations V1-V6 of a patient. 13. An electrode placement device comprising: a harness configured to be positioned on a patient;an elongated slot disposed within the harness, wherein the elongated slot comprises one or more magnetic locking portions configured to provide a magnetic electrode coupling location;a conductive band circumscribing the elongated slot;an integrated circuit comprising one or more lead wires coupled to the harness wherein at least one lead wire is electrically coupled to the conductive band of the elongated slot. 14. The electrode placement device of claim 13, wherein the one or more magnetic locking portions are slidably coupled to the elongated slot. 15. The electrode placement device of claim 13 further comprising an electrode removably positioned within a... |  | A61B005/00 A61B005/0416
US20160317765 | A1 | 2016-11-03 | DECISION SUPPORT SYSTEM FOR LUNG VENTILATOR SETTINGS | 2014-11-14 | The present invention relates to a ventilator system capable of displaying complex information patterns in a GUI, thereby allowing a clinician to get subtract complex information from multiple parameters inputs. | 1. A mechanical ventilation system (10) for respiration aid of an associated patient (5, P), the system being adapted for providing decision support for choosing a ventilation strategy of said associated patient, the system comprising: ventilator means (11, VENT) capable of mechanical ventilating said associated patient with air and/or one or more medical gases;control means (12, CON), the ventilator means being controllable by said control means by operational connection thereto (Vt_set);first measurement means (11a, M_G) arranged for measuring parameters of inspired gas (6a) of said associated patient, the first means being capable of delivering first data (D1) to said control means;optionally, second measurement means (11b, M_G) arranged for measuring the respiratory feedback of said associated patient in expired gas (6b), the second means being capable of delivering second data (D2) to said control means;third measurement means (20, M_B), arranged for measuring one or more blood values of said associated patient, the third means being capable of delivering third data (D3) to said control means,the control means applying a set of preference functions (CPF) to convert the first data (D1), the third data (D3), and optionally the second data (D2), of the associated patient into corresponding scoring values (S1, . . . , S6);the system comprising a graphical user interface (GUI, 13) with a multi-dimensional coordinate system (14), wherein at least one pair of scoring values is arranged for being displayed in the coordinate system, wherein each pair of scoring values comprisesa first scoring value (S1, S2, S6) being a translated variable related to over-ventilation of the associated patient, the first scoring value being displayed at an axis indicative of over-ventilation in a first direction (OV) in the GUI, the first scoring value being displayed at a distance from a first starting point (O) corresponding to the first scoring value, anda second scoring value (S3, S4, S5) being a translated variable related to under-ventilation of the associated patient, the second scoring value being displayed at an axis being indicative of under-ventilation in a second direction (UV) in the GUI, the second scoring value being displayed at a distance from a second starting point (O) corresponding to the second scoring value. 2. The system according to claim 1, wherein each pair of plotted scoring values have a common starting point (O) in the multi-dimensional coordinate system. 3. The system according to claim 1 or 2, wherein the scoring values displayed closer to the starting point is indicative of lower associated patient risk than values plotted at greater distance from the starting point. 4. The system according to any of the preceding claims, wherein the scoring values of a pair are displayed in opposite directions. 5. The system according to any of the preceding claims, the multi-dimensional coordinate system has an outer shape being a polygon, each cor... |  | A61M016/00 A61B005/08 A61B005/00
US20160324464 | A1 | 2016-11-10 | BLOOD GLUCOSE MANAGEMENT SYSTEM | 2016-05-07 | Methods and systems are disclosed for prompting a patient to take a blood glucose management action. A diabetes management application on a mobile device can receive diabetes-related information from the mobile device. The diabetes management application can identify a blood glucose management action prompt based on a comparison of the received diabetes-related information to one or more predetermined prompt criteria. The diabetes management application can generate a blood glucose management action prompt based on the blood glucose management action prompt condition. The diabetes management application can present the blood glucose management action prompt to the patient on a user interface of the mobile device. | 1. A method of prompting a patient to take a blood glucose management action, comprising: receiving diabetes-related information from a mobile device at a diabetes management application on the mobile device, the diabetes-related information including calendar information from a calendar application on the mobile device, activity information from an activity tracking application on the mobile device, nutrition information from a nutrition tracking application on the mobile device, image recognition information from an image recognition application on the mobile device, mobile device connectivity information from the mobile device, an elapsed time since the diabetes management application received a previous blood glucose measurement from the patient, or combinations thereof;identifying a blood glucose management action prompt condition with the diabetes management application based on a comparison of the received diabetes-related information to one or more predetermined prompt criteria, wherein, when the received diabetes-related information used in the comparison comprises the elapsed time since the diabetes management application received the previous blood glucose measurement from the patient, the one or more predetermined prompt criteria comprises a specified frequency of blood glucose measurements tailored to the patient based on previous blood glucose measurements of the patient, previously collected context-related information, a previous frequency of blood glucose measurements of the patient, or combinations thereof;generating a blood glucose management action prompt with the diabetes management application based on the blood glucose management action prompt condition; andpresenting the blood glucose management action prompt to the patient on a user interface of the mobile device with the diabetes management application. 2. The method of claim 1, wherein the diabetes-related information includes the elapsed time since the diabetes management application received a previous blood glucose measurement from the patient, and the one or more predetermined prompt criteria includes a specified frequency of blood glucose measurements tailored to the patient based on previous blood glucose measurements of the patient, previously collected context-related information, a previous frequency of blood glucose measurements of the patient, or combinations thereof. 3. The method of claim 2, wherein the context-related information includes one or more patient-provided answers to one or more context-related questions. 4. The method of claim 3, wherein the patient-provided answer(s) include an explanation by the patient of the previous frequency of blood glucose measurements of the patient. 5. The method of claim 2, wherein the specified frequency of blood glucose measurements is based on a diabetes risk categorization of the patient, the diabetes risk categorization being assigned by a caregiver. 6. The method of claim 1, wherein the diabetes-related in... |  | A61B005/00 A61B005/1171 A61B005/157 A61B005/11 A61B005/145 A61B005/151
US20160331304 | A1 | 2016-11-17 | SYSTEM AND METHODS FOR AUTOMATED ADMINISTRATION AND EVALUATION OF PHYSICAL THERAPY EXERCISES | 2016-05-13 | Methods and systems for automated administration and evaluation of physical therapy exercises are provided. A motion prompt is displayed on a display device. Hand position information is generated by a hand position sensing device, and muscular activity information is generated by a muscular activity sensing device, while a user performs the prompted motion. Compliance with the motion prompt is determined by analyzing the hand position information, and muscular activity is evaluated using the muscular activity information. The difficulty of the motion prompts provided by the system is automatically configurable based on the determined compliance with the motion prompt and the muscular activity evaluation. | 1. A system for automated administration and evaluation of physical therapy exercises, the system comprising: a computing device comprising at least one processor and a non-transitory computer readable medium;a display device communicatively coupled to the computing device;a hand position sensing device communicatively coupled to the computing device; anda muscular activity sensing device communicatively coupled to the computing device and configured to sense muscular activity in a forearm of a user. 2. The system of claim 1, wherein the computer-readable medium of the computing device has computer-executable instructions stored thereon that, in response to execution by the at least one processor, cause the computing device to perform actions that include: presenting, by the computing device via the display device, a motion prompt;receiving, by the computing device, hand position information from the hand position sensing device;receiving, by the computing device, muscular activity information from the muscular activity sensing device;determining, by the computing device, compliance with the motion prompt using the hand position information; anddetermining, by the computing device, a muscular activity evaluation score based on the muscular activity information. 3. The system of claim 2, wherein the hand position information includes three-dimensional location information and orientation information for one or more anatomical elements of a hand. 4. The system of claim 2, wherein the muscular activity sensing device includes a plurality of surface electromyography (EMG) sensors. 5. The system of claim 4, wherein the muscular activity information includes a stream of surface EMG sensor values. 6. The system of claim 5, wherein determining a muscular activity evaluation score includes determining a calibration map for the muscular activity information using a modified orthogonal Procrustes technique. 7. The system of claim 2, wherein the actions further include presenting, by the computing device via the display device, an indication of sensed motion based on the received hand position information. 8. The system of claim 2, wherein the actions further include: setting, by the computing device, a gain level to be used by the hand position sensing device; andupdating, by the computing device, the gain level to be used by the hand position sensing device based on at least one of the determined compliance with the motion prompt and the determined muscular activity evaluation score. 9. A computer-implemented method for automated administration and evaluation of physical therapy exercises, the method comprising: presenting, by a computing device via a display device, a motion prompt;receiving, by the computing device, hand position information from a hand position sensing device;receiving, by the computing device, muscular activity information from a muscular activity sensing device;determining, by the computing device, compliance with the motion p... | University of Washington | A61B005/00 A61B005/11 A61B005/0488
US09980632 | B2 | 2018-05-29 | Endoscope system | 2016-07-20 | An endoscope system of the present invention includes a control part has a computation part which computes the radius of curvature of the central axis of the instrument channel when the input signal is received and, may generate the first driving signal according to a result of the computation part computing the radius of curvature so that a treatment instrument at which a rigid part is provided to be easily inserted into a channel while a view of an observation part is limited from deviating from an object to be treated, even when a radius of curvature of a bending part is small while the bending part is bent. | 1. An endoscope system comprising: an insertion part having flexibility, a flexible tube part, a bending part, and an instrument channel into which a medical instrument is insertable formed therein;the flexible tube part provided at a proximal end portion of the insertion part;the bending part provided at a distal end portion of the insertion part and bendable with respect to a distal end portion of the flexible tube part;a tubular body in which an insertion part channel into which the flexible tube part is insertable is formed and provided to be movable along a longitudinal axis of the flexible tube part with respect to the flexible tube part;a first driving part configured to operate the bending part to be bent with respect to the distal end portion of the flexible tube part;a second driving part provided at the tubular body to move the flexible tube part inserted into the insertion part channel with respect to the tubular body;a processor comprising hardware; a connection part that connects the flexible tube part and the bending part; anda sensor, the sensor configured to detect a position of a distal end rigid part of the medical instrument which moves within the instrument channel and to transmit a result of detecting the position of the distal end rigid part of the medical instrument as an input signal to the processor, the processor configured tocontrol the first driving part so that the bending part bends in a direction in which a radius of curvature of a central axis of the instrument channel enlarges and control the second driving part so that the flexible tube part moves toward a proximal end portion with respect to the tubular body according to the driving amount of the first driving part;wherein the processor is further configured to compute the radius of curvature of the central axis of the instrument channel when the input signal is received, and control the first driving part according to a result of the processor computing the radius of curvature. 2. The endoscope system according to claim 1, wherein the control part controls the second driving part so that the flexible tube part moves in the longitudinal direction with respect to the tubular body. 3. The endoscope system according to claim 1 further comprising: an observation unit provided at a distal end of the bending part, wherein:the processor is configured to control the second driving part so that the field of view of the observation unit after the bending part is operated to be bent includes a center of the field of view of the observation unit before the bending part is operated to be bent. 4. An endoscope system comprising: an insertion part having flexibility, a flexible tube part, a bending part and an instrument channel into which a medical instrument is insertable formed therein;the flexible tube part provided at a proximal end portion of the insertion part;the bending part provided at a distal end portion of the insertion part and bendable with respect to a dist... | OLYMPUS CORPORATION | A61B001/00 A61B001/018 A61B001/05 A61B005/06 H04N005/225 A61B001/005 G02B023/24 A61B001/008 A61B001/01 A61B001/06
US09498195 | B2 | 2016-11-22 | Implant with high vapor pressure medium | 2013-11-25 | An implant for use in a human or animal body can include a flexible housing with an outer wall and having a chamber therein. The implant can have at least one high vapor pressure medium within the chamber. The at least one high vapor pressure medium can have a combined vapor pressure equal to or greater than about the average value of the hydrostatic pressure of the implantation site plus the skin tension of the housing minus the gas tension of the dissolved gasses present at the implantation site. | 1. A method of treating urinary incontinence in a human or animal body comprising: ensuring at least 100 cc of liquid or gas is within a bladder prior to implantation;implanting an inflatable implant within the bladder, the inflatable implant device comprising a flexible housing comprising an outer wall defining a chamber;injecting into the chamber, while within the bladder, at least one high vapor pressure medium within the chamber having a vapor pressure equal to or greater than Panatomical environment/hydrostatic-avg+PSkin-tension−PDissolved gas in absolute pressure, wherein the one or more high vapor pressure medium comprises a vapor and a reservoir of liquid; andvaporizing, while within the body, at least some of the liquid as the vapor leaves the chamber, thereby the vaporizing maintains the implant in an inflated state for the duration of a treatment period of at least 5 days. 2. The method of claim 1, wherein injecting into the chamber further comprises injecting the at least one high vapor pressure medium with a vapor pressure between about 100-150 cm H2O. 3. The method of claim 1, further comprising one of increasing or decreasing the pressure within the flexible housing over the treatment period via transport of molecules across the outer wall after implanting the inflatable implant. 4. The method of claim 1, further comprising one of increasing or decreasing a volume of the flexible housing over the treatment period via transport of molecules across the outer wall after implanting the inflatable implant. 5. The method of claim 1, wherein the duration of a treatment period is at least 90 days and vaporizing further comprises maintaining the implant in an inflated state for at least 90 days. 6. The method of claim 1, wherein the outer wall is made of a gas permeable material that allows permeation of the at least one high vapor pressure medium at a rate of at least 15 ml per twelve months out of the implant. 7. The method of claim 1, further comprising ensuring at least 200 cc of liquid or gas is within the bladder prior to implantation. 8. The method of claim 1, wherein implanting the inflatable implant comprises implanting the inflatable implant transurethrally into a bladder. | AttenueX Technologies, Inc. | A61F002/00 A61B017/00 A61B017/04 A61B017/221 A61B017/66 A61B017/70 A61B017/82 A61F002/12 A61F002/24 A61F002/26 A61M025/00 A61M029/02 A61B001/307 A61B005/20 A61B017/3205 A61B017/34 A61B018/14 A61B017/22 A61F002/04 A61F002/10 A61F005/00 A61F013/20 A61F013/26 A61F002/30 A61M025/04 A61M025/10 A61F009/007
US09504413 | B2 | 2016-11-29 | Dual electrode system for a continuous analyte sensor | 2013-04-15 | Disclosed herein are systems and methods for a continuous analyte sensor, such as a continuous glucose sensor. One such system utilizes first and second working electrodes to measure additional analyte or non-analyte related signal. Such measurements may provide a background and/or sensitivity measurement(s) for use in processing sensor data and may be used to trigger events such as digital filtering of data or suspending display of data. | 1. A continuous glucose sensor configured and arranged for insertion into a host for and detecting glucose in the host, the sensor comprising: a first working electrode comprising a first electroactive surface, wherein the first working electrode is configured to generate a first signal, wherein the first working electrode is configured to switch from a first bias potential to a second bias potential, wherein the first bias potential is a glucose measurement potential and the second bias potential is a non-glucose-measurement potential;a second working electrode comprising a second electro active surface wherein the second working electrode is configured to generate a second signal; andsensor electronics configured to compare the first signal with the second signal and determine a level of glucose in the host based at least in part on the comparison of the first signal with the second signal. 2. The sensor of claim 1, wherein the sensor is configured to perform pulsed amperometric detection. 3. The sensor of claim 1, wherein the sensor is configured to perform a stepped potential waveform. 4. The sensor of claim 3, wherein the sensor further comprises a reference and a counter electrode. 5. The sensor of claim 4, wherein the sensor further comprises a reference and a counter electrode. 6. The sensor of claim 1, wherein the second working electrode is configured to switch from a third bias potential to a fourth bias potential. 7. The sensor of claim 1, wherein the first bias potential is held long enough to allow equilibration. 8. The sensor of claim 1, wherein the sensor electronics are configured to calculate at least one glucose sensor data point using the first and second signals. 9. The sensor of claim 1, wherein the sensor electronics are configured to process the first and second signals to generate a glucose concentration substantially without signal contribution due to non-glucose noise artifacts. 10. The sensor of claim 1, wherein the sensor is configured to oscillate potential between the first working electrode and the second working electrode. 11. A continuous glucose sensor configured and arranged for insertion into a host for and detecting glucose in the host, the sensor comprising: a first working electrode comprising a first resistance domain, wherein the first working electrode is configured to generate a first signal having a first noise component related to a noise-causing species;a second working electrode comprising a second resistance domain, wherein the second working electrode is configured to generate a second signal having a second noise component related to the noise-causing species;a third resistance domain disposed continuously over the first resistance domain and the second resistance domain;wherein each of the first resistance domain and the second resistance domain is independently formed on the first working electrode and the second working electrode, respectively. 12. The sensor of claim 11, wherein th... | DexCom, Inc. | A61B005/00 A61B005/05 A61B005/1486 A61B005/145 C12Q001/00
US09486171 | B2 | 2016-11-08 | Predictive calibration | 2013-03-15 | A portable medical monitor system generates a current calibration curve for generating the estimate of the level of an analyte, such as glucose, being monitored. The current calibration curve is based on at least two measured data values of the level being monitored. The system determines a transformation function based on the calibration curve and at least one preceding calibration curve such that the transformation function produces a predictive calibration curve, and generates an estimated level value of the level being monitored, based on sensor output from a sensor associated with the portable medical monitor system, in accordance with the predictive calibration curve. | 1. A method of operating a portable medical monitor system that generates an estimate of an analyte level of a patient being monitored with an analyte sensor, the method comprising: generating a current calibration curve for generating the estimate of the analyte level being monitored, wherein the current calibration curve is based on at least two measured data values of the level being monitored;determining a transformation function based on the current calibration curve and at least one preceding calibration curve such that the transformation function produces a predictive calibration curve that predicts changes to the current calibration curve resulting from sensor drift since the acquisition of the at least two measured data values used to generate the current calibration curve;generating an estimated level value of the analyte level being monitored, based on sensor output from the analyte sensor, in accordance with the predictive calibration curve; andcausing medicament to be delivered to the patient with a portable infusion pump based on the estimated level value of the analyte being monitored. 2. The method as in claim 1, wherein the transformation function is determined based on a plurality of all calibration curves utilized by the portable medical monitor system beginning at a system start time. 3. The method as in claim 2, wherein the transformation function is determined based on less than all calibration curves utilized by the portable medical monitor system from the system start time through a system time. 4. The method as in claim 2, wherein determining comprises determining a transformation function based on the current calibration curve and an immediately preceding calibration curve such that the determined transformation function substantially produces the current calibration curve when applied to the immediately preceding calibration curve. 5. The method as in claim 1, wherein the transformation function produces a linear regression function of the current calibration curve and the at least one preceding calibration curve. 6. The method as in claim 1, wherein the transformation function produces a polynomial regression function of the current calibration curve and the at least one preceding calibration curve. 7. The method as in claim 1, wherein the at least one preceding calibration curve comprises a default calibration curve that is not based on measured data values of the analyte level being monitored. 8. The method as in claim 1, wherein the portable medical monitor system and portable infusion pump comprise a portable insulin pump, and wherein causing medicament to be delivered to the patient includes actuating a pump mechanism. 9. The method as in claim 1, wherein the analyte being monitored is blood glucose. 10. The method as in claim 1, wherein causing medicament to be delivered to the patient includes transmitting the estimated level value to the portable infusion pump. 11. The method as in claim 1, wherein ca... | Tandem Diabetes Care, Inc. | A61B005/00 A61B005/145
US09503056 | B2 | 2016-11-22 | Frequency-adaptive notch filter | 2015-10-23 | One apparatus includes a notch filter that has a state observer unit and a parameter adaptation unit. The state observer unit is configured to receive a sampled noisy electrical signal and a sampled filtered electrical signal, the state observer unit having an estimated noise signal output, the estimated noise signal output carrying an estimated noise signal to be subtracted from the sampled noisy electrical signal, resulting in the filtered electrical signal. The parameter adaptation unit is configured to receive the estimated noise signal and an error signal from the state observer unit. The parameter adaptation unit is also configured to determine, based on the estimated noise signal and the error signal, an updated estimated noise frequency, thereby causing the state observer unit to generate an updated estimated noise signal to be provided on the estimated noise signal output. | 1. A method of adaptively detecting sinusoidal noise from an electrical signal, the method comprising: receiving a noisy electrical signal having a periodic noise component and a filtered electrical signal component;performing a frequency identification process on the sampled noisy electrical signal to determine an initial frequency for an estimated periodic noise signal, the frequency identification process selecting from among a plurality of discrete, predetermined frequencies; andperforming a frequency adaptation process on the sampled noisy electrical signal, the frequency adaptation process resulting in an updated estimated periodic noise signal to be subtracted from the sampled noisy electrical signal, thereby forming a filtered electrical signal. 2. The method of claim 1, wherein the frequency identification process selects the baseline frequency from among a plurality of discrete frequencies based at least in part on a notch filter converging toward the selected frequency from an initial frequency. 3. The method of claim 2, wherein the plurality of discrete frequencies includes a 50 Hz baseline frequency and a 60 Hz baseline frequency. 4. The method of claim 2, wherein the initial frequency is about 55 Hz. 5. The method of claim 1, wherein the frequency adaptation process determines the updated estimated periodic noise signal based on a variance from the baseline frequency. 6. The method of claim 1, wherein the frequency adaptation process is selectively performed based on a logical output generated at least in part from a detected stability of the filtered electrical signal component. 7. The method of claim 1, wherein receiving the noisy electrical signal comprises receiving an ECG signal having power line interference thereon. 8. The method of claim 1, further comprising, prior to performing the frequency identification process or the frequency adaptation process, initializing a rate of adaptation. 9. The method of claim 1, wherein performing the frequency adaptation process occurs after performing the frequency identification process. 10. An ECG machine comprising: a controller;one or more ECG sensor inputs communicatively connected to the controller;a power signal electrically connected to the controller; anda memory configured to store computer-executable instructions which, when executed using the controller, are configured to perform a method comprising: receiving a noisy electrical signal at the controller from the one or more ECG sensor inputs, the noisy electrical signal having a periodic noise component occurring at least in part due to the power signal and a filtered electrical signal component;performing a frequency identification process on the sampled noisy electrical signal to determine an initial frequency for an estimated periodic noise signal, the frequency identification process selecting from among a plurality of discrete, predetermined frequencies; andperforming a frequency adaptation process on the sampled ... | Welch Allyn, Inc. | G06F017/10 H03H021/00 A61B005/0402 A61B005/00 A61B005/04
US10048141 | B2 | 2018-08-14 | Pressure sensing element and pressure sensor | 2014-12-24 | Provided is a pressure sensing element configured to be flexible, and capable of demonstrating a stable electrical reliability over a long period; and, a pressure sensor having such pressure sensing element. A pressure sensing element (100) has an electro-conductive pressure sensing film (14), a sensor electrode (12) provided at a position faced to the pressure sensing film (14), and an insulating layer (13) which creates a predetermined distance “A” between the pressure sensing film (14) and the sensor electrode (12) so as to keep them apart from each other, the pressure sensing film (14) being a resin film containing carbon particles (140); and, a pressure sensor (200) has the pressure sensing element (100), and a detection unit (210) which is electrically connected with the pressure sensing element (100) so as to detect contact resistance between the pressure sensing film (14) and the sensor electrode (12). | 1. A pressure sensing element comprising: an electro-conductive pressure sensing film comprising a resin and carbon particles, the resin comprising polyimide or polyamide-imide as a main ingredient;a sensor electrode provided at a position faced to the pressure sensing film; andan insulating layer which creates a predetermined distance between the pressure sensing film and the sensor electrode so as to keep them apart from each other, wherein a surface of the pressure sensing film, faced to the sensor electrode, has a surface roughness Rz of 0.10 μm or larger and 0.50 μm or smaller. 2. The pressure sensing element according to claim 1, wherein the predetermined distance, measured in the initial state while keeping the pressure sensing film nearly flat, is 5 μm or longer and 25 μm or shorter. 3. The pressure sensing element according to claim 1, wherein the pressure sensing film has a thickness of 6.5 μm or larger and 40 μm or smaller. 4. The pressure sensing element according to claim 1, wherein the Young's modulus of the pressure sensing film is 5 GPa or smaller. 5. The pressure sensing element according to claim 1, wherein the pressure sensing film has a surface resistivity of 7 kΩ/sq or larger and 30 kΩ/sq or smaller. 6. The pressure sensing element according to claim 1, wherein the pressure sensing film has a heat resistance of 260 ° C. or higher. 7. The pressure sensing element according to claim 1, wherein the Young's modulus of the pressure sensing film is smaller than the Young's modulus of a film of the same thickness composed of the resin which composes the pressure sensing film. 8. The pressure sensing element according to claim 1, comprising a plurality of pressure sensor parts each configured by the pressure sensing film and the sensor electrode opposed to each other, and a single sheet of pressure sensing film being opposed to the plurality of the sensor electrodes. 9. The pressure sensing element according to claim 8, wherein the single sheet of pressure sensing film has, on the side thereof faced to the sensor electrodes, a slit which extends from the outer surface to a middle depth in the thickness-wise direction, andthe slit falls, in a plan view, between the plurality of sensor electrodes. 10. The pressure sensing element according to claim 1, further comprising a flexible substrate, the sensor electrode is formed at least on one surface of the substrate, andthe pressure sensing element being configured to be flexible. 11. The pressure sensing element according to claim 1, further comprising an adhesion layer provided between a lower surface of the pressure sensing film and an upper surface of the insulating layer for bonding the pressure sensing film with the insulating layer, the insulating layer has a first opening through which the pressure sensing film and the sensor electrode are opposed while placing a hollow space in between, andthe adhesion layer has a second opening larger than the first opening, the second ... | NIPPON MEKTRON, LTD. | G01L001/04 G01L001/22 A61B005/103 A61B005/11 G01L001/20
US20160338643 | A1 | 2016-11-24 | GEL FOR SENSOR AND SENSOR | 2016-05-04 | A sensor includes a gel for a sensor and an electrode. The gel for a sensor includes a stimulus-responsive gel, first particles which are contained in the stimulus-responsive gel and are constituted by a material containing an electrically conductive substance, and second particles which are contained in the stimulus-responsive gel and contribute to structural coloration. It is preferred that when the electrical resistivity of the electrically conductive substance is represented by R1 (Ω·m) and the electrical resistivity of the constituent material of the second particles is represented by R2 (Ω·m), the following relationship is satisfied: 1×1012≦R2/R1≦1×1023. It is preferred that when the refractive index of the constituent material of the first particles is represented by n1 and the refractive index of the constituent material of the second particles is represented by n2, the following relationship is satisfied: −0.8≦n2−n1≦1.5. | 1. A gel for a sensor, comprising: a stimulus-responsive gel;first particles which are contained in the stimulus-responsive gel and are constituted by a material containing an electrically conductive substance; andsecond particles which are contained in the stimulus-responsive gel and contribute to structural coloration. 2. The gel for a sensor according to claim 1, wherein when the electrical resistivity of the electrically conductive substance is represented by R1 (Ω·m) and the electrical resistivity of the constituent material of the second particles is represented by R2 (Ω·m), the following relationship is satisfied: 1×1012≦R2/R1≦1×1023. 3. The gel for a sensor according to claim 1, wherein when the electrical resistivity of the electrically conductive substance is 1.0×10−3 Ω·m or less. 4. The gel for a sensor according to claim 1, wherein the electrically conductive substance is constituted by a material containing one or more members selected from the group consisting of a metal material, an electrically conductive metal oxide, a carbon material, and an electrically conductive polymer material. 5. The gel for a sensor according to claim 1, wherein when the refractive index of the constituent material of the first particles is represented by n1 and the refractive index of the constituent material of the second particles is represented by n2, the following relationship is satisfied: −0.8≦n2−n≦1.5. 6. The gel for a sensor according to claim 1, wherein the average particle diameter of the second particles is 50 nm or more and 1000 nm or less. 7. The gel for a sensor according to claim 1, wherein the content of the first particles with respect to 100 parts by volume of the stimulus-responsive gel when the stimulus-responsive gel is in an expanded state is 0.1 parts by volume or more and 50 parts by volume or less. 8. The gel for a sensor according to claim 1, wherein the content of the second particles with respect to 100 parts by volume of the stimulus-responsive gel when the stimulus-responsive gel is in an expanded state is 0.1 parts by volume or more and 50 parts by volume or less. 9. The gel for a sensor according to claim 1, wherein the gel for a sensor is provided with a recessed portion in a region coming into contact with an electrode. 10. The gel for a sensor according to claim 9, wherein in the recessed portion, the first particles are exposed on the surface. 11. A sensor, comprising: the gel for a sensor according to claim 1; andan electrode. 12. A sensor, comprising: the gel for a sensor according to claim 2; andan electrode. 13. A sensor, comprising: the gel for a sensor according to claim 3; andan electrode. 14. A sensor, comprising: the gel for a sensor according to claim 4; andan electrode. 15. A sensor, comprising: the gel for a sensor according to claim 5; andan electrode. 16. A sensor, comprising: the gel for a sensor according to claim 6; andan electrode. 17. A sensor, comprising: the gel for a sensor accordi... |  | A61B005/00 A61B005/145 A61B005/053 G01N027/04
US20160338596 | A1 | 2016-11-24 | PHOTOACOUSTIC IMAGING APPARATUS AND PHOTOACOUSTIC IMAGING METHOD | 2016-08-01 | A photoacoustic imaging apparatus includes holding members configured to hold a subject, an acoustic wave conversion unit configured to receive an acoustic wave generated by irradiating the subject, which is held by the holding members, with light from a light source and convert the acoustic wave into an electric signal, a processing unit configured to generate image data from the electric signal, and an imaging unit configured to capture an optical pattern generated on a light diffusion member by emitting the light to the light diffusion member arranged on a surface of a side where the subject is irradiated with the light in the holding members where the holding members contact the subject in holding the subject, wherein the processing unit calculates light absorption coefficient distribution in the subject based on the optical pattern captured by the imaging unit and the electric signal acquired by the acoustic wave conversion unit. | 1. A photoacoustic imaging apparatus comprising: a light source configured to emit first light and second light at different timings from each other;a light amount measurement unit configured to measure a light amount of a part of the first light emitted from the light source;an acoustic wave conversion unit configured to receive an acoustic wave generated by irradiating a subject with the first light and convert the acoustic wave into an electric signal;a processing unit configured to generate image data based on the electric signal; andan imaging unit configured to capture an optical pattern of the second light,wherein the processing unit is configured to:calculate a light amount distribution of the first light in the subject based on the light amount of the part of the first light and the optical pattern of the second light, andgenerate image data based on the light amount distribution of the first light in the subject and the electric signal. 2. The photoacoustic imaging apparatus according to claim 1, wherein the processing unit is configured to: calculate light irradiation density distribution of the first light based on the light amount of the part of the first light and the optical pattern of the second light, andcalculate the light amount distribution of the first light in the subject based on the light irradiation density distribution of the first light. 3. The photoacoustic imaging apparatus according to claim 2, wherein the processing unit is configured to: calculate relative light irradiation density distribution of the second light based on the optical pattern of the second light,calculate the light irradiation density distribution of the first light based on the relative light irradiation density distribution of the second light and the light amount of the part of the first light. 4. The photoacoustic imaging apparatus according to claim 3, wherein the processing unit is configured to calculate a light amount of the first light based on the light amount of the part of the first light, andwherein the processing unit is configured to calculate the light irradiation density distribution of the first light based on the relative light irradiation density distribution of the second light and the light amount of the first light. 5. The photoacoustic imaging apparatus according to claim 1, wherein the processing unit is configured to generate the image data of a light absorption coefficient distribution in the subject. 6. The photoacoustic imaging apparatus according to claim 2, wherein the processing unit is configured to control the light source so that a maximum value of the light irradiation density distribution of the first light is less than or equal to a maximum permissible exposure amount for the subject. 7. The photoacoustic imaging apparatus according to claim 1, wherein the light source is a laser generator. 8. The photoacoustic imaging apparatus according to claim 1, further comprising a holding member configured to hold... |  | A61B005/00
US20160317383 | A1 | 2016-11-03 | WEARABLE DEVICES, SYSTEMS, METHODS AND ARCHITECTURES FOR SENSORY STIMULATION AND MANIPULATION AND PHYSIOLOGICAL DATA ACQUISITION | 2014-12-31 | A garment with prepositioned, definite sensory stimulating devices attached. These sensory stimulating devices include, but are not limited to, electrical stimulation, audio and physical stimulation such as localised force generation, compression, constriction, vibration, and surround sound. Predetermined and defined actuators allow the wearer to receive tissue, nerve and/or muscle stimulation and/or contraction so that the stimulation is precise as determined by its ability to conform to the scientific methodology of repeatability, reproducibility and reliability; this being due to consistency of actuator positioning in one or multiple locals on the human body. A personal surround sound can also be integrated to the garment to ensure the wearer is always in the optimal position relative the speakers. These actuators can be force generators within the garment for the wearer to feel impact or apparatus or electrodes included in the garment to locally constrict and increase pressure on the wearer. | 1. A wearable device comprising: a wearable garment;an input module to collect sensory related data;a plurality of Sensory Devices connected to the wearable garment that actuate to produce Sensory Stimulations, each Sensory Stimulation for inducing physiological stimulation; anda Control Centre comprising: a processor for determining Sensory Events, each Sensory Event defining a synergistic action of one or more Sensory Stimulations as a Signal Pathway to produce one or more Sensory Outcomes, each Sensory Outcome for inducing a physiological response or sensory perception;a transceiver for receiving the sensory related data collected via the input module, and in response, sending an activating signal to actuate one or more Sensor Devices of the plurality of Sensor Devices to activate the Sensory Events. 2. The wearable device of claim 1, wherein the Sensory Devices comprise electrical stimulus interfaces or electrodes. 3. The wearable device of claim 1, wherein the synergistic action of the one or more Sensory Stimulations comprise at least one of audio, electrical muscle stimulation, haptic feedback, force feedback, constriction/compression, airflow, and temperature stimulation. 4. The wearable device of claim 1, wherein the input module collects physiological feedback data in response to activating the Sensory Events. 5. The wearable device of claim 1, further comprising: a Decoder to collect sensory related data from the input module, the data being sent from an initiating device, and transform the data into a format compatible with the Control Centre, wherein the Decoder transmits transformed data via a communications protocol to the Control Centre. 6. The wearable device of claim 5, wherein the Control Centre processes the transformed data from the Decoder to determine the Sensory Events. 7. The wearable device of claim 5, wherein the Control Centre stores Personalized Settings to determine maximum and minimum sensations for the one or more Sensory Stimulations of the Sensory Events. 8. The wearable device of claim 1, wherein the input module collects the sensory related data from the plurality of Sensor Devices. 9. The wearable device of claim 1, wherein the Control Centre controls signal, duration, strength, and/or pattern of the one or more Sensory Stimulations of the Sensory Event, whether singularly, in a Sensory Event Array, random or other formation. 10. The wearable device of claim 1, wherein the Sensory Devices are removable from the wearable garment. 11. The wearable device of claim 1, wherein the Control Centre is removable from the wearable garment. 12. The wearable device of claim 1, wherein the Sensory Devices are actuators for force, constriction/compression, vibration and electrical stimulation to produce the Sensory Stimulation. 13. The wearable device of claim 1, wherein the Control Centre selectively identifies a subset Sensory Devices of an area of the wearable garment to be activated. 14. The wearable device... |  | A61H023/02 A61N001/32 A41D013/12 A61B005/00 A61F007/02 A61N001/04 A61N001/36
US20160331295 | A1 | 2016-11-17 | DETECTION OF A TRAUMATIC BRAIN INJURY WITH A MOBILE DEVICE | 2015-06-22 | Embodiments include method, systems and computer program products for detecting a traumatic brain injury using a mobile device. Aspects include monitoring interactions of a user with a user interface of the mobile device during a time period and creating graphical representations of the interactions for one or more intervals during the time period. Aspects further include assigning a category to each of the graphical representations and creating an alert when a change in the assigned category of the graphical representations is detected. | 1. A method for detecting a traumatic brain injury using a mobile device, the method comprising: monitoring interactions of a user with a user interface of the mobile device during a time period;creating graphical representations of the interactions for one or more intervals during the time period;assigning a category to each of the graphical representations; andcreating an alert when a change in the assigned category of the graphical representations is detected. 2. The method of claim 1, wherein the graphical representations comprise directed graphs in which a state of the user interface is represented by a node and in which transitions between states of the user interface are represented by edges. 3. The method of claim 2, wherein the graphical representations are assigned to the category based on an analysis of the directed graphs, which includes analyzing one or more characteristics of the directed graphs. 4. The method of claim 3, wherein the one or more characteristics of the directed graphs include at least one of a diameter of the directed graphs, a number of loops in the directed graphs, and a topological motif of the directed graphs. 5. The method of claim 1, wherein the change in the assigned category of the graphical representations is indicative of a change in a cognitive state of the user. 6. The method of claim 1, further comprising: receiving one or more of an acceleration data or a rotation data from a helmet of the user for a portion of the time period corresponding to the alert;determining if the one or more of the acceleration data or the rotation data indicates that the helmet experienced a severe impact during the time period; andcreating an indication that the user may have suffered a traumatic brain injury based on determining that the helmet experienced a severe impact during the time period. 7. The method of claim 6, further comprising correlating the change in the assigned category of the graphical representations with the indication that the user may have suffered the traumatic brain injury and including a quantification of a risk of traumatic brain injury in the alert. |  | A61B005/00 A61B005/11 A42B003/04
US09494592 | B2 | 2016-11-15 | Reaction-based fluorescent probes for sulfane sulfur and the application in bioimaging | 2014-04-11 | Reaction-based fluorescent probes are provided which detect, for example, biologically important sulfane sulfur species (persulfide, polysulfide, and elemental sulfur) in, for example, complex and living systems. The probes are high in selectivity and sensitivity to sulfane sulfurs. Moreover, probes are suitable for bioimaging sulfane sulfurs in living cells. | 1. A fluorescent probe comprising: a linker;a nucleophile;a fluorophore;said fluorescent probe having the formulawhereinthe fluorophore is 2. The fluorescent probe of claim 1 wherein the linker is: 3. The fluorescent probe of claim 1 wherein the nucleophile is selected from the group consisting of —SH, —SeH, —OH, —SO2H, —CH2CN, and —CH(CN)CO2RC, wherein RC is selected from the group consisting of substituted alkyl, unsubstituted alkyl, substituted aryl and unsubstituted aryl. 4. The fluorescent probe of claim 2 wherein the nucleophile is —SH. 5. The fluorescent probe of claim 1 the wherein the chemical structure of the fluorescent probe is 6. The fluorescent probe of claim 1 wherein said fluorescent probe is non-fluorescent until it reacts with sulfur atoms in sulfane sulfurs, and upon reaction with said sulfur atoms the fluorescent probe releases the fluorophore which provides a fluorescent indication of binding said sulfur atoms. 7. The fluorescent probe of claim 1 wherein said fluorescent probe releaseson reacting with said sulfur atoms. | Washington State University | A61B005/00 A61B008/00 A61B010/00 G01N033/58 C07D493/10 C07D311/16 A61K049/00
US10165979 | B2 | 2019-01-01 | Helmet having a cumulative concussion indicator | 2015-06-22 | Embodiments include methods, systems and computer program products for monitoring a user of a helmet for cumulative concussions. Aspects include monitoring one or more sensors in the helmet and receiving an output from the one or more sensors corresponding to an impact experienced by the helmet. Aspects also include calculating a cumulative concussion score based on the output of the one or more sensors and displaying an indication of the cumulative concussion score via an indicator on the helmet. | 1. A method for monitoring a user of a helmet for cumulative concussions, the method comprising: monitoring one or more sensors in the helmet;receiving, by a processor in the helmet, an output from the one or more sensors corresponding to an impact experienced by the helmet;determining, by the processor in the helmet, whether the impact is a severe impact by comparing the output of the one or more sensors with one or more thresholds that are based on a medical history of the user;based on a determination that the impact experienced by the helmet is a severe impact, transmitting, by the helmet to a separate processing system, an alert that the user of the helmet may have suffered a traumatic brain injury;calculating, by the processor in the helmet, a cumulative concussion score by summing the output of the one or more sensors corresponding to impacts that are determined to be non-severe;periodically transmitting the cumulative concussion by the helmet to the separate processing system;displaying an indication of the cumulative concussion score via an indicator on the helmet;displaying, on the separate processing system, a virtual world display of a game including an avatar representing the user of the helmet in which a movement of the avatar becomes slower as the cumulative concussion score of the user increases. 2. The method of claim 1, wherein the indicator includes a plurality of lights and wherein the indication of the score is displayed by selectively illuminating one or more of the plurality of lights. 3. The method of claim 2, wherein each of the plurality of lights are of different colors. 4. The method of claim 1, wherein the method further comprises: determining if the cumulative concussion score exceeds a threshold level; andtransmitting an alert that the user of the helmet may have suffered a traumatic brain injury. | INTERNATIONAL BUSINESS MACHINES CORPORATION | A61B005/00 A42B003/04 G06F019/00 G16H040/67
US09833551 | B2 | 2017-12-05 | Fully implantable direct cardiac and aortic compression device | 2016-04-27 | The present invention provides a combined direct cardiac compression and aortic counterpulsation device comprising: an inflatable direct cardiac compression jacket configured when inflated to directly compress a heart and assist in displacing blood therefrom, an aortic counterpulsation chamber configured when inflated to displace aortic volume for the purposes of causing a counterpulsation effect, and a driver operably connected to said inflatable direct cardiac compression jacket and to said aortic counterpulsation chamber, said driver is configured to inflate said direct cardiac compression jacket and to deflate said aortic counterpulsation chamber during systole of the heart; said driver is further configured to deflate said direct cardiac compression jacket and to inflate said aortic counterpulsation chamber during diastole of the heart. | 1. A combined direct cardiac compression and aortic counterpulsation device comprising: an inflatable direct cardiac compression jacket configured when inflated to directly compress a heart and assist in displacing blood therefrom, wherein the inflatable direct cardiac compression jacket comprises an inner membrane attached to an outer member and contoured to surround a heart to compresses the heart during contraction without inverting or significantly perturbing the curvatures of the heart and a fluid between the outer member and the inner membrane, wherein and the device exerts a non-curvature-inverting contraction stain pattern when used on a heart, when the fluid is pressurized;an aortic counterpulsation chamber configured when inflated to displace aortic volume for the purposes of causing a counterpulsation effect, anda driver operably connected to said inflatable direct cardiac compression jacket and to said aortic counterpulsation chamber, said driver is configured to move the fluid to inflate said direct cardiac compression jacket and to deflate said aortic counterpulsation chamber during systole of the heart; said driver is further configured to deflate said direct cardiac compression jacket and to inflate said aortic counterpulsation chamber during diastole of the heart. 2. A combined direct cardiac compression and aortic counterpulsation device comprising: an inflatable direct cardiac compression jacket configured when inflated to directly compress an external surface of a heart and assist in displacing blood therefrom,an aortic counterpulsation chamber configured when inflated to displace aortic volume for the purposes of causing a counterpulsation effect, anda driver operably connected to said inflatable direct cardiac compression jacket and to said aortic counterpulsation chamber, said driver is configured to shuttle a drive fluid back and forth between said direct cardiac compression jacket and said aortic counterpulsation chamber to alternate inflations and deflations thereof. 3. A combined direct pulsation and counterpulsation device comprising: a first inflatable component in direct contact with a heart,a second inflatable component in direct contact with at least one great artery,a driver operably connected to said first and second inflatable components, wherein said device is configured to fill said first inflatable component with fluid at least partially removed from said second inflatable component during systolic ejection by the heart; said device is further configured to fill said second inflatable component with fluid at least partially removed from said first inflatable component during diastolic filling of the heart. 4. A combined direct cardiac compression and aortic counterpulsation device comprising: an inflatable direct cardiac compression device comprisinga resilient inner panel in contact with a heart periphery comprising one or membranes contoured to provide curvatures generally in the shape of the heart to su... | The Texas A&M University System Corinnova Incorporated | A61N001/362 A61M001/10 A61N001/05 A61N001/39 A61M001/12 A61B005/00
US10037667 | B2 | 2018-07-31 | Wristband and application to allow one person to monitor another | 2016-07-10 | According to an embodiment of the disclosure, a wearable device includes a plurality of sensors. The plurality of sensors are configured to detect information concerning a wearer or a surrounding of the wearer of the wearable device. At least some of the detected information is automatically communicated from the wearable device to a remote application based on either a request from a user of the remote application or a trigger initiated on the wearable device when the detected information from the one or more sensors indicate an event has occurred. In certain configurations, the event may be an uttered request for help or a detect increase in heart rate above an expected signature. In certain configurations, some of the information is transmitted to a security or law enforcement agency. In certain configurations, some of the information transmitted is prior recorded information that would otherwise be deleted had the request or trigger not occurred. | 1. A wearable device comprising: a plurality of sensors configured to detect information concerning a wearer or a surrounding of the wearer of the wearable device, wherein at least some of the detected information is automatically communicated from the wearable device to a remote application based on: a request from a user of the remote application or a trigger initiated on the wearable device when the detected information from at least one of plurality of sensors indicate an event has occurred;wherein geolocation information of the wearable device is communicated to a portable device to allow the user of the remote application to find the wearable device; andwherein the geolocation information yields a compass direction of the wearable device with respect to the portable device. 2. The wearable device of claim 1, wherein the wearable device is configured to be worn around a wrist of the wearer. 3. The wearable device of claim 1, wherein the plurality of sensors include an accelerometer, a geolocation component, an audio capture component, a heart rate sensor, or a device removal sensor. 4. The wearable device of claim 1, wherein at least some of the information is continuously recorded and stored for a temporary time, and the at least some of the information that is continuously recorded and stored for a temporary time period is transmitted with the request from the user or the trigger. 5. The wearable device of claim 4, wherein the at least some of the information that is continuously recorded and stored for a temporary time is deleted after a period of time if there is no request from the user or the trigger. 6. The wearable device of claim 1, wherein the detected information from at least one of the plurality of sensors is compared to a signature to determine whether an event has occurred. 7. The wearable device of claim 6, wherein signature is dynamically updated over time to determine expected information from unexpected information. 8. The wearable device of claim 1, wherein the event is detection of an uttered request for help by the wearer of the device. 9. The wearable device of claim 8, wherein the uttered request for help is compared to a signature to distinguish requests for help from the wearer from utterances by others. 10. The wearable device of claim 1, wherein the event is a detected increase in heart rate above an expected signature. 11. The wearable device of claim 1, wherein the event is a detected distance of the wearable device being a distance away from the portable device containing the remote application. 12. The wearable device of claim 1, wherein the event is detected stress based on the information from accelerometers and at least one other sensor exceeding an expected signature. 13. The wearable device of claim 1, wherein the at least some of the detected information that is automatically communicated from the wearable device to a remote application includes audio and video. 14. The wearable device of cl... | - | G08B001/08 G08B021/02 A61B005/0205 A61B005/00 A61B005/024 A61B005/11 G08B021/04 G08B025/01 G08B029/18
US10098567 | B2 | 2018-10-16 | Medical device position location systems, devices and methods | 2016-04-29 | Methods, devices and systems for location of the disposition of a medical probe in a subject are disclosed. An array of electromagnetic drive coil sets, each set having two or three dimensionally oriented drive coils, a sensor coil being electromagnetically communicative with the array of electromagnetic drive coil sets, a discrete core wire providing response to electrical stimuli of the subject, and a system controller communicative with and adapted to energize one or more of the electromagnetic coils in the array of electromagnetic drive coil sets are disclosed. The energizing of the one or more of the electromagnetic coils including one or more of energizing the coils singly, or in pairs of x-y and y-z or x-z coils while measuring the response of the sensor coil, whereby the system uses the measurements of the responses of the sensor coil to calculate the location of the sensor coil relative to said drive coil sets. | 1. A medical device locating system for determining a disposition of a sensor coil in a subject, the system comprising: an array of three or more quadruplet drive coil sets, each drive coil set including at least four discrete electromagnetic coils, the at least four discrete electromagnetic coils including a first electromagnetic coil, a second electromagnetic coil, a third electromagnetic coil, and a fourth electromagnetic coil, the first electromagnetic coil being orthogonal to the second electromagnetic coil, and at least one of the third electromagnetic coil and the fourth electromagnetic coil being non-orthogonal to the first and second electromagnetic coils;an elongate flexible probe comprising:a magnetically permeable, conductive core wire having a proximal end and a distal end, andat least one sensor coil disposed toward the distal end of the core wire, said sensor coil configured to provide one or more sensor coil response signals;a first system component configured to provide drive signals energizing the discrete electromagnetic coils by:sequentially driving one or more of said discrete electromagnetic coils within a drive coil set and selectively providing phase inversion of the drive signal to any one, two, three or more of the discrete electromagnetic coils within the drive coil set, orsimultaneously energizing one, a pair, a triplet or a quadruplet of said discrete electromagnetic coils within a drive coil set;a second system component configured to measure resulting one or more sensor coil response signals; anda processor configured to determine the sensor coil disposition relative to the array of three or more quadruplet drive coil sets based on the measured resulting sensor coil response signals. 2. The system of claim 1, wherein the core wire provides an electrical pathway configured to measure an electrocardiogram (ECG) signal. 3. The system of claim 2, further comprising two additional surface ECG leads configured to be placed on the subject. 4. The system of claim 1, wherein the core wire has a shape selected from the group consisting of a circle, an ellipse, a square, a pentagon, a hexagon and an octagon. 5. The system of claim 1, wherein the core wire comprises a material selected from the group consisting of metglas, iron, nanoperm, mu-metal, cobalt-iron, permalloy, ferrous stainless steel and ferrite. 6. The system of claim 1, wherein the sensor coil provides a measurable response to an electromagnetic field when the sensor coil is positioned within 36 inches from the centroid of the array of three or more quadruplet drive coil sets. 7. The system of claim 1, further comprising a display configured to display the disposition of the sensor coil in the subject relative to the array of the quadruplet drive coil sets. 8. The system of claim 7, wherein the display simultaneously displays a P-wave and a QRS complex of the subject over time with the disposition of the sensor coil. 9. The system of claim 7, wherein said ... | TELEFLEX MEDICAL DEVICES S.À R.L | G01N027/02 A61B005/06 A61B005/0408
US09839382 | B2 | 2017-12-12 | Device and method for sensing blood glucose | 2015-05-18 | In accordance with one embodiment, a blood glucose sensing device is provided that comprises a house having of an exterior surface and that defines an interior space. The housing is configured to be located within a cardiovascular pathway of a patient. An inductor-capacitor (LC) circuit is located within the interior space defined by the housing. The inductor-capacitor circuit comprises an inductive circuit and a capacitive circuit electronically coupled to one another. The inductive and capacitive circuit has inductance and capacitance values that define a blood glucose sensitive resonant frequency such that a resonant frequency of the LC resonant circuit varies in response to changes in blood glucose levels within the blood in the cardiovascular pathway surrounding the housing. | 1. A blood glucose sensing device, comprising: a housing comprising an exterior surface and defining an interior space, the housing configured to be located within a cardiovascular pathway of a patient; andan inductor-capacitor (LC) circuit located within the interior space defined by the housing, wherein the inductor-capacitor circuit comprises an inductive circuit and a capacitive circuit electrically coupled to one another; andthe inductive and capacitive circuits having inductance and capacitance values that define a blood glucose sensitive resonant frequency such that a resonant frequency of the LC resonant circuit varies in response to changes in blood glucose levels within the blood in the cardiovascular pathway surrounding the housing. 2. The device of claim 1, further comprising a microprocessor configured to process signals received from the LC resonant circuit to generate data representative of the blood glucose level. 3. The device of claim 2, wherein the microprocessor processes the signals from the LC resonant circuit to determine the resonant frequency of the LC resonant circuit; and based on the resonant frequency, determines the blood glucose level. 4. The device of claim 2, further comprising an implantable medical device (IMD) coupled to a proximal end of a lead, the IMD including the microprocessor, the lead having a distal end configured to be implanted within a heart of the patient, the LC resonant circuit located within the lead proximate to the distal end such that the LC resonant circuit is located within a chamber of the heart. 5. The device of claim 1, wherein the LC circuit includes capacitor plates that form an electrical field having fringe flex components projecting from ends of the plates into the blood pool to be sensitivity to permittivity changes in the blood pool. 6. The device of claim 1, wherein the LC resonant circuit comprises curved capacitor plates arranged to face one another with ends of the plates adjacent to one another. 7. The device of claim 1, further comprising a microcontroller configured to build a model of a relation between resonant frequencies, and permittivities. 8. The device of claim 1, further comprising a microcontroller configured to: collect measurements indicative of the resonant frequency of the LC resonant circuit; andcalculate data indicative of a glucose level of the blood based on the measurements indicative of the resonant frequency. 9. The device of claim 8, wherein the microcontroller is further configured to repeat the collecting and calculating operations during at least first and second test intervals, and to determine whether the glucose level changes between the first and second test intervals. 10. A method, comprising: implanting a blood glucose sensing device within a cardiovascular pathway of a patient, the sensing device including an inductor-capacitor (LC) circuit that has a blood glucose sensitive resonant frequency that varies in response to changes in blo... | Pacesetter, Inc. | A61B005/00 A61B005/1473 A61B005/145
US10493289 | B2 | 2019-12-03 | System and method for conserving power in a medical device | 2016-07-18 | A system and method for conservation of battery power in a portable medical device is provided. In one example, a processor arrangement includes a dual core processor having an ARM core and a DSP core. The portable medical device includes a monitor having the dual core processor, in communication with a belt node processor. The DSP core receives physiological data from the physiological sensor and sends the physiological data to the ARM core. The ARM core analyzes the physiological data to determine if a treatment sequence is necessary. The DSP core receives physiological data from the at least one physiological sensor and sends the physiological data to the ARM core, and also analyzes the physiological data to determine proper timing of the treatment sequence by the at least one therapy delivery device to synchronize at least one pulse of the treatment sequence with the physiological data. | 1. A therapeutic medical device comprising: at least one sensor interface configured to receive electrocardiogram (ECG) data descriptive of a patient;at least one therapy delivery device;a first processor coupled to the at least one therapy delivery device and configured to receive an arrhythmia detection signal, andcontrol, in response to receipt of the arrhythmia detection signal, the at least one therapy delivery device to deliver treatment to the patient; anda second processor distinct from the first processor, the second processor being coupled to the at least one sensor interface and being configured to receive the ECG data via the at least one sensor interface,process the ECG data to detect an arrhythmia condition of the patient, andtransmit, in response to detection of the arrhythmia condition, the arrhythmia detection signal to the first processor to cause the first processor to deliver the treatment,the second processor being a dual core processor comprising an application core and a signal processing core,the application core being configured to receive the ECG data from the signal processing core, anddetect the arrhythmia condition, andthe signal processing core being configured to process the ECG data to identify a time to deliver the treatment based upon the ECG data. 2. The therapeutic medical device of claim 1, wherein the treatment comprises at least one electric pulse. 3. The therapeutic medical device of claim 1, further comprising a shared memory configured to communicate with at least one of the first processor and the second processor and to store at least a portion of the ECG data descriptive of the patient. 4. The therapeutic medical device of claim 3, wherein the first processor is configured to analyze the portion of the ECG data in the shared memory and determine, based on the portion of the ECG data, whether a critical event has occurred. 5. The therapeutic medical device of claim 1 further comprising at least one ECG sensor, wherein the first processor and the second processor are configured to communicate using at least one of a Universal Asynchronous Receiver/Transmitter protocol, a wireless communication protocol, a serial communication protocol, a Controller Area Network (CAN) protocol, a Universal Serial Bus protocol or a General Purpose Input Output protocol and the second processor and the at least one ECG sensor are configured to communicate over a CAN bus interface. 6. The therapeutic medical device of claim 1, wherein the second processor is configured to receive the ECG data at least in part by receiving incoming packets containing the ECG data and to process the ECG data at least in part by analyzing the incoming packets containing the ECG data. 7. The therapeutic medical device of claim 1, wherein the first processor is configured to control the at least one therapy delivery device to deliver treatment according to a default timeline. 8. The therapeutic medical device of claim 7, wherein the second... | ZOLL Medical Corporation | G06F001/3203 A61N001/39 A61B005/0456 G06F001/324 G06F001/3296 G06F009/54 G06F001/3234 G06F001/3293 G16H040/63 A61N001/04 G06F019/00
US10327805 | B2 | 2019-06-25 | Biopsy cannula adjustable depth stop | 2016-07-19 | A biopsy system with a grid plate used as either a lateral or medial compression plate of a localization fixture used with a breast coil includes a rotatable guide cube that may be inserted into a desired rectangular recess in the grid plate after rotating to position a selected guide hole in the desired spatial orientation. Versions of a guide cube include those rotatable in two axes to provide additional hole positions, angled holes, enlarged circular holes that function with a rotating guide to support a noncircular biopsy instrument cannula (e.g., trocar/sleeve combination, core biopsy probe of a biopsy device) for rotation. A rotating guide may have an unlocked state for easily sliding to a selected longitudinal position thereon. Thereafter, the rotating guide is locked to serve as a positive depth stop (e.g., quarter turn locking elastomeric rings, triangular and scissor clips, and shutter depth stops). | 1. A device for use with a biopsy cannula, the device comprising: (a) a sleeve configured to receive the biopsy cannula and having a non-circular cross-section;(b) a locking member adapted to slidably and rotatably couple to the sleeve and defining a shaft aperture sized to receive and at least partially circumferentially encompass the sleeve, wherein the shaft aperture defines a first length relative to a first transverse axis and a second length relative to a second transverse axis, wherein the first length is greater than the second length; and(c) one or more ribs extending inwardly within the shaft aperture, wherein the one or more ribs are configured to bind against the sleeve upon relative rotation between the sleeve and the locking member to a locking position, wherein locking member is configured to restrict the depth of insertion of the sleeve through the locking member when the one or more ribs are bound against the sleeve in the locking position, wherein the one or more ribs extend along the interior of the shaft aperture obliquely relative to one or more of the first transverse axis or the second transverse axis. 2. The device of claim 1, wherein the locking member has flattened elongate sides. 3. The device of claim 1, wherein the shaft aperture defines an inner corner, wherein at least one of the one or more ribs crosses the inner corner. 4. The device of claim 1, wherein the locking member and sleeve reach the locking position upon approximately a quarter turn of relative rotation between the sleeve and the locking member. 5. The device of claim 1, wherein the one or more ribs are resilient. 6. The device of claim 5, wherein the one or more ribs are further configured to deform against the sleeve upon relative rotation between the sleeve and the locking member. 7. The device of claim 1, wherein the locking member is configured to abut a guide cube to thereby restrict the depth of insertion of the sleeve when the one or more ribs are bound against the sleeve. 8. A device for use with a biopsy device, the device comprising: (a) a cannula having a non-circular cross-section;(b) a locking member adapted to slidably and rotatably couple to the cannula and defining a shaft aperture sized to receive and at least partially circumferentially encompass the cannula, wherein the shaft aperture defines an axis of insertion and a plane, wherein the plane extends in a perpendicular direction relative to the axis of insertion; and(c) one or more ribs extending inwardly within the shaft aperture along the plane defined by the shaft aperture, wherein the one or more ribs are configured to bind against the cannula upon relative rotation between the cannula and the locking member to a locking position,wherein the locking member is configured to restrict the depth of insertion of the cannula through the locking member when the one or more ribs of the locking member are bound against the cannula in the locking position. 9. A device for use with ... | Devicor Medical Products, Inc. | A61B010/00 A61B010/02 A61B017/00 A61B017/34 A61B005/055 A61B090/00
US09486580 | B2 | 2016-11-08 | Insulin management | 2014-10-09 | A method of managing insulin includes receiving blood glucose measurements on a computing device from a glucometer. The blood glucose measurements are separated by a time interval. The method includes determining, using the computing device, an insulin dose rate based on the blood glucose measurements and determining a blood glucose drop rate based on the blood glucose measurements and the time interval. The method also includes determining a blood glucose percentage drop based on the blood glucose measurements. The method includes decreasing the time interval between blood glucose measurements by the glucometer when the blood glucose drop rate is greater than a threshold drop rate, and decreasing the time interval between blood glucose measurements by the glucometer when the blood glucose percentage drop is greater than a threshold percentage drop. | 1. A method comprising: receiving blood glucose measurements for a patient at data processing hardware from a glucometer in communication with the data processing hardware, the blood glucose measurements comprising a current blood glucose measurement measured at a current time and a previous blood glucose measurement measured at a previous time earlier than the current time, wherein an elapsed time between the current time and the previous time defines a current time interval;determining, using the data processing hardware, an intravenous insulin infusion rate based on the current blood glucose measurement and the previous blood glucose measurement;determining, using the data processing hardware, a blood glucose percentage drop based on the current blood glucose measurement and the previous blood glucose measurement;determining, using the data processing hardware, a blood glucose drop rate based on the current blood glucose measurement, the previous blood glucose measurement, and the current time interval;determining, using the data processing hardware, a next time interval from the current time until a next time of a next scheduled blood glucose measurement for the patient based on the current blood glucose measurement, the next time interval comprising a shorter duration of time than the current time interval when: the blood glucose percentage drop is greater than a threshold percentage drop; orthe blood glucose drop rate is greater than a threshold drop rate; andsending the intravenous insulin infusion rate from the data processing hardware to a remote insulin administration device in communication with the data processing hardware, and when the insulin administration device receives the intravenous insulin infusion rate, the insulin administration device administers insulin to the patient intravenously using the intravenous insulin infusion rate. 2. The method of claim 1, further comprising: obtaining, using the data processing hardware, patient information from memory hardware in communication with the data processing hardware, the patient information comprising: a target blood glucose range for the patient comprising a range of blood glucose values between and including a lower limit blood glucose value and an upper limit blood glucose value greater than the lower limit blood glucose value;a threshold hypoglycemia blood glucose value for the patient, the threshold hypoglycemia blood glucose value less than the lower limit blood glucose value of the target blood glucose range;a low blood glucose percentage drop limit for the patient when the current blood glucose measurement is less than the lower limit blood glucose value of the target blood glucose range;a regular blood glucose percentage drop limit for the patient when the current blood glucose measurement is greater than or equal to the lower limit blood glucose value of the target blood glucose range;a blood glucose drop rate limit for the patient; anda stable time period comprising a ... | Aseko, Inc. | A61B005/145 A61M005/172 G06F019/00 A61B005/00 A61M005/142
US09504546 | B2 | 2016-11-29 | Layered medium for three-dimensional imaging | 2015-05-05 | The attenuation and other optical properties of a medium are exploited to measure a thickness of the medium between a sensor and a target surface. Disclosed herein are various mediums, arrangements of hardware, and processing techniques that can be used to capture these thickness measurements and obtain three-dimensional images of the target surface in a variety of imaging contexts. This includes general techniques for imaging interior/concave surfaces as well as exterior/convex surfaces, as well as specific adaptations of these techniques to imaging ear canals, human dentition, and so forth. | 1. A device comprising: a layer including a luminescent substance configured to emit light at a first wavelength and a second wavelength from a surface of the layer; anda medium in contact with the layer, the medium absorbing the first wavelength more than the second wavelength such that a ratio of an intensity of the first wavelength to an intensity of the second wavelength varies according to a distance from the layer through the medium. 2. The device of claim 1 wherein the layer is a fluorescent layer disposed on the medium that can be excited by an excitation wavelength different from the first wavelength and the second wavelength to emit light at the first wavelength and the second wavelength. 3. The device of claim 1 wherein the layer includes a chemiluminescent or electroluminescent material that provides a direct source of light. 4. The device of claim 1 wherein the luminescent substance is impregnated into the layer. 5. The device of claim 1 wherein the luminescent substance is disposed on a surface of the layer. 6. The device of claim 1 wherein the medium includes a dye. 7. The device of claim 6 wherein the dye includes fluorescein sodium. 8. The device of claim 1 wherein the medium includes an additive selected to provide a predetermined attenuation spectral profile. 9. The device of claim 8 wherein the additive includes gold nanoparticles. 10. The device of claim 8 wherein the additive includes quantum dots. 11. The device of claim 1 wherein the layer is an elastic membrane formed of a viscoelastic substance. 12. The device of claim 1 wherein the medium includes a single fluorescent dye having overlapping, non-zero emission and absorption spectra. 13. The device of claim 1, wherein the medium includes a gel, a gas, or a liquid. 14. The device of claim 13 wherein the gel includes a curable gel. 15. The device of claim 1 wherein the medium includes a carrier of glycerol. 16. The device of claim 1 further comprising a supporting handle to facilitate placement of the layer against a target surface of an object. 17. The device of claim 1 further comprising an imaging tray containing the medium and the layer. 18. The device of claim 17 wherein the imaging tray is shaped and sized for use as a dental bite tray. 19. The device of claim 17 wherein the imaging tray is transparent. 20. The device of claim 17 wherein the imaging tray has known, predetermined dimensions selected to accommodate a dental impression in the medium. | Massachusetts Institute of Technology | G01B011/02 A61C019/04 G01B011/06 A61B005/00
US10072920 | B2 | 2018-09-11 | Optical sensing based on measurements of displacements induced by optical scattering forces in viscoelastic media using phase-sensitive optical coherence tomography | 2016-05-23 | Disclosed are devices and techniques based on optical coherence tomography (OCT) technology in combination with optical actuation. A system for providing optical actuation and optical sensing can include an optical coherence tomography (OCT) device that performs optical imaging of a sample based on optical interferometry from an optical sampling beam interacting with an optical sample and an optical reference beam; an OCT light source to provide an OCT imaging beam into the OCT device which splits the OCT imaging beam into the optical sampling beam and the optical reference beam; and a light source that produces an optical actuation beam that is coupled along with the optical sampling beam to be directed to the sample to actuate particles or structures in the sample so that the optical imaging captures information of the sample under the optical actuation. | 1. A system for providing optical actuation and optical sensing, comprising: an optical coherence tomography (OCT) device that performs optical imaging of a sample based on optical interferometry from an optical sampling beam interacting with an optical sample and an optical reference beam;an OCT light source to provide an OCT imaging beam into the OCT device which splits the OCT imaging beam into the optical sampling beam and the optical reference beam;a light source that produces an optical actuation beam that is coupled along with the optical sampling beam to be directed to the sample to actuate particles or structures in the sample so that the optical imaging captures information of the sample under the optical actuation. 2. The system as in claim 1, wherein the optical actuation beam is modulated at a modulation frequency. 3. The system as in claim 2, wherein the optical actuation beam is modulated in amplitude or power. 4. The system as in claim 1, further comprising an OCT detection and processing module that processes optical imaging information from OCT device output based on varying mechanical properties of different sample materials to distinguish one sample material from another. 5. The system as in claim 1, further comprising an OCT detection and processing module that processes optical imaging information from OCT device output based on varying optical scattering properties of different sample materials to distinguish one sample material from another. 6. The system as in claim 1, further comprising an OCT detection and processing module that processes optical imaging information from OCT device output based on varying optical absorption properties of different sample materials to distinguish one sample material from another. 7. The system as in claim 1, wherein the OCT light source provides an OCT imaging beam at an optical wavelength different from an optical wavelength of the optical actuation beam. 8. The system as in claim 1, comprising a scanner that scans both the optical activation beam and the optical sampling beam over the sample together in performing the optical imaging. 9. The system as in claim 1, comprising a beam guiding optics module that directs the optical activation beam to spatially overlap with the optical sampling beam over the sample in performing the optical imaging. 10. The system as in claim 1, comprising a beam guiding optics module that manipulates a location of the optical actuation beam in an axial direction or transverse direction or both relative to a location of the optical sampling beam. 11. A method for sensing a sample based on optical actuation of the sample, comprising: operating an optical coherence tomography (OCT) device to obtain optical images of a sample based on optical interference of an optical sampling beam interacting with an optical sample and an optical reference beam from an OCT light source emitting light within an optical spectral band of different optical wavelengths;o... | Cornell University | G01B009/02 A61B005/00
US09482646 | B2 | 2016-11-01 | Object information acquiring apparatus | 2012-11-02 | Disclosed is an apparatus that transmits an elastic wave to an object and receives a reflected wave, this apparatus including: a transmitting and receiving unit having elements for converting an elastic wave to an electric signal, and being arranged at least in one direction; an element controlling unit that inputs an electric signal to the element and causes the element to transmit an elastic wave; and a detecting unit that detects a reflected wave to be received by the element, wherein the electric signal to be inputted to the element is an encoded pulse signal encoded among the elements, and the detecting unit decodes the reflected wave and executes at different time points aperture synthesis processing of synthesizing the decoded reflected wave with respect to the intersections of two axes at different time points. | 1. An object information acquiring apparatus that transmits an elastic wave to an object and receives a reflected wave, which is the transmitted elastic wave reflected in the object, so as to acquire information on the object, the apparatus comprising: a transmitting and receiving unit having a plurality of elements which can perform conversion between an elastic wave and an electric signal, with these elements being arranged at least in one direction;an element controlling unit that inputs an electric signal to the elements and causes the elements to transmit an elastic wave to the object; anda detecting unit that detects the reflected wave, which is the transmitted elastic wave reflected in the object and received by the elements, whereinthe electric signal which the element controlling unit inputs to one element of the elements is an encoded pulse signal encoded corresponding to that one element among the plurality of elements, andthe detecting unit decodes the reflected wave and executes an aperture synthesis processing at different time points, by setting as axes a direction along a hyperbola of which focal points are two locations in the one direction in which the plurality of elements are arranged and a direction along an ellipse of which focal points are these two locations, and synthesizing the decoded reflected wave in the intersections of these axes or in locations corresponding to the intersections, and acquires displacement values of the object at least in two directions based on the aperture synthesis processing results at the different time points. 2. The object information acquiring apparatus according to claim 1, wherein the displacement value is acquired based on an instantaneous frequency estimation result in the aperture synthesis processing result in the intersections or the locations corresponding to the intersections. 3. The object information acquiring apparatus according to claim 1, wherein the encoded pulse signal is encoded for each group of a plurality of N elements, where N is a natural number. 4. An object information acquiring apparatus that transmits an elastic wave to an object and receives a reflected wave, which is the transmitted elastic wave reflected in the object, so as to acquire information on the object, the apparatus comprising: a transmitting and receiving unit in which a plurality of elements, which can perform conversion between an elastic wave and an electric signal, are arranged;an element controlling unit that inputs an electric signal to the elements and causes the elements to transmit an elastic wave to the object; anda detecting unit that detects the reflected wave, which is the transmitted elastic wave reflected in the object and received by the elements, whereinthe electric signal which the element controlling unit inputs to one element of the elements is an encoded pulse signal encoded corresponding to that one element among the plurality of elements,the detecting unit decodes the reflecte... | CANON KABUSHIKI KAISHA | G01N029/36 A61B005/00 A61B008/08 G01S015/89 G01S007/52 G01N029/34 G01N029/44
US09495745 | B2 | 2016-11-15 | Method for analyzing biological specimens by spectral imaging | 2015-08-04 | A method for registering a visual image and a spectral image of a biological sample includes aligning a first set of coordinate positions of a plurality of reticles on a slide holder and a second set of coordinate positions of the plurality of reticles on the slide holder. The method further includes generating a registered image of a visual image of a biological sample and a spectral image of the biological sample based upon the alignment of the first and second set of coordinate positions. | 1. A method for registering a visual image and a spectral image of a biological sample, comprising: receiving a first set of coordinates of a plurality of reference marks on a slide or a slide holder with the biological sample and a visual image of the biological sample, wherein the first set of coordinates are independent from features within the visual image;associating the first set of coordinates with the visual image;receiving a second set of coordinates of the plurality of reference marks on the slide or the slide holder with the biological sample and a spectral image of the biological sample, wherein the second set of coordinates are independent from features within the spectral image;associating the second set of coordinates with the spectral image;creating a common coordinate system by associating the first set of coordinates and the second set of coordinates;generating a registered image with the spectral image and the visual image based upon the common coordinate system; andrefining the registered image by applying one or more optimizations to the registered image. 2. The method of claim 1, wherein generating the registered image occurs automatically based upon the common coordinate system. 3. A system for registering a visual image and a spectral image of a biological sample, comprising: a processor;a user interface functioning via the processor; anda repository accessible by the processor;wherein a first set of coordinates of a plurality of reference marks on a slide or a slide holder with the biological sample and a visual image are received and wherein the first set of coordinates are independent from features within the visual image;wherein the first set of coordinates are associated with the visual image;wherein a second set of coordinates of the plurality of reference marks on the slide or the slide holder with the biological sample and a spectral image are is received and wherein the second set of coordinates are independent from features within the spectral image;wherein the second set of coordinates are associated with the spectral image;wherein a common coordinate system is created by associating the first set of coordinates with the second set of coordinates;wherein a registered image is generated with the spectral image and the visual image based upon the common coordinate system; andwherein the registered image is refined by applying one or more optimizations to the registered image. 4. A non-transitory computer program product comprising a computer usable medium having control logic stored therein for causing a computer to register a visual image and a spectral image of a biological sample, the control logic comprising: a set of codes for causing a computer to receive a first set of coordinates of a plurality of reference marks on a slide or a slide holder with the biological sample and a visual image of the biological sample, wherein the first set of coordinates are independent from features within the visual image;a... | CIRECA THERANOSTICS, LLC | G06K009/00 G06T007/00 G01N021/31 A61B005/00 G01N021/3581 G01N021/35
US09483622 | B1 | 2016-11-01 | Pain visualization system and method | 2011-01-11 | A computerized pain visualization system and method. A web-based application and interface allows individuals to anonymously share information about where they hurt or specific regions of the body that are most worrisome to them. The web-based application comprises a visual interface that supports selection of parts or regions on an image of a human body. The data becomes viewable and filterable by geographic location, age, sex, or a variety of other data sets collected from the anonymous users. In an example embodiment, Users register and sign in at a web site. A selectable body interface is presented and the user is prompted to select one or more pain locations on the virtual body. The user's selections are recorded in a database. Another page of the application presents a search option that facilitates searching and visualizing the data, filterable by users' registration information. | 1. A computerized pain visualization method comprising: (a) receiving at a server user registration data for a plurality of users;(b) receiving at said server from each of said plurality of users a first selection of a record pain option;(c) in response to receiving said first selection of said record pain option, generating at said server for display at user computers of said plurality of users a body image;(d) visually dividing said body image into a plurality of user selectable body areas;(e) receiving at said server from each of said plurality of users a second selection of at least one selectable body area;(f) storing in a database at said server for each of said plurality of users non-identifying user data and body identifying data for said second selection of at least one selectable body area, the non-identifying user data including geographic location, age, sex, and date corresponding to when said second selection is received;(g) receiving at said server from one of said plurality of users a third selection of said record pain option;(h) receiving at said server from said one of said plurality of users a fourth selection of said at least one selectable body area and registering said fourth selection of said at least one selectable body area in the database along with the geographic location, age, and sex of said one of said plurality of users and a date corresponding to when said fourth selection is received;(i) searching said database to: (i) calculate a number of said plurality of users that recorded pain for said at least one selectable one body area on said date corresponding to when said fourth selection is received; and(ii) determine a last recordation date for said one of said plurality of users recordation of pain;(j) generating at said server an updated body image for display at said user computer of said one of said plurality of users to identify on said body image: (i) a registration date for said one of said plurality of users recordation of pain for said at least one selectable body area; and(ii) said number of said plurality of users that recorded pain for said at least one selectable body area on said date corresponding to when said fourth selection is received;(k) receiving at said server a selection of a search pain option from another one of said plurality of users;(l) receiving at said server inputted search criteria from said another one of said plurality of users including date, age, geographic location, and sex;(m) searching said database for body identifying data matching said inputted search criteria;(n) generating at said server for display at a user computer of said another one of said plurality of users an updated view of said body image to identify on said body image: (i) at least one body area consistent with said body identifying data matching said inputted search criteria; and(ii) a number of said plurality of users that recorded pain for said at least one body area matching said inputted search criteria. 2... | HUMANA INC. | G06F019/00 A61B005/00 G06F003/0481 G06Q050/00
US09492197 | B2 | 2016-11-15 | Methods and apparatus for preventing vaginal lacerations during childbirth | 2010-10-13 | A vaginal dilation device is provided that may include any of a number of features. One feature of the vaginal dilation device is that it is configured to dilate vaginal tissue during labor to prevent tissue damage. Another feature of the vaginal dilation device is that it can be manually controlled to dilate vaginal tissue, or can be automatically controlled to dilate vaginal tissue. In some embodiments, the vaginal dilation device is configured to measure a force applied by the device to tissue. In other embodiments, the vaginal dilation device is configured to apply a constant force to tissue. In other embodiments, the vaginal dilation device is configured to expand at a constant rate. Methods associated with use of the vaginal dilation device are also provided. | 1. A vaginal dilation device, comprising: a handle;a plurality of arms coupled to the handle, each arm having a pad disposed thereon that is shaped and configured to conform to a vagina of a patientan expansion mechanism coupled to the arms and configured to move the arms and the pads radially outwards at a controlled force; anda bump-release disposed on a distal portion of the vaginal dilation device configured to quickly reduce an outer diameter of the vaginal dilation device if the bump-release is engaged by a fetus entering the vagina. 2. The vaginal dilation device of claim 1 further comprising a central rod coupled to the expansion mechanism, the handle, and the plurality of arms, wherein axial movement of the central rod moves the arms and the pads radially outwards from the central rod. 3. The vaginal dilation device of claim 2 wherein the pads are arranged in a substantially parallel configuration as the arms and pads move radially outwards. 4. The vaginal dilation device of claim 1 wherein a distance between opposing pads in an expanded configuration is approximately 8-10 cm. 5. The vaginal dilation device of claim 1 further comprising a quick-release lever configured to quickly reduce the outer diameter of the vaginal dilation device. 6. The vaginal dilation device of claim 1 further comprising a force sensor coupled to the pads and configured to measure a force applied by the pads against the vagina. | MATERNA MEDICAL, INC. | A61B017/42 A61B001/303 A61B001/31 A61B017/34 A61M029/02 A61B005/00 A61B005/22 A61B017/02 A61B017/00
US09498166 | B2 | 2016-11-22 | Method for displaying the temperature field of a biological subject | 2013-02-20 | Measurements for medical diagnostic purposes measure the temperature of parts of the body to diagnose illnesses and for monitoring dynamics of an illness during treatment. This increases accuracy and clarity and simplifies technical implementation. An image of the region of the body of a biological subject under investigation is input into a computer database, with the image being output to a monitor of the computer, wherein the measurement points for measuring the temperature in the region of the subject under investigation are displayed in the image of the subject on the monitor screen and, once the measurements have been taken and the results of the measurements have been processed in the computer, an image of the temperature field is generated by a computer. | 1. A method for displaying a temperature field of an area of a human skin surface in order to monitor a pathological process, comprising: saving a digital image of the area of the human skin surface in a memory of a computer and displaying the digital image on a computer screen; the digital image acquired using a camera;marking pre-measurement points on the digital image displayed on the computer screen, the pre-measurement points corresponding to points on the area of the human skin surface;measuring, using one of an infrared thermometer and an infrared pyrometer, the temperature only at the points of the human skin surface corresponding to the pre-measurement points previously marked on the digital image;providing measured values of the temperature at said points of the human skin surface corresponding to the pre-measurement points previously marked on the digital image to the computer;generating a temperature field using only the measured values of temperatures and the computer that is configured to generate the temperature field; since temperature is measured at said points corresponding to the pre-measurement points marked on the digital image, the temperature field is formed superimposed on the digital image;saving an image of the temperature field superimposed on the digital image of the area of the human skin surface in the computer; anddisplaying the image of the temperature field superimposed on the digital image of the area of the human skin surface on the computer screen;whereby displaying a temperature field of an area of a human skin surface is used to detect inflammatory, vascular, and tumor pathologies in humans. 2. The method of claim 1, wherein the temperature field of the area of the human skin surface is formed by interpolation of temperatures, measured at the pre-measurement points. 3. The method of claim 2, wherein the temperature field of the area of the human skin surface is formed by linear interpolation of temperatures, measured in adjacent pre-measurement points on the area of the human skin surface. 4. The method of claim 2, wherein the image of the temperature field of the area of the human skin surface is displayed on the computer screen in accordance with a computer program color palette, in which each specific color corresponds to a temperature value. 5. The method of claim 2 further comprising displaying the image of the temperature field on the computer screen. 6. The method of claim 1, wherein the measured values of the temperature are displayed in a numerical form on the screen of the computer at corresponding pre-measurement points on the image of the area of the human skin surface. 7. The method of claim 1, wherein temperature measurements are obtained serially. 8. The method of claim 1 further comprising saving the temperature field in a database. | Smart Thermograph PTE. Ltd. | A61B006/00 A61B005/00 A61B005/01 G01J005/00 G01J005/02 G01J005/08 G06T011/20
US09498167 | B2 | 2016-11-22 | System and methods for treating patients using radiation | 2006-05-01 | A radiation system includes a radiation source having an accelerator, the radiation source having a magnetic field associated therewith that is resulted from an operation of the accelerator, and a magnetic field source configured to provide a compensating magnetic field to at least partially counteract against the magnetic field that is resulted from the operation of the accelerator. A radiation system includes a radiation device having a radiation source, a patient support, and a protective guard located between the radiation source and the patient support, wherein the protective guard is moveably coupled to the radiation device or the patient support. A radiation system includes a particle generator for generating a particle, an accelerator for accelerating the particle, and a magnetic source for changing a trajectory of the particle, wherein the magnetic source comprises a permanent magnet. | 1. A radiation system, comprising: a structure having a first side, a second side, a first opening located on the first side, and a bore that extends from the first opening in a direction that is towards the second side;a radiation source coupled to the structure; anda patient support configured to position a part of a patient from a first operative position that is associated with the radiation source to a second operative position that is outside the bore, or vice versa, the first operative position being in the bore;wherein the first operative position comprises a treatment space aimed at by the radiation source, and wherein the second operative position comprises an imaging space. 2. The radiation system of claim 1, wherein the radiation source is a diagnostic radiation source. 3. The radiation system of claim 1, wherein the radiation source is a treatment radiation source. 4. The radiation system of claim 1, wherein the radiation source is capable of selectively delivering treatment radiation and diagnostic radiation. 5. The radiation system of claim 1, further comprising an arm coupled to the structure. 6. The radiation system of claim 1, further comprising a device located next to the structure, the device selected from the group consisting of a CT device, a laminar tomography device, a MRI device, a fluoroscope, an angiography device, a PET device, a PET-CT device, a SPECT device, and a tomosynthesis imaging device; wherein the second operative position is associated with the device located next to the structure. 7. The radiation system of claim 1, wherein the second operative position is associated with an imaging device. 8. The radiation system of claim 1, further comprising a patient position sensing device located next to the radiation source. 9. The system of claim 8, wherein the patient position sensing device is selected from the group consisting of one or more cameras, one or more infrared position sensors, one or more magnetic field sensors, one or more microwave energy sensors, one or more ultrasound energy sensors, and a strain gauge. 10. The radiation system of claim 8, wherein the position sensing device is secured to the patient support. 11. The radiation system of claim 8, wherein the patient position sensing device is mounted to a ceiling of a room in which the structure is placed. 12. The radiation system of claim 8, wherein the patient position sensing device is mounted within the bore. 13. The radiation system of claim 8, wherein the patient position sensing device includes a first camera located closer to the first side than the second side, and a second camera located closer to the second side than the first side. 14. The radiation system of claim 8, wherein the patient position sensing device includes a processor configured to identify a marker in an image. 15. The radiation system of claim 14, wherein the marker is on a marker block. 16. The radiation system of claim 14, wherein the marker is implante... | VARIAN MEDICAL SYSTEMS, INC. | A61B005/05 A61B006/03 A61N005/10 G01N023/04 G21K001/093 A61B005/06 A61B005/11 A61B006/04 A61B006/08 A61B006/10 A61B006/00
US09504412 | B2 | 2016-11-29 | Method and system to derive glycemic patterns from clustering of glucose data | 2012-09-17 | Described are methods and systems for determining clusters of glucose data that can be utilized to provide insights to the person with diabetes, such as, for example, when a certain number of measurements during a predetermined time period is less than a predetermined threshold so that the subject is notified that the number of glucose measurements is less than optimum for management of diabetes. | 1. A method for managing diabetes of a user with at least a glucose monitor and an infusion pump which are coupled to a controller, the method comprising the steps of: conducting a plurality of glucose measurements over time with the at least one glucose monitor;collating, using the controller, the plurality of glucose measurements into clusters for a predetermined time period;in the event that the clusters indicate gaps in the glucose measurements during the predetermined time period, annunciating, using the controller, such gaps to the user;in the event that the clusters indicate that the clusters are converging towards a certain range of glucose values, annunciating, using the controller, that the clusters are trending towards such range; orin the event that the clusters indicate three different ranges of glucose values for the predetermined time period including a high range, a mid-range, and a low range, comparing, using the controller, an upper boundary of the mid-range to an upper boundary of a predetermined ideal range, comparing, using the controller, a lower boundary of the mid-range to a lower boundary of the predetermined ideal range, and annunciating, using the controller, to the user whether the mid-range is outside the predetermined ideal range of a glucose range that is intermediate in value between 180 mg/dL and the boundary. 2. The method of claim 1, in which the annunciating of gaps comprises informing the user whenever at least a cluster in which a number (N) of glucose measurements of each cluster is divided into a total number of days (D) on which the glucose measurements were taken in a specific time interval of a day (SID) and the result (N/D) divided into the specific time interval in a day (SID) is less than a predetermined threshold. 3. The method of claim 2, in which the specific time interval in a day comprises at least one of an overnight interval from about 10 PM to about 6 AM; a day interval from about 6 AM to about 5 PM; or a night interval from about 5 PM to about 10 PM. 4. The method of claim 3, in which the predetermined threshold for the night interval comprises about 0.17 tests per hour-day. 5. The method of claim 3, in which the predetermined threshold for the day interval comprises about 0.095 tests per hour-day. 6. The method of claim 3, in which the message comprises a suggestion of which specific time interval to obtain more glucose measurements. 7. A system for management of diabetes of a subject, the system comprising: at least one glucose monitor that is configured to measure a glucose concentration based on an enzymatic reaction with physiological fluid in a biosensor that provides an electrical signal representative of the glucose concentration; anda controller in communication with at least one glucose monitor, the controller being configured to receive or transmit glucose data representative of glucose levels measured by the glucose monitor over a predetermined time period to determine plura... | LifeScan, Inc. | A61B005/1486 A61B005/155 A61B005/157 A61B005/145 A61B005/15 A61B005/00
US09504788 | B2 | 2016-11-29 | Methods and systems for modifying bioactive agent use | 2013-04-05 | Methods, computer program products, and systems are described that include measuring at least one effect of a combined bioactive agent and artificial sensory experience on an individual and/or modifying at least one of the bioactive agent or the artificial sensory experience at least partially based on the at least one effect. | 1. A system comprising: at least one administration unit including at least: one or more dosages of at least one prescription medication; andat least one mobile electronic computing device, the at least one mobile electronic computing device including at least: at least one user interface;at least one wireless communication unit operable to communicate via the at least one wireless communication unit;at least one non-transitory storage medium including one or more executable instructions; andat least one processor operatively connected to the at least one non-transitory storage medium, the at least one processor configured to execute the one or more executable instructions to perform operations including at least: measuring at least one health parameter before, during or after stimulation including at least visual content and administration of a dosage amount of the at least one prescription medication;determining a new dosage amount of the at least one prescription medication for administration from the at least one administration unit at least partly based on the at least one measured health parameter; andoutputting one or more instructions at one or more specified times to administer the new dosage amount of the at least one prescription medication from the at least one administration unit. 2. A system comprising: at least one monitoring unit configured to monitor at least one health parameter; andat least one smartphone device wirelessly linked with the at least one monitoring unit, the at least one smartphone device including at least: a display;a wireless communication unit;at least one storage medium including one or more executable instructions; andat least one processor operatively connected to the at least one storage medium, the at least one processor configured to execute the one or more executable instructions to perform operations including at least: measuring the at least one health parameter of an individual before, during, or after at least one of implementation of at least one digital therapy application or administration of at least one medication;determining a new dosage amount of the at least one medication for administration to the individual at least partly based on the at least one health parameter measured before, during, or after at least one of implementation of the at least one digital therapy application or administration of the at least one medication; andcontrolling at least one output to present at one or more specified times at least one indication to administer the new dosage amount of the at least one medication. 3. The system of claim 2, wherein the at least one monitoring unit comprises: a drug sensing unit, a physiological activity monitor, a brain activity measurement unit, a behavior monitor, an instrumentation monitor, a compliance reporting unit, a voice response module, a hearing test module, an imager, a wearable device, or a scale. 4. A computer process for controlling a smartphone device that inclu... |  | A61B005/00 A61M005/172 A61B005/024 A61B005/04 A61B005/05 A61B005/08
US09494669 | B2 | 2016-11-15 | Diagnosis of central nervous system white matter pathology using diffusion MRI | 2011-05-17 | Determining diffusivity of multiple diffusion components within a tissue using diffusion magnetic resonance data representing a volume of the tissue. A plurality of candidate fibers having a direction is defined within the volume. A possibility coefficient is calculated by a processor for each candidate fiber of the plurality of candidate fibers based on the magnetic resonance data and the direction of the candidate fiber. The possibility coefficient represents a likelihood that the candidate fiber exists in the volume. Candidate fibers associated with a possibility coefficient greater than a threshold value are selected by the processor to create one or more probable fibers. For each probable fiber of the one or more probable fibers, an axial diffusivity indicating a diffusion of water in the direction of the probable fiber and a radial diffusivity indicating a diffusion of water perpendicular to the direction of the probable fiber are calculated by the processor. The diffusivity of isotropic diffusion component and the volume ratios of each fiber component and isotropic components are calculated. | 1. A method for determining a diffusivity of each diffusion component of multiple diffusion components within one volume of a plurality of volumes within a tissue using diffusion magnetic resonance data representing the one volume, the method comprising: determining, by a processor, a quantity of fibers and a primary orientation of each fiber within the one volume by: projecting the diffusion magnetic resonance data onto a diffusion basis set comprising a plurality of diffusion bases with a constant axial diffusivity and a constant radial diffusivity, each diffusion basis further defined by a direction;iteratively adjusting at least one of the axial diffusivity, the radial diffusivity, and one or more volume ratios to minimize a fitting error between a measured diffusion weighted signal and a diffusion weighted signal estimated using the diffusion basis set; andselecting a total number of fibers comprising those diffusion bases with a volume ratio greater than a signal-to-noise threshold and determining the primary orientation of each fiber comprising the direction of each diffusion basis corresponding to each fiber;by the processor, calculating for each fiber a fiber axial diffusivity indicating a diffusion of water in the direction of that fiber and a fiber radial diffusivity indicating a diffusion of water perpendicular to the direction of that fiber by: constructing a multi-tensor model comprising the total number of fibers, each fiber characterized by the fiber axial diffusivity, the fiber radial diffusivity, the primary orientation, and the volume ratio of that fiber; anditeratively adjusting at least one of the fiber axial diffusivities and the fiber radial diffusivities to minimize a second fitting error between the measured diffusion weighted signal and a second diffusion weighted signal estimated using the diffusion basis set; anddetermining, by the processor, a detailed composition of the tissue to resolve an underlying tissue pathology, the detailed composition including at least one of the fibers, the primary orientation of each fiber, the fiber axial diffusivities, the fiber radial diffusivities, and the fiber volume. 2. A method in accordance with claim 1, further comprising: calculating by the processor at least one isotropic diffusivity by:defining an isotropic diffusion basis set comprising at least one isotropic diffusion component, wherein each isotropic diffusion component is defined by an isotropic volume ratio and the isotropic diffusivity; anditeratively adjusting the isotropic diffusivity and isotropic volume ratio along with at least one anisotropic component of the constant axial diffusivity, the constant radial diffusivity, and one or more of the volume ratios to minimize the difference between the measured diffusion weighted signal and a third diffusion weighted signal estimated using the diffusion basis set;wherein the diffusion basis set further comprises the at least one isotropic diffusion component. 3. A method... | Washington University | A61B005/055 G01R033/563
US10481146 | B2 | 2019-11-19 | Gas sensor and information processing system | 2016-03-15 | A gas sensor includes a p-type semiconductor layer in which a surface at a contacting side with detection target gas is covered with tertiary amine and two electrodes electrically coupled with each other through the p-type semiconductor layer. | 1. A gas sensor, comprising: a p-type semiconductor layer whose first surface as a top surface or as at least a portion of a top surface is covered with tertiary amine such that aldehyde is detected selectively; andtwo electrodes electrically coupled with each other through the p-type semiconductor layer, the two electrodes being in contact with a second surface as opposing bottom surfaces or as portions of opposite sides of the portion of the top surface other than the first surface of the p-type semiconductor layer,wherein the surface of the tertiary amine is exposed such that the detection target gas contacts at least with the surface of the tertiary amine over a region between the two electrodes, andthe p-type semiconductor layer contains any one material selected from the group consisting of cuprous bromide, cuprous oxide, cuprous sulfide, silver oxide, silver bromide and silver sulfide. 2. The gas sensor according to claim 1, wherein, in the tertiary amine, all of atomic groups bonding to nitrogen atoms of an amino group are an alkyl group. 3. The gas sensor according to claim 1, wherein the two electrodes are provided in a spaced relationship from each other on the second surface positioned at the opposite side to the first surface side of the p-type semiconductor layer. 4. The gas sensor according to claim 1, further comprising a detection unit coupled with the two electrodes and configured to detect variation of an electric characteristic of the p-type semiconductor layer. 5. An information processing system, comprising: a gas sensor including a p-type semiconductor layer whose first surface as a top surface or as at least a portion of a top surface is covered with tertiary amine such that aldehyde is detected selectively and two electrodes electrically coupled with each other through the p-type semiconductor layer, the two electrodes being in contact with a second surface as opposing bottom surfaces or as portions of opposite sides of the portion of the top surface other than the first surface of the p-type semiconductor layer, wherein the surface of the tertiary amine is exposed such that the detection target gas contacts at least with the surface of the tertiary amine over a region between the two electrodes, and the p-type semiconductor layer contains any one material selected from the group consisting of cuprous bromide, cuprous oxide, cuprous sulfide, silver oxide, silver bromide and silver sulfide; anda computer configured to process data obtained by the gas sensor. | FUJITSU LIMITED | G01N027/00 G01N033/497 G01N027/12 A61B005/08
US09494807 | B2 | 2016-11-15 | Wearable high resolution audio visual interface | 2014-10-31 | An adjustable visual optical element is provided, which may be supported, for example, by an eyeglass. The optical element is preferably adjustable in each of the X, Y, and Z axes to allow the wearer to optimize projection of the optical element. A view axis of the display is preferably also angularly adjustable with respect to a wearer's straight ahead normal line of sight. Source electronics may be carried onboard the eyeglasses, or may be connectable to the eyeglasses via either a hardwire, optical guide, or radiofrequency link. | 1. An optical display assembly configured to be removably attachable to an eyewear or a helmet, the optical display assembly comprising: a connector comprising a first end and a second end, the connector being configured to be removably attachable to a lateral portion of the eyewear or the helmet;a transmission surface configured to be pivotally attached to the first end of the connector such that the transmission surface can pivot about at least one degree of freedom relative to the first end of the connector so as to be positioned in the field of view of the wearer of the eyewear or the helmet; andelectronics in communication with an electronics module, the electronics configured to transmit image data to a wearer of the eyewear or the helmet. 2. The optical display assembly of claim 1, wherein the transmission surface is configured to yaw about the y-axis relative to the first end of the connector. 3. The optical display assembly of claim 1, further comprising a housing configured to be pivotally attached to the anterior end of the connector, the transmission surface being housed within the housing. 4. The optical display assembly of claim 1, the transmission surface comprising an optical element configured to redirect light from the electronics to the wearer of the eyewear. 5. The optical display assembly of claim 1, the electronics comprising a scanner module. 6. The optical display assembly of claim 5, the scanner module comprising a diffuser. 7. The optical display assembly of claim 5, the scanner module comprising a focusing lens. 8. The optical display assembly of claim 5, wherein the transmission surface is configured to include the scanner module. 9. The optical display assembly of claim 1, wherein the connector is configured to be removably attachable to a support of the eyewear, the support extending posteriorly relative to a frame of the eyewear. 10. The optical display assembly of claim 9, wherein the support is an earstem of the eyewear. 11. The optical display assembly of claim 1, wherein the connector is configured to be removably attachable to a lateral portion of the eyewear or the helmet at the second end of the connector. 12. The optical display assembly of claim 1, wherein the connector comprises at least one longitudinally extending link. 13. The optical display assembly of claim 1, further comprising a support member being attached or attachable to a portion of the eyewear or the helmet, wherein the connector is configured to be removably attachable to the lateral portion of the eyewear and or the helmet via the support member. 14. The optical display assembly of claim 13, wherein the support member has a first end and a second end, the first end of the support member being attached or attachable to a first portion of the eyewear or the helmet and the second end of the support member being attached or attachable to a second portion of the eyewear or the helmet. 15. An optical display assembly configured to b... | Oakley, Inc. | G02C001/00 G02C011/00 A61B005/11 A61B005/00 G02B027/01 A61B005/021 A61B005/024 A61B005/145
US09504781 | B2 | 2016-11-29 | Peripheral arterialization devices and methods of using the same | 2013-11-29 | Peripheral arterialization devices and methods of using the same. In an exemplary embodiment of a catheter for facilitating venous arterialization of the present disclosure, the catheter comprises an elongated body extending from a proximal end to a distal end and having a lumen defined therethrough along a longitudinal length of the elongated body, the elongated body configured to attach to a graft at or near the proximal end of the elongated body and further configured to permit fluid to flow through the graft, through the lumen, and out of one or more apertures defined within the elongated body at or near the distal end to facilitate venous arterialization upon at least partial implantation of the catheter into a vein of a patient. | 1. A catheter for facilitating venous arterialization, comprising: an elongated body extending from a proximal end to a distal end and having a lumen defined therethrough along a longitudinal length of the elongated body, the elongated body configured to attach to a graft at or near the proximal end of the elongated body and further configured to permit fluid to flow through the graft, through the lumen, and out of one or more apertures defined within the elongated body at or near the distal end to facilitate venous arterialization upon at least partial implantation of the catheter into a vein of a patient;wherein the catheter further comprises one or more nodes defined along the longitudinal length of the catheter, the one or more nodes configured to at least partially occlude the vein when at least part of the catheter is implanted therein; andwherein a first node of the one or more nodes is located proximal to the one or more apertures and has a first resorption rate, wherein a second node of the one or more nodes is located proximal to the first of the one or more nodes and has a second resorption rate, wherein the first resorption rate is faster than the second resorption rate. 2. The catheter of claim 1, wherein the elongated body further comprises a balloon coupled thereto, the balloon operable to inflate and deflate within a vein and further configured to occlude the vein upon inflation. 3. The catheter of claim 1, wherein the elongated body is structured so that when at least part of the catheter is implanted into the patient, oxygenated arterial blood is permitted to flow through the graft, through the lumen, and out of the one or more apertures to facilitate peripheral vein arterialization. 4. The catheter of claim 1, wherein the elongated body is structured so that when the lumen has first cross-sectional area, pressure of the fluid permitted to flow therethrough is lower than pressure of the fluid permitted to flow through the lumen when the lumen has a second larger cross-sectional area than the first cross-sectional area. 5. The catheter of claim 1, wherein the elongated body is structured so that when a graft lumen defined within the graft has first cross-sectional area, pressure of the fluid permitted to flow therethrough is lower than pressure of the fluid permitted to flow through the graft lumen when the graft lumen has a second larger cross-sectional area than the first cross-sectional area. 6. The catheter of claim 1, further comprising a connector coupled to the catheter at or near the proximal end of the catheter, the connector configured to couple to the graft. 7. The catheter of claim 6, further comprising an external shaft surrounding at least a portion of the catheter. 8. The catheter of claim 1, further comprising an external shaft surrounding at least a portion of the catheter. 9. The catheter of claim 8, further comprising a connector coupled to the catheter at or near the proximal end of the catheter, the c... | CVDevices, LLC | A61M001/36 A61B005/0215 A61F002/06 A61B017/12 A61M027/00 A61B017/00 A61B017/11 A61M025/10
US09492138 | B2 | 2016-11-15 | Mobile front-end system for comprehensive cardiac diagnosis | 2014-10-31 | A stethoscope front-end recorder device (also referred to as Sleeve) for the chest piece of a stethoscope, which is easily installed and removed. The Sleeve is attached to the chest piece of a stethoscope for comprehensive diagnosis of heart issues. The Sleeve contains sensors for acquiring biosensor parameters such as electrocardiogram, body temperature, heartbeat, heart rhythm, heart rate variability, heart rate turbulence, heart sounds, respiration, cardiac index and blood flow. The Sleeve has Bluetooth interface communicating with a mobile device with software component, interfacing with a back-end server with the capability to capture, analyze and save patient information. | 1. A method of determining and using a mechanical and electrical footprint of the heart comprising: a. Configuring a stethoscope front-end recorder sleeve device with biological sensors to acquire an electrical footprint of the heart;b. Configuring the stethoscope front-end recorder sleeve device to acquire a mechanical footprint of the heart;c. Synchronizing the mechanical and electrical footprints of the heart;d. Determining via a processor normal and pathological heart sounds from the mechanical footprint of the heart, and normal and abnormal heart rhythms from the electrical footprint of the heart;e. Determining via the processor a time period between an R peak of the electrical footprint of the heart and a first heart sound of the mechanical footprint;f. Determining via the processor a time period between the first heart sound and a second heart sound of the mechanical footprint of the heart;g. Calculating a systolic performance index (SPI) from the time period between the R peak of the electrical footprint of the heart and the first heart sound, and the time period between the first and second heart sounds of the mechanical footprint of the heart;h. Correlating a left ventricular ejection fraction parameter from the SPI calculation. 2. The method according to claim 1, further comprising of determining the time period between aortic component of a second heart sound to onset of filling by opening of a mitral valve. 3. The method according to claim 1 wherein the heart's electrical and mechanical footprints are transmitted to a mobile device. 4. The method according to claim 1 wherein electrical footprint of the heart is electrocardiogram (ECG). 5. The method according to claim 1 wherein mechanical footprint further includes the acquisition of blood oxygen saturation. 6. A system for determining and using a mechanical and electrical footprint of the heart comprising: A stethoscope front-end sleeve recorder device that contains a processor, biological sensors, and a memory for storing instructions being executed by the processor to perform the following: a. Acquiring an electrical footprint of the heart;b. Acquiring a mechanical footprint of the heart;c. Synchronizing the mechanical and electrical footprints of the heart;d. Determining normal and pathological heart sounds from the mechanical footprint of the heart, and normal and abnormal heart rhythms from the electrical footprint of the heart;e. Determining a time period between a R peak of the electrical footprint of the heart and a first heart sound of the mechanical footprint;f. Determining a time period between the first and a second heart sound of the mechanical footprint;g. Calculating a systolic performance index (SPI) from the time period between a R peak of the electrical footprint of the heart and the first heart sound, and the time period between the first and second heart sounds of the mechanical footprint of the heart;h. Correlating a left ventricular ejection fraction param... | RIJUVEN CORP | A61B005/02 A61B007/04 A61B007/00 A61B005/0205 A61B005/0408 A61B005/00 G06F019/00 A61B005/113 A61B005/0472
US10028697 | B2 | 2018-07-24 | System and method for measuring skin movement and strain and related techniques | 2015-08-27 | Described herein are systems and techniques for a motion capture system and a three-dimensional (3D) tracking system used to record body position and/or movements/motions and using the data to measure skin strain (a strain field) all along the body while a joint is in motion (dynamic) as well as in a fixed position (static). The data and technique can be used to quantify strains, calculate 3D contours, and derive patterns believed to reveal skin's properties during natural motions. | 1. A method for computing lines of non-extension (LONEs) in a skin movement and strain measurement system, the method comprising: (a) obtaining, by a motion capture system of the skin movement and strain measurement system, position data by: obtaining three-dimensional (3D) positions of a plurality of marker points disposed on body skin surrounding a joint of a test subject with the joint of the test subject in an initial position;moving the joint of the test subject to a deformed position; andobtaining 3D positions of the marker points with the joint of the test subject in the deformed position, wherein the plurality of marker points form a grid on the body skin of the test subject;by a LONEs processor of the skin movement and strain measurement system:(b) analyzing changes in distance between each marker point and one or more adjacent marker points from the initial position to the deformed position;(c) determining one or more 3D strains surrounding each marker point;(d) projecting 3D strains surrounding each marker point onto a two-dimensional (2D) plane tangent to the body skin at the corresponding marker point;(e) after projecting 3D strains onto the 2D tangential plane for each marker point, rotating the projected strains in pairs onto axes defined with respect to the location of the corresponding marker point;(f) averaging the rotated pairs for each axis associated with each marker point to generate a longitudinal strain (εy), a circumferential strain (εx), and a shear strain (εxy);(g) determining principle strains (εI and εII) for each marker point;(h) if the principle strains associated with a first marker point have opposite signs, determining an angle of a line of non-extension for the first marker point using the principle strains associated with the first marker point; and(i) if the principle strains associated with the first marker point have the same sign, recording an angle of minimum extension or minimum compression for the first marker point and projecting the angle of minimum extension or minimum compression onto the body surface. 2. The method of claim 1 further comprising: repeating (h) and (i) for other marker points in the plurality of marker points; andconnecting angles of lines of non-extension into contours. 3. The method of claim 1 wherein: obtaining 3D positions of the marker points comprises obtaining 3D positions of the marker points with the joint of the test subject in positions other than the initial position and the deformed position as part of a motion analysis; andrepeating (b) through (i) for successive frames of the motion analysis. 4. The method of claim 1 wherein determining one or more 3D strains surrounding each marker point comprises calculating second order Lagrangian strains using the following equation:ɛ=l2-l022⁢l02=Δ⁢⁢ll0+(Δ⁢⁢l)22⁢l02;in which: ε is the second order Lagrangian strain for two points;l is a new distance between the two points;lo is an original distance between the two points; andΔl i... | Massachusetts Institute of Technology | A61B005/00 A61B005/11
US10026170 | B2 | 2018-07-17 | System and method for diagnostic vector classification support | 2016-07-19 | The diagnostic vector classification support system and method disclosed herein may both reduce the time and effort required to train radiologists to interpret medical images, and provide a decision support system for trained radiologists who, regardless of training, have the potential to miss relevant findings. In an embodiment, a morphological image is used to identify a zone of interest in a co-registered functional image. An operator's grading of a feature at least partially contained within the zone of interest is compared to one or more computer-generated grades for the feature. Where the operator and computer-generated grades differ, diagnostic support can be provided such as displaying additional images, revising the zone of interest, annotating one or more displayed images, displaying a computer-generated feature grade, among other possibilities disclosed herein. | 1. A method for providing support in classifying a lesion using an optoacoustic image of a volume of tissue, wherein the volume of tissue comprises a tumor having a central nidus, the method comprising: obtaining an ultrasound image of the volume of tissue, the ultrasound image presenting at least part of the central nidus and at least part of a peritumoral region;obtaining an optoacoustic image of the volume of tissue, the optoacoustic image being coregistered with the ultrasound image and presenting the optical contrast of at least a portion of the part of the central nidus and at least a portion of the part of the peritumoral region;identifying on the ultrasound image a tumoral boundary curve, the tumoral boundary curve approximating at least a portion of a perimeter of the central nidus of the tumor;presenting on a display at least a portion of the optoacoustic image with the tumoral boundary curve superimposed thereon;defining an internal zone within the displayed image based on the tumoral boundary curve; andobtaining from an operator an operator feature score for a tumoral feature contained within the internal zone;obtaining from the operator an operator feature score for an extra-tumoral feature contained at least partially outside the internal zone;calculating by computer one or more computer-generated feature scores for the tumoral feature, based at least in part on information falling within the internal zone of the displayed image;calculating by computer one or more computer-generated feature scores for the extra-tumoral feature, based at least in part on information falling outside the internal zone of the displayed image;obtaining one or more supplementary inputs from the operator if either of the operator feature scores differ from the corresponding at least one computer-generated feature scores; andclassifying the lesion based on the operator feature scores. 2. The method of claim 1, wherein at least one of the one or more supplementary inputs is a modification to the operator feature score, the method further comprising re-obtaining the one or more supplementary inputs from the operator if the operator feature score differs from at least one of the one or more computer-generated feature scores. 3. The method of claim 1, wherein the at least one of the one or more supplementary inputs is a confirmation of the operator feature score. 4. A method for providing support in classifying a lesion using an optoacoustic image of a volume of tissue, wherein the volume of tissue comprises a tumor having a central nidus, the method comprising: obtaining an ultrasound image of the volume of tissue, the ultrasound image presenting at least part of the central nidus and at least part of a peritumoral region;obtaining an optoacoustic image of the volume of tissue, the optoacoustic image being coregistered with the ultrasound image and presenting the optical contrast of at least a portion of the part of the central nidus and at least a portion ... | Seno Medical Instruments, Inc. | G06T007/00 A61B008/08 A61B005/00 G06K009/46 G06K009/62
US10235737 | B2 | 2019-03-19 | Interactive surgical drape, system, and related methods | 2015-05-11 | Embodiments disclosed herein relate to an interactive surgical drape and system including at least one sensor and at least one controller that operates indicating sensing feedback from the at least one sensor to cause display of information on a dynamic display integrated with the interactive surgical drape. The dynamic display assists the surgical team while performing surgery and can operate to improve the efficiency and/or effectiveness of the surgical team. | 1. An interactive surgical drape system, comprising: at least one interactive surgical drape;a sensor assembly operably coupled to the at least one interactive surgical drape, the sensor assembly configured to generate at least one sensed signal indicating detection of at least one property of the disposition of the at least one interactive surgical drape, the disposition including proximity of noncontiguous portions of the at least one interactive surgical drape;electronic circuitry including a processor, operably coupled to the sensor assembly and configured to receive the at least one sensed signal; anda dynamic display device configured to couple with at least one surface of the at least one interactive surgical drape and operably coupled to the electronic circuitry, the dynamic display device including a plurality of portions configured to illuminate based on instruction by the electronic circuitry, the electronic circuitry configured to compare a first set of data with a second set of data based on the at least one property of the disposition of the at least one interactive surgical drape detected by the sensor assembly and to activate noncontiguous portions of the dynamic display device to complete a cohesive image when the second set of data is associated with a juxtaposition of the noncontiguous portions of the at least one interactive surgical drape. 2. The interactive surgical drape system of claim 1, wherein the electronic circuitry is further configured to access and provide information to be displayed by the dynamic display device associated with the at least one interactive surgical drape. 3. The interactive surgical drape system of claim 1, wherein the dynamic display device includes at least one of a LED, touchscreen, LCD, OLED, PLED, projector, or projection display. 4. The interactive surgical drape system of claim 1, wherein at least a portion of the sensor assembly is remote from the at least one interactive surgical drape. 5. The interactive surgical drape system of claim 1, wherein the sensor assembly includes at least one sensor array. 6. The interactive surgical drape system of claim 1, wherein the sensor assembly is operably coupled to the electronic circuitry via a wireless connection. 7. The interactive surgical drape system of claim 1, wherein the sensor assembly is operably coupled to the electronic circuitry via a physical electrical connection. 8. The interactive surgical drape system of claim 1, wherein the system includes memory configured to store sensed data corresponding to the at least one sensed signal and data corresponding to display of information on the dynamic display device of the at least one interactive surgical drape. 9. The interactive surgical drape system of claim 1, wherein the electronic circuitry of the system is configured to direct the dynamic display device associated with the at least one interactive surgical drape based on at least one sensed signal from the sensor assembly being ... | Elwha LLC | G06T001/60 A61B046/10 A61B009/00 A61B005/00 A61B046/00 A61B005/0402 A61B005/024 G06T019/00 A61B017/00 A61B046/23 A61B005/0488 A61B005/0476 A61B005/145 A61B005/0205 G06T015/00 A61B090/00 A61B005/11 A61B005/0496
US09563023 | B2 | 2017-02-07 | Self-cleaning optical connector | 2016-07-28 | An example medical device system includes a reusable connector cable having a female adaptor and a first fiber optic cable disposed within the reusable connector cable. A single use device is capable of connecting to the reusable connector cable and includes a male adaptor capable of mating with the female adaptor. A second fiber optic cable extends through the single use device such that the second fiber optic cable optically connects to the first fiber optic cable when the male adaptor of the single use device is disposed within the female adaptor of the reusable connector cable. A cleaning assembly is disposed within the single use device and is capable of cleaning an end of the first fiber optic cable when the male adaptor of the single use device is mated with the female adaptor of the reusable connector cable. | 1. A medical device system comprising: a reusable connector cable including a first adaptor;a first fiber optic cable disposed within the reusable connector cable;a single use device capable of connecting to the reusable connector cable, the single use device including a second adaptor capable of mating with the first adaptor of the reusable connector cable;a second fiber optic cable extending through the single use device such that the second fiber optic cable optically connects to the first fiber optic cable when the second adaptor is disposed within the first adaptor; anda cleaning assembly disposed within the single use device, capable of cleaning an end of the first fiber optic cable when the second adaptor is mated with the first adaptor. 2. The medical device system of claim 1, wherein the single use device comprises a single use connector cable including the second adaptor at a first end and capable of connecting at a second end to a pressure sensing guidewire. 3. The medical device system of claim 1, wherein the single use device comprises a pressure sensing guidewire including the second adaptor at a first end thereof. 4. The medical device system of claim 1, wherein the reusable connector cable is operably connected to a signal processing module. 5. The medical device system of claim 1, wherein the cleaning assembly is secured to the second adaptor. 6. The medical device system of claim 5, wherein the cleaning assembly comprises a wiping surface that is capable of wiping the end of the first fiber optic cable. 7. The medical device system of claim 6, wherein the cleaning assembly is biased to hold the wiping surface against the end of the first fiber optic cable. 8. The medical device system of claim 1, wherein the second fiber optic cable is recessed within the second adaptor. 9. The medical device system of claim 1, wherein the second adaptor includes a pocket to accommodate the cleaning assembly when the cleaning assembly is moved into a collapsed configuration when the second adaptor device mates with the first adaptor. 10. The medical device system of claim 9, wherein the first adaptor includes a vent that is positioned to correspond to the pocket when the second adaptor mates with the first adaptor. 11. A medical device system comprising: a signal processing module;a reusable connector cable operably connectable to the signal processing module, the connector cable including a reusable connector cable adaptor;a first fiber optic cable disposed within the reusable connector cable; a single use connector cable including a single use connector cable adaptor capable of mating with the reusable connector cable adaptor;a second fiber optic cable extending through the single use connector cable such that the second fiber optic cable optically connects to the first fiber optic cable when the single use connector cable adaptor is mated with the reusable connector cable adaptor; anda cleaning assembly disposed within the single us... | BOSTON SCIENTIFIC SCIMED, INC. | G02B006/38 A61B005/00 A61B005/0215
US20160324497 | A1 | 2016-11-10 | IMAGING DEVICE FOR ANIMALS | 2014-12-15 | An imaging device for animals of the present invention comprises: a darkroom box having an opening part through which a portion of a subject to be examined protrudes to the outside or an external stimulator can be inputted or outputted in order to apply stimulation; a subject-to-be-examined supporter for mounting the subject to be examined thereon so as to facilitate the protruding of the portion of the subject to be examined to the outside or the application of an external stimulus; an image capturing device for photographing the subject to be examined before, after or during the application of the external stimulus while applying the external stimulus to the portion of the subject to be examined mounted on the subject-to-be-examined supporter; and an image processing system for processing the image captured through the image capturing device. | 1. An imaging device for animals, comprising: a darkroom box provided with an opening through which a part of a test subject protrudes outward therefrom or an external stimulator moves in and out thereof;a test subject supporter on which the test subject is mounted so that the part of the test subject protrudes outward therefrom or an application of an external stimulus is facilitated;an image capturing device which takes images of the test subject before, after, or while the external stimulus is applied while applying the external stimulus to the part of the test subject mounted on the test subject supporter; andan image processing system which processes the images taken by the image capturing device. 2. The imaging device of claim 1, wherein: the test subject includes an animal body or a tissue or cell and molecules in the cell removed from the animal body; andthe external stimulus includes at least one of a physical stimulus, a chemical stimulus, a temperature change, an injection of an external substance into the animal body, and an extraction of an internal substance of the animal body. 3. The imaging device of claim 1, wherein the test subject supporter is installed to be movable in and out of the darkroom box. 4. The imaging device of claim 3, wherein the test subject supporter moves in a sliding manner. 5. The imaging device of claim 4, wherein the test subject supporter includes a fastening device which fastens or supports a part of an animal body in the test subjects to restrict unexpected motion of the animal. 6. The imaging device of claim 5, wherein the fastening device is attachable by moving a position thereof, and the fastening device is detachable. 7. The imaging device for claim 1, wherein the image capturing device includes a combination of at least one of an optical image capturing device, X-rays, computerized tomography (CT), and magnetic resonance imaging (MRI). 8. The imaging device of claim 1, further comprising an excitation energy generation device which emits energy for the image capturing device to acquire an image and is installed at least at one place of an inside or outside of the darkroom box. 9. The imaging device of claim 1, further comprising a blackout device which manually or automatically adjusts a size of the opening through which external light is incident into the darkroom box. 10. The imaging device of claim 1, further comprising an outer door which shields the opening to block external light from being incident into the darkroom box. 11. The imaging device of claim 1, further comprising an input unit which receives operational signals for operating the image capturing device. 12. The imaging device of claim 1, further comprising a sensor member which senses the external stimulus applied to the test subject or a specific behavior pattern of an operator for taking images and induces an implementation of the image capturing device. 13. The imaging device of claim 1, further comprising a stopper ... |  | A61B006/00 A61D003/00 A61B006/03 A61B005/00 A61B005/055
US20160338651 | A1 | 2016-11-24 | SYSTEM AND A METHOD FOR DETERMINING RISK ASSOCIATED WITH LUMBAR INTERVERTEBRAL DISC PROLAPSE | 2016-03-21 | The present disclosure discloses device system 102 and a method for determining risk associated with lumbar intervertebral disc prolapse. The creating module 116 may create a risk-profile corresponding to each lumbar intervertebral disc of a user. The risk-profile created may comprise annulus fibrosus related data and nucleus pulposusrelated data. The receiving module 118 may receive sensor-data corresponding to one or more muscle groups of user's interest and a lumbar region of the user. The lumbar region comprises L1 to L5 lumbar vertebrae and their adjoining IV discs. Further, the sensor-data indicates an effect of user's activity on the lumbar region of the user. The processing module 120 may process the risk-profile and the sensor-data based on a predefined value in order to determine information pertaining to a risk associated with the lumbar intervertebral disc prolapse. Further, the information may be transmitted by the transmitting module 122 to a wearable device 104 of the user. | 1. A method for determining risk associated with lumbar intervertebral disc prolapse, the method comprising: Creating, by a processor, a risk-profile corresponding to each lumbar intervertebral disc of a user, wherein the risk-profile comprises annulus fibrosus related data and nucleus pulposus related data;Receiving, by the processor, sensor-data corresponding to one or more muscle groups of user's interest and a lumbar region of the user, wherein the lumbar region comprises L1 to L5 lumbar vertebrae and their adjoining IV discs, and wherein the sensor-data indicates an effect of user's activity on the lumbar region of the user; andProcessing, by the processor, the risk-profile and the sensor-data based on a predefined value in order to determine information pertaining to a risk associated with the lumbar intervertebral disc prolapse. 2. The method of claim 1, wherein the risk-profile is generated using non-invasive imaging techniques comprising computed tomography (CT), magnetic resonance imaging (MRI), magnetic resonance elastography (MRE), optical coherence tomography (OCT), and an ultrasound. 3. The method of claim 1, wherein the sensor-data is obtained from sensors (130) comprising Electromyography sensors, 3-Dimensional accelerometers, 3-Dimensional gyroscopes, and compass. 4. The method of claim 1, further comprises transmitting the information pertaining to the risk to a wearable device (104) of the user, wherein the wearable device (104) generates an alert for the user based on the risk. 5. The method of claim 1, wherein the annulus fibrosus related data comprises percentage of lamellae that are incomplete, vertical angle between a vertebrae and the lamellae in an anterior region, vertical angle between the vertebrae and the lamellae in a posterior region, percentage of fibers which cross obliquely in opposite directions, degree of degeneration, quantity of aggregate proteoglycan, and Keratinsulphate/chondroitin sulphate ratio. 6. The method of claim 1, wherein the nucleus pulposusrelated data comprises ratio between mucoidal material to fibrocartilage, number of discontinuities in fibrocartilage, number of discontinuities in hyaline cartilage, degree of degeneration, quantity of aggregate proteoglycan, keratin sulphate or chondroitin sulphate ratio. 7. The method of claim 1, wherein the sensor-data comprises muscle tone data corresponding to the one or more muscle groups, information pertaining to a muscle activated during a physical activity, information pertaining to a muscle not activated during the physical activity, movements of the user, rate of change of movement, directional activity, hinged movement at hip of the user, twisting and movements of upper and lower limbs of the user. 8. A system (102) for determining risk associated with lumbar intervertebral disc prolapse, wherein the system (102) comprises: a processor (110); anda memory (114) coupled to the processor (110), wherein the memory (114) has a plurality of modu... |  | A61B005/00 A61B005/0488 A61B005/11
US20160331896 | A1 | 2016-11-17 | IMAGING SYSTEM AND INJECTING APPARATUS | 2015-01-20 | An imaging system capable of setting an optimum injection condition in accordance with an imaging condition and preventing erroneous inputs and erroneous operations when determining the injection condition based on the imaging condition. The imaging system includes an injecting apparatus for a chemical liquid and an imaging apparatus, which is connectable to the injecting apparatus. The imaging apparatus includes: a control unit to determine a first imaging condition based on externally acquired object information, and to transmit the first imaging condition to the injecting apparatus; and an input unit to input a second imaging condition changed from the first imaging condition. The injecting apparatus includes a control unit to determine a first injection condition based on the first imaging condition, and to change, when the second imaging condition is received from the imaging apparatus, the first injection condition to a second injection condition based on the second imaging condition. | 1. An imaging system, comprising an injecting apparatus for a chemical liquid and an imaging apparatus for medical use, which is connectable to the injecting apparatus and which takes an image of an object, the imaging apparatus comprising: a control unit configured to determine a first imaging condition based on externally acquired object information, and to transmit the first imaging condition to the injecting apparatus; andan input unit configured to input a second imaging condition, which is changed from the first imaging condition,the injecting apparatus comprising: a control unit configured to determine a first injection condition based on the first imaging condition, and to change, when the second imaging condition is received from the imaging apparatus, the first injection condition to a second injection condition based on the second imaging condition. 2. An imaging system according to claim 1, wherein the control unit of the imaging apparatus is configured to transmit the object information to the injecting apparatus before transmission of the first imaging condition, andwherein the control unit of the injecting apparatus is configured to determine a preliminary injection condition based on the object information, and to change, when the first imaging condition is received, the preliminary injection condition to the first injection condition based on the first imaging condition. 3. An imaging system according to claim 1, wherein the control unit of the injecting apparatus is configured to determine the first injection condition and the second injection condition such that the first injection condition and the second injection condition satisfy an injectable condition. 4. An imaging system according to claim 1, wherein the injecting apparatus further comprises a safety confirmation unit configured to determine, when externally acquiring an injection condition, whether or not the acquired injection condition satisfies an injectable condition. 5. An imaging system according to claim 1, wherein the injecting apparatus further comprises a storage unit configured to store injection result information,wherein the control unit of the imaging apparatus is configured to transmit imaging result information to the injecting apparatus, andwherein the control unit of the injecting apparatus is configured to add the imaging result information to the injection result information. 6. An imaging system according to claim 1, wherein the injecting apparatus further comprises a display unit which displays the first injection condition, and an injection unit which injects the chemical liquid and comprises a display, andwherein the control unit of the injecting apparatus is configured to display the first imaging condition on the display unit and on the display. 7. An imaging system according to claim 1, wherein the control unit of the imaging apparatus is configured to: determine a unique injection condition;compare the first injection condition or the ... | NEMOTO KYORINDO CO., LTD. | A61M005/172 A61M005/00 A61B006/00 A61B008/08 A61B005/055 A61B006/03
US20160324424 | A1 | 2016-11-10 | DETERMINING TEMPERATURE WITH THE AID OF AN INTERVENTION APPARATUS | 2016-05-05 | System and methods are provided for determining temperature with the aid of an intervention apparatus. A reference temperature at a detection location inside the examination object is detected using a reference temperature measuring unit. A relative temperature distribution in a measuring volume, having a spatial position in relation to the detection location of the reference temperature that is known, is detected using a temperature distribution measuring unit. An evaluation unit ascertains an absolute temperature distribution using the reference temperature and the relative temperature distribution. | 1. A method for determining temperature with the aid of an intervention apparatus inside an examination object, the method comprising: detecting, by a reference temperature measuring unit, a reference temperature at a detection location inside the examination object;detecting, by a temperature distribution measuring unit, a relative temperature distribution in a measuring volume, wherein a spatial position of the measuring volume in relation to the detection location of the reference temperature is known; andascertaining, by a processor, an absolute temperature distribution using the reference temperature and the relative temperature distribution. 2. The method of claim 1, wherein detecting the reference temperature comprises measuring, by the reference temperature measuring unit of the intervention apparatus, a reference temperature signal at the reference location inside the examination object, and wherein the method further comprises transmitting the measured reference temperature signal to the processor. 3. The method of claim 1, wherein detecting the relative temperature distribution comprises measuring, by the temperature distribution measuring unit of the intervention apparatus, a temperature distribution signal from the measuring volume inside the examination object, and wherein the method further comprises transmitting the measured temperature distribution signal to the processor. 4. The method of claim 1, wherein detecting the relative temperature distribution comprises measuring t a phase difference, a diffusion, a T1 relaxation, a T2 relaxation, a proton resonance frequency, a proton density, or any combination thereof. 5. The method of claim 1, further comprising: displaying the ascertained absolute temperature distribution. 6. The method of claim 1, further comprising: outputting a feedback signal in the presence of a feedback condition as a function of the ascertained absolute temperature distribution. 7. The method of claim 1, further comprising: determining a position of the intervention apparatus inside the examination object. 8. The method of in claim 7, wherein determining the position of the intervention apparatus comprises measuring, by a localization unit of the intervention apparatus, a localization signal, and wherein the method further comprises transmitting the localization signal to the processor. 9. The method of claim 1, further comprising: generating an image of at least part of the examination object. 10. The method of claim 9, wherein generating the image comprises: detecting, by an image data acquisition unit of the intervention apparatus, a further apparatus, or a combination thereof, an image data signal, and wherein the method further comprises transmitting the image data signal to the processor. 11. The method of claim 9, further comprising: displaying the ascertained absolute temperature distribution, a localized position of the intervention apparatus, the generated image of at least part of the ex... |  | A61B005/01 G01K013/00 A61B018/14 A61B005/055 A61B005/06 A61B034/20 G01R033/28 A61B005/00
US20160331465 | A1 | 2016-11-17 | SYSTEM AND METHOD FOR SIMULATING RECONSTRUCTIVE SURGERY OF ANTERIOR CRUCIATE LIGAMENT USING MEDICAL IMAGES | 2016-05-12 | A system and method for simulating the reconstructive surgery of a cruciate ligament using medical images are disclosed herein. The system includes a processor, the processor is configured to acquire a first image of a knee region of a subject, and a 3D model including the knee region, identify the locations of reference points, on the 3D model, acquire a second image corresponding to the changes in the movement of the knee region, and track changes in the locations of the reference points using the acquired second image, and simulate changes in the length of a virtual ligament attributable to the changes in the movement of the knee region based on the tracked changes in the locations of the reference points and the location of the insertion of the virtual ligament received from a user. | 1. A method for simulating reconstructive surgery of a cruciate ligament using medical images executed by a processor within a computing system, the method comprising: acquiring, by the processor, a first image of a knee region of a subject on which ligament reconstructive surgery will be performed, and a 3D model which is generated to include the knee region;identifying, by the processor, locations of reference points, which are references for tracking changes in movement of the knee region, on the 3D model;acquiring, by the processor, a second image corresponding to the changes in the movement of the knee region;tracking, by the processor, changes in the locations of the reference points, identified on the 3D model, using the acquired second image corresponding to the changes in the movement; andsimulating, by the processor, changes in length of a virtual ligament attributable to the changes in the movement of the knee region based on the tracked changes in the locations of the reference points and a location of insertion of the virtual ligament received from a user. 2. The method of claim 1, wherein the identifying comprises: identifying, by the processor, first locations of the reference points in the acquired second image corresponding to the changes in the movement; andidentifying, by the processor, the locations of the reference points on the 3D model corresponding to the first locations of the reference points by registering the second image with the 3D model. 3. The method of claim 1, wherein the identifying comprises identifying the locations of the reference points by extracting the locations of feature points relative to a bone region or a rigid body region on the 3D model, or identifying the locations of the reference points based on marking information received from the user. 4. The method of claim 1, further comprising displaying, by the processor, the changes in the length of the virtual ligament attributable to the simulation. 5. The method of claim 4, wherein the displaying comprises: visualizing, by the processor, changes in length of a first portion of the virtual ligament attributable to the changes in the movement of the knee region, wherein the first portion is inserted into a first bone;visualizing, by the processor, changes in length of a second portion of the virtual ligament attributable to the changes in the movement of the knee region, wherein the second portion is inserted into a second bone; andvisualizing, by the processor, changes in length of a third portion of the virtual ligament attributable to the changes in the movement of the knee region, wherein the third portion is located between the first and second portions. 6. The method of claim 1, further comprising: displaying, by the processor, a first portion of the virtual ligament, inserted into a first bone, in a first color;displaying, by the processor, a second portion of the virtual ligament, inserted into a second bone, in a second color; anddisplayin... | CORELINE SOFT CO., LTD. | A61B034/10 G06T007/00 A61B005/00 A61B090/00 A61B005/107
US09579024 | B2 | 2017-02-28 | System and method for measuring biological fluid biomarkers | 2016-06-09 | Systems and methods of analyzing biological fluid biomarkers, calculating biomarker data, transmitting data to a transceiver device, and storing the data and/or analytics in a database and/or on at least one remote computer server. | 1. A system for analyzing sweat from a human and transmitting and storing sweat data from the human comprising: an apparatus for sensing and analyzing sweat, wherein the apparatus includes an electronic layer comprising at least one electrochemical sensor, a microcontroller, and a transceiver antenna coil;at least one remote transceiver device; andat least one remote computer server;wherein the apparatus analyzes at least one sweat biomarker, calculates at least one output datum of the at least one sweat biomarker using at least one algorithm, and transmits the at least one output datum to the at least one remote transceiver device;wherein the at least one algorithm calculates the at least one output datum using an estimated body surface area of a human and input data, wherein the input data includes at least a height and a weight of the human, and wherein the height and the weight of the human are used to estimate the estimated body surface area of the human;wherein the at least one remote transceiver device transmits the at least one output datum to the at least one remote computer server or at least one remote computing device or database for storage;wherein the apparatus and the at least one remote transceiver device have real-time or near-real-time two-way communication; andwherein the apparatus is flexible and further includes: a macrofluidic, double-sided adhesive layer;a microfluidic management layer; anda vapor porous, top protective layer;wherein the macrofluidic, double-sided adhesive layer is intimately adhered to an exterior layer of human skin;wherein the microfluidic management layer is positioned between the macrofluidic, double-sided adhesive layer and the electronic layer;wherein the microfluidic management layer circumferentially surrounds the at least one electrochemical sensor of the electronic layer;wherein the at least one electrochemical sensor of the electronic layer is facing the exterior layer of human skin;wherein the electronic layer is intimately adhered to the macrofluidic, double-sided adhesive layer;wherein the vapor porous, top protective layer is placed on and completely covers the microfluidic management layer and the electronic layer; andwherein the vapor porous, top protective layer is intimately adhered to the macrofluidic, double-sided adhesive layer. 2. The system of claim 1, wherein the at least one sweat biomarker includes small molecules, proteins, metabolites, and/or electrolytes. 3. The system of claim 1, wherein the microcontroller receives multiple input data, which are input from multiple sources including the sweat. 4. The system of claim 1, wherein the at least one electrochemical sensor houses at least one standard electrode and at least one active electrode. 5. The system of claim 4, wherein the at least one standard electrode and/or the at least one active electrode are silver, zinc, copper, gold, platinum, rhodium, carbon, or a combination thereof. 6. The system of claim 4, wherein the e... | CoreSyte, Inc. | A61B005/05 A61B005/00 A61B005/145 A61B005/1477 A61B005/1473 A61B010/00
US09504390 | B2 | 2016-11-29 | Detecting, assessing and managing a risk of death in epilepsy | 2013-09-13 | A method includes receiving cardiac data and determining a cardiac index based upon the cardiac data; determining an increased risk of death associated with epilepsy if the indices are extreme, issuing a warning of the increased risk of death and logging information related to the increased risk of death. A second method comprises receiving at least one of arousal data, responsiveness data or awareness data and determining an arousal index, a responsiveness index or an awareness index, where the indices are based on arousal data, responsiveness data or awareness data respectively; determining an increased risk of death related to epilepsy if indices are extreme values, issuing a warning of the increased risk of death and logging information related to the increased risk of death. A non-transitory computer readable program storage device encoded with instructions that, when executed by a computer, perform a method is also provided. | 1. A method for determining and responding in real-time to an increased risk of death relating to a patient with epilepsy, comprising: receiving cardiac data into a medical device;determining, using the medical device, at least one cardiac index, the at least one cardiac index being based upon the cardiac data;determining, using the medical device, an increased risk of death associated with epilepsy if the at least one cardiac index is an extreme value;issuing automatically a warning of the occurrence of the increased risk of death; andlogging automatically information related to the increased risk of death,further comprising at least one of: automatically performing at least one of determining, classifying, ranking, reporting or logging an autonomic index;automatically performing at least one of reporting or logging at least one autonomic index over a predetermined time period before the increased risk of death is determined; ordetermining a time when the increased risk of death returns to a baseline value. 2. The method of claim 1 wherein the autonomic index comprises: a respiratory rate;a respiratory rhythm;a respiratory pattern;a cardiac rate; ora cardiac rhythm over a predetermined period of time related to the increased risk of death. 3. A method for determining in real-time an increased risk of death relating to a patient with epilepsy, comprising: receiving at least one of cardiac data, arousal data or responsiveness data into a processing device;determining at least one of a cardiac index or an arousal index or a responsiveness index, the at least one of a cardiac index, an arousal index or a responsiveness index being based upon cardiac data or arousal data or responsiveness data respectively;determining an increased risk of death associated with epilepsy if at least one of the cardiac index, the arousal index or the responsiveness index is an extreme value;issuing, automatically, a warning of the occurrence of the increased risk of death; andlogging, automatically, information related to the increased risk of death. 4. The method of claim 3, wherein determining the increased risk of death associated with epilepsy comprises at least one of: reaching or crossing an extreme threshold by at least one of the cardiac index, the arousal index or the responsiveness index; ordetermining at least one of a time at which at least one of the cardiac index, the arousal index or the responsiveness index becomes extreme or if there is a likelihood of at least one of the cardiac index, the arousal index or the responsiveness index becoming extreme. 5. The method of claim 3, further comprising identifying a further increase in the risk of death comprises utilizing at least one of: a time when the increased risk of death is identified;a time when the warning is issued;a type of warning issued;a body organ index related to the determined at least one index and associated with the increased risk of death;a classification of the increased risk of death;... | GLOBALFOUNDRIES INC. | A61B005/02 A61B005/0205 A61B005/08 A61B005/021 A61B005/0245 A61B005/00 A61B005/11 A61N001/39 A61N001/36 A61N001/365 A61B005/0452 A61B005/16 G06F019/00 A61N001/372
US20160324462 | A1 | 2016-11-10 | METHOD AND SYSTEM FOR PROVIDING FEEDBACK AUTOMATICALLY ON PHYSIOLOGICAL MEASUREMENTS TO A USER | 2015-02-02 | A method and system for providing computer-aided feedback to a person with the aid of a monitor and expert system. The providing of feedback includes monitoring a state, such as heart rate, of the person continuously by a monitor for at least a portion of a day, determining at least one temporal context from the analysed measurement data, classifying the value of each preselected variable into one said value range and picking from each feedback series a feedback corresponding to this value range, arranging the picked feedbacks into an order according to the priority rules, thus forming a group of consecutive feedbacks, and displaying the consecutive feedbacks, picked from the group of consecutive feedbacks, for viewing by the person. | 1-16. (canceled) 17. A method for providing computer-aided feedback to a person with the aid of a monitor and an expert system, comprising: feedback series to be used with the aid of software and relating to a temporal context, and a set of rules to be implemented with the aid of software for selecting feedbacks from the feedback series, andin which method each feedback series comprises a group of mutually exclusive preselected feedbacks, each feedback relating to a unique value range of a preselected variable, andin which method the providing of feedback includes the following steps:monitoring a state of the person by a monitor for at least a portion of a day, with the monitoring being recorded as measurement data and the said monitoring including the measurement of heart rate, using a first sensor, and the measurement of another input,analysing the recorded measurement data, in order to determine the values of the preselected variables,determining at least one temporal context from the analysed measurement data,selecting the feedback series to be used according to each selected temporal context,classifying the value of each preselected variable into one said value range and picking a feedback corresponding to this value range from each feedback series, wherein in which the set of rules includes priority rules for prioritizing the selected feedback consecutively, and limit rules for selecting the number of feedbacks to be shown at one time to the person from the consecutive feedbacks,in which method the providing of feedback further includes the following steps: arranging the picked feedbacks in an order according to the priority rules, thus forming a group of consecutive feedbacks, andpicking the consecutive feedbacks from the group of consecutive feedbacks, the number of consecutive feedbacks displayed being limited determined to the limit rules,displaying on a chosen device the consecutive feedbacks for viewing by the person. 18. The method according to claim 17, wherein the variable relating to the feedback series (12, 12′, 12″) is a vector comprising two or more scalar variables. 19. The method according to claim 17, wherein the limit rules include logic depending on the chosen feedback-provision device. 20. The method according to claim 19, wherein, the feedback directions, to be selected by the user, are formed, each feedback direction including preselected feedback series selected according to the feedback direction. 21. The method according to claim 20, wherein the feedback alternatives selected in each feedback direction are set feedback-direction-specifically in a priority order according to the preselected rules. 22. The method according to claim 17, wherein the measurement data is analysed, in order to find physiological states, in the following steps: the measurement data is corrected to eliminate disturbances and is pre-processed,the values of the variables are formed on the basis of the corrected and pre-processed measureme... | Firstbeat Technologies Oy | A61B005/00 G06F019/00 A61B005/0205 A61B005/01 A61B005/11
US20160324421 | A1 | 2016-11-10 | Wearable LED Sensor Device that Employs a Matched Filter to Generate Biometric Samples | 2016-03-10 | An LED of a wearable sensor device can be driven less frequently while still obtaining an accurate biometric sample. By reducing how frequently the LED is driven, the power required to operate the wearable sensor device is likewise reduced. To allow the LED to be driven less frequently while still obtaining an accurate biometric sample, a known lighting profile of an LED can be employed with a matched filter to generate a biometric sample from a number of samples taken while the LED is lighting. In this way, the LED only needs to be lighted for a short period of time and a reduced amount of data is stored both of which minimize the power requirements of the wearable sensor device. | 1. A wearable sensor device comprising: a housing configured to allow the wearable sensor device to be worn on a portion of the body; anda circuit for producing biometric samples, the circuit comprising: a first LED secured to the housing in a manner that causes the first LED to face the portion of the body when the wearable sensor device is worn;a light sensor secured to the housing, the light sensor being positioned to receive light that is transmitted from the first LED and reflected from the portion of the body, the light sensor being configured to generate a first set of sensed samples representing an intensity of the reflected light during a first period of time;a matched filter configured to receive the first set of sensed samples and a first template, the matched filter performing a weighted average of the first set of sensed samples and the template to generate a first biometric sample for the first period of time; anda storage for storing the first biometric sample. 2. The wearable sensor device of claim 1, wherein the first template comprises a known lighting profile of the first LED. 3. The wearable sensor device of claim 1, wherein the circuit further comprises: a second LED secured to the housing in a manner that causes the second LED to face the portion of the body when the wearable sensor device is worn;the light sensor being configured to generate a second set of sensed samples representing an intensity of reflected light from the second LED during the first period of time; andwherein the matched filter is further configured to receive the second set of sensed samples and a second template, the matched filter performing a weighted average of the second set of sensed samples and the second template to generate a second biometric sample for the first period of time. 4. The wearable sensor device of claim 3, wherein the second template comprises a known lighting profile of the second LED. 5. The wearable sensor device of claim 1, wherein the circuit further comprises: a processing unit that is configured to power on the first LED for the first period of time at a specified frequency. 6. The wearable sensor device of claim 5, wherein the circuit is configured to generate a first biometric sample each time the first LED is powered on. 7. The wearable sensor device of claim 5, wherein the first set of sensed samples are initially stored in memory using direct memory access and then provided to the matched filter. 8. The wearable sensor device of claim 1, wherein the first set of sensed samples and the first template each comprise a vector having the same size, and wherein performing a weighted average of the first set of sensed samples and the first template comprises generating a dot product of the first set of sensed samples and the first template and then dividing the result of the dot product by an integer multiple of the size. 9. The wearable sensor device of claim 2, wherein the known lighting profile of the first LED inc... |  | A61B005/00 G01J001/44
US09486162 | B2 | 2016-11-08 | Spatial needle guidance system and associated methods | 2011-01-07 | Methods and apparatus for positioning a elongate hollow member at a desired location in a body in a medical procedure are provided. A position marker is removably disposed within a sheath. The sheath may be disposable. The sheath and enclosed position marker may be inserted into a lumen of a member to be positioned. The position in space of the position marker may be monitored by a position sensor to provide real-time information regarding a position of the member. The spatial relationship between the position marker and member may be fixed by securing the mounting member to the sheath and securing the sheath to the member. | 1. A medical apparatus comprising: a position marker mounted on a cable, which includes a first end region and a second end region, wherein the position marker is secured to the second end region of the cable; anda sheath, comprising: a hub having a longitudinal aperture;a tip;a hollow shaft extending longitudinally from the hub to the tip, wherein the hollow shaft includes a lumen axially aligned with the aperture of the hub, the hollow shaft is dimensioned to receive the cable and the position marker, and the cable extends longitudinally in the hollow shaft from the hub to the tip with the first end region at the hub and the second end region at the tip; anda connector base, including: a transverse wall with a first side and a second side, wherein the transverse wall is transverse to the hollow shaft, the first side and the second side are opposing sides, and the first side is coupled to the hub;a U-shaped elongate bracket having a long axis and projecting from the second side of the transverse wall, wherein the U-shaped bracket includes: a bottom with a channel extending an entirety thereof along a first side of the bottom and in a direction of the long axis direction; andopposing bracket walls projecting from opposing ends of the first side of the bottom and along the transverse wall; andan attachment device coupled to the U-shaped elongate bracket and configured to secure the cable in the medical apparatus,wherein the position marker indicates a position of the position marker by at least one of sensing a magnetic field or emitting an electromagnetic field, and the position of the position marker indicates the position of the tip of the sheath. 2. The apparatus according to claim 1, wherein the connector base further comprises a hollow channel projecting from the first side with a tapered end and a helical thread on an exterior surface, and the hub further comprises a complementary helical channel on an interior surface, and the helical thread is configured to engage the helical channel. 3. The apparatus according to claim 1, wherein the U-shaped elongate bracket includes a transverse aperture on each of the opposing walls, and the attachment device is pivotably coupled to the U-shaped elongate bracket at the transverse apertures and includes a cam configured for releasable locking frictional engagement with the cable. 4. The apparatus according to claim 2, further comprising: a tubiform cover attached to the hub, the cover configured to extend from the hub to close over the tip and enclose the shaft in a first configuration. 5. The apparatus according to claim 4, wherein the cover comprises a flexible material, which can be drawn to transition the cover to a second configuration which inverts an outside surface to an inside surface and covers the cable extending from the hub opposite the tip. 6. The apparatus according to claim 2, wherein the cable comprises position-marking indicia spaced apart along the cable, the position-marking in... | Ultrasonix Medical Corporation | A61B005/15 A61B005/153 A61B010/02 A61B017/34 A61B005/06 A61B005/00 A61B008/08 A61B008/00 A61B017/00 A61M005/42
US09488708 | B2 | 2016-11-08 | Method and apparatus to generate magnetic resonance angiography images | 2012-04-04 | In a magnetic (MR) method and apparatus to generate an MR angiography image of a vascular structure of an examination region, spins in the examination region are saturated by an RF saturation pulse to cause these spins to produce a lower signal intensity in the angiography image than spins that flow from a major artery via a feed artery into the examination region, which are not saturated by the RF saturation pulse. A saturation volume is established that is saturated by the RF saturation pulse in order to be able to depict substantially all the vascular structure, such that the major artery and the tissue surrounding the major artery are not situated at the level of the branching of the feed artery in the saturation volume. The MR angiography image is generated using the established saturation volume. | 1. A method to generate a magnetic resonance (MR) angiographic image of a vascular structure in a subject, comprising: operating an MR scanner from a control computer to execute with a pulse sequence to acquire MR data from the subject in a form allowing said angiographic image of an examination region of the subject that encompasses said vascular structure to be reconstructed, said vascular structure comprising branches fed by a feed artery that is in turn fed by a major artery, said branches branching from said feed artery at a branching location,wherein operating the MR scanner to acquire the MR data comprises:in said control computer, controlling said pulse sequence to radiate at least one radio-frequency (RF) saturation pulse into the subject that saturates nuclear spins in a saturation volume in the subject to produce saturated spins in said saturation volume that exhibit a lower signal intensity in said angiographic image than non-saturated nuclear spins;in said control computer, determining, from an acquired preliminary image of the subject, a signal intensity of said tissue that surrounds said major artery that is expected to occur in the angiographic image that is to be reconstructed; andin said control computer, configuring said at least one RF saturation pulse that is radiated in said pulse sequence to give said saturation volume in said subject a shape that includes said vascular structure in said saturation volume but that excludes said major artery and said feed artery from said saturation volume, and that selectively excludes tissue that surrounds said major artery before said branching location from said saturation volume dependent on said determined signal intensity of said tissue that surrounds said major artery; andin an image reconstruction computer, reconstructing said angiographic image from said MR data in which said vascular structure is substantially completely depicted by virtue of non-saturated nuclear spins flowing into said vascular structure from said main artery and said feed artery, due to the saturation volume defined by configuring said at least one RF saturation pulse, and making the reconstructed angiographic image available from the reconstruction computer in electronic form. 2. A method as claimed in claim 1, wherein determining said signal intensity comprises determining whether nuclear spins in said tissue that surrounds said major artery before said branching location would have a substantially increased signal intensity in said reconstructed angiographic image with respect to said lower signal intensity of said saturated spins if said nuclear spins in said tissue surrounding said major artery were not saturated, and configuring said at least one RF saturation pulse to define said saturation volume in said subject so as to include said tissue surrounding said major artery in said saturation volume only if said tissue that surrounds said major artery would produce said substantially increased signal inten... | Siemens Aktiengesellschaft | G01R033/483 A61B005/00 A61B005/055 G01R033/563
US20160338637 | A1 | 2016-11-24 | SLEEP MONITORING DEVICE HOST COMPUTER AND SLEEP MONITORING DEVICE | 2014-10-31 | The present disclosure provides a host for sleep monitoring device which includes a host body and a switch arranged on the host body. The host for sleep monitoring device further includes a top cover and a second magnet arranged on the inner surface of the top cover. The host body includes a housing and a first magnet arranged on the outer surface of the housing. The host body and the top cover are pulled together by the first magnet and the second magnet. The present disclosure further provides a sleep monitoring device. In the embodiments of the present disclosure, since the host for sleep monitoring device includes the host body, the top cover and the second magnet arranged on the inner surface of the top cover, the host body includes the housing and the first magnet arranged on the outer surface of the housing, and the host body and the top cover are pulled together by the first magnet and the second magnet, the bedspread is sandwiched between the host body and the top cover. Therefore, the problem regarding the fixation of the sleep monitoring device is solved, the fixation of the sleep monitoring device of the present disclosure is solid and the damage to the mattress and the sleep monitoring band is avoided. | 1. A host for sleep monitoring device, comprising a host body and a switch arranged on the host body, wherein the host for sleep monitoring device further comprises a top cover and a second magnet arranged on an inner surface of the top cover, the host body comprises a housing and a first magnet arranged on an outer surface of the housing, and the host body and the top cover are pulled together by the first magnet and the second magnet to fix the host onto a sheet which is sandwiched between the host body and the top cover. 2. The host for sleep monitoring device of claim 1, wherein there are a plurality of first magnets which are uniformly arranged at a periphery of the housing. 3. The host for sleep monitoring device of claim 2, wherein there are four first magnets which are symmetrically arranged with respect to a transverse centerline and a longitudinal centerline. 4. The host for sleep monitoring device of claim 3, wherein there are four second magnets which are symmetrically arranged with respect to a transverse centerline and a longitudinal centerline. 5. The host for sleep monitoring device of claim 1, wherein the switch is a magnetic switch, a tact switch or a touch switch. 6. The host for sleep monitoring device of claim 5, wherein the magnetic switch comprises a third magnet and a magnetic induction chip, the third magnet is arranged on the inner surface of the top cover, the magnetic induction chip is arranged on the host body, and the third magnet cooperates with the magnetic induction chip. 7. The host for sleep monitoring device of claim 6, wherein the third magnet is arranged below a transverse centerline of the top cover and the magnetic induction chip is arranged below a transverse centerline of the host body. 8. The host for sleep monitoring device of claim 1, wherein the outer surface of the housing is provided with an indictor, the top cover is provided with a transparent cover, and a location of the transparent cover corresponds to that of the indictor. 9. The host for sleep monitoring device of claim 8, wherein the transparent cover is annular. 10. A sleep monitoring device, comprising a sleep monitoring band and the host for sleeping monitoring device of claim 1, wherein one end of the sleep monitoring band is connected with the host for sleep monitoring device. |  | A61B005/00
US10548494 | B2 | 2020-02-04 | Method for determining a personalized cardiac model using a magnetic resonance imaging sequence | 2014-01-07 | A method is provided for determining a personalized cardiac model, including steps of (i) computing a velocity time profile of a blood flow across a selected area of the heart or the aorta during at least one cardiac cycle, using data acquired with a Magnetic Resonance Imaging (MRI) device; (ii) performing a segmentation of the velocity time profile so as to identify cardiac phases according to a predefined generic cardiac model; and (iii) computing normalized time location and/or duration of the cardiac phases within cardiac cycles so as to define a personalized cardiac model. | 1. A method for determining a personalized cardiac model, comprising steps of: computing a velocity time profile of a blood flow across a selected area of the heart or the aorta during at least one cardiac cycle, using data acquired with a Magnetic Resonance Imaging (MRI) device;performing a segmentation of said velocity time profile so as to identify cardiac phases according to a predefined generic cardiac model;computing at least one of a time location or a duration of said cardiac phases within cardiac cycles so as to define a personalized cardiac model;acquiring and processing a Real-Time Phase Contrast (RTPC) signal sequence in a scan plane with a spatial orientation normal to a direction of flow of the blood, said RTPC sequence being based on a phase contrast MRI sequence where only the central k-space line is acquired;computing a 1D+t velocity map with one spatial axis and one time axis, by applying to the RTPC signal sequence unidimensional Fourier transforms along the frequency encoding direction;carrying out a Singular Value Decomposition (SVD) on the 1D+t velocity map; andwith a threshold algorithm applied on the spatial weighting returned by the SVD, identifying in the 1D+t velocity map a set of regions of interest (ROI) of contiguous pixels for one or several of the first principal components issued from the SVD decomposition. 2. The method of claim 1, which further comprises a recording of an ElectroCardioGram (ECG) signal, said ECG signal being used for triggering the Magnetic Resonance Imaging (MRI) acquisitions. 3. The method of claim 1, which further comprises a step of identifying a region of the 1D+t velocity map in which the velocity time profile is representative of the cardiac phases. 4. The method of claim 1, which further comprises steps of: computing a spatial average value of the velocity time profile in the ROIs;identifying the ROI with the spatial average value having the highest power in the cardiac spectral band around the heart beat rate; andcomputing the velocity time profile by using the spatial average value of the ROI having the largest size along the spatial dimension axis among all ROIs having more than 40% of said highest power. 5. The method of claim 1, wherein the RTPC sequence uses a frequency encoding direction with an orientation chosen so as to project velocity fields from different sources to areas as distinct as possible along the frequency encoding axis. 6. The method of claim 5, wherein the acquisition and processing of the Real-Time Phase Contrast (RTPC) signal sequence is done in one of the following configurations: in a quasi axial scan plane cross-sectioning the ascending aorta with a frequency encoding direction going through the ascending and descending aorta cross-sections;in an intra-cardiac short-axis scan plane with a frequency encoding direction going through inferolateral and anteroseptal cardiac segments. 7. The method of claim 1, which further comprises steps of: computing a bas... | UNIVERSITE DE LORRAINE CENTRE HOSPITALIER REGIONAL DE NANCY | A61B005/026 A61B005/055 G01R033/567 A61B005/00 G01R033/563
US09810639 | B2 | 2017-11-07 | System for physiologic parameter examination and method for test strip recognition and interpretation | 2016-02-26 | A system for physiologic parameter examination includes a housing and a test-strip tray. The housing includes a carrying cavity disposed on a top surface of the housing and including a window. The carrying cavity is configured to receive a portable electronic device having an image-capturing component. The image-capturing component corresponds to the window. The test-strip tray is movably disposed in the housing and located below the carrying cavity. The test-strip tray is configured to carry at least one test strip. The image-capturing component is adapted to capture a test reaction of the test strip through the window. A method for test strip recognition and interpretation applicable to the system is also provided. | 1. A system for physiologic parameter examination, comprising: a housing comprising a carrying cavity, wherein the carrying cavity is disposed on a top surface of the housing and comprises a window, the carrying cavity is configured to receive a portable electronic device having an image capturing component, a bottom surface and a side surface of the portable electronic device are disposed in the carrying cavity, and the image capturing component corresponds to the window; anda test-strip tray movably disposed in the housing and located below the carrying cavity, wherein the test-strip tray is configured to receive at least one test strip, and the image capturing component is adapted to capture a test reaction of the test strip through the window. 2. The system for physiologic parameter examination as claimed in claim 1, wherein an inner wall of the test-strip tray is a black surface or covered with a light-absorbing coating. 3. The system for physiologic parameter examination as claimed in claim 1, wherein the test-strip tray and the housing jointly form a closed space. 4. The system for physiologic parameter examination as claimed in claim 1, wherein a number of the at least one test strip is plural, and the test strips are configured to examining a plurality of physiologic parameters respectively. 5. The system for physiologic parameter examination as claimed in claim 4, wherein colors of the test strips are different from each other. 6. The system for physiologic parameter examination as claimed in claim 4, wherein the test-strip tray comprises a plurality of positioning grooves configured to receive and position the test strips respectively. 7. The system for physiologic parameter examination as claimed in claim 6, wherein the positioning grooves comprise a plurality of first positioning grooves and a second positioning groove, the first positioning grooves are parallel to each other, and the second positioning groove intersects the first positioning grooves. 8. The system for physiologic parameter examination as claimed in claim 1, wherein the housing further comprises a connecting cavity disposed on the top surface and comprising an electrical connector, a bottom portion of the portable electronic device is configured to be inserted into the connecting cavity to be electrically connected to the electrical connector. 9. The system for physiologic parameter examination as claimed in claim 8, wherein the connecting cavity is located in the carrying cavity. 10. The system for physiologic parameter examination as claimed in claim 8, wherein when the portable electronic device is electrically connected to the system for physiologic parameter examination, the portable electronic device is configured to perform a data transmission with the system for physiologic parameter examination. 11. The system for physiologic parameter examination as claimed in claim 1, further comprising a plurality of device trays, wherein each of the device tray... | HTC Corporation | G01N021/00 G01N021/84 A61B005/0402 A61B005/021 A61B005/01 A61B005/00
US10353460 | B2 | 2019-07-16 | Eye and head tracking device | 2015-01-28 | An apparatus and method of use for tracking eye and head movement comprising (1) at least one optoelectronic array sensor or optical flow sensor formed of a plurality of optoelectronic sensor cells; (2) a body configured to support the optoelectronic array sensor with focusing means along with a source of light with collimating means in front of and in proximity to an eye of a user; (3) an optical focusing means to focus an image of the ocular surface of the user on the optoelectronic array sensor; (4) a focusing lens with a source of light; (5) a means to detect blinking; (6) a driver configured to receive signals from the sensor array to generate coordinate signals corresponding to changes in the position of the ocular surface relative to the sensor array; and (7) a means to detect user's additional input and gestures. | 1. An apparatus for tracking eye and head movement comprising: a. at least one optoelectronic array sensor or optical flow sensor formed of a plurality of optoelectronic sensor cells and comprising an image sensor chip connected to a processor programmed to run an optical flow algorithm or a vision chip including an integrated circuit having both an image sensor and a processor on a same die;b. a body configured to support the at least one optoelectronic array sensor with focusing means along with a source of light with collimating means in front of and in proximity to an eye of a user and configured to adjust a distance between the at least one optoelectronic array sensor and the eye of the user to allow for proper focusing of the at least one optoelectronic array sensor;c. an optical focusing means to focus an image of the ocular surface of the user on the at least one optoelectronic array sensor in front of the eye of the user at a proximate distance corresponding to a focusing power of the optical focusing means such that an eyelash of the user does not reach to the optical focusing means in front of the eye, wherein a focusing distance to the at least one optoelectronic array sensor is adjustable to maintain a focused image of the ocular surface including an optical texture of the ocular surface formed by irregularities comprising one or more of the group consisting of optical imperfections, conjunctival blood vessels, conjunctival glands and uneven thickness of the tear film, the focused image of the ocular surface forming a corresponding image on the at least one optoelectronic array sensor with distinct shadows;d. a focusing lens with a source of light;e. a means to detect blinking;f. a driver configured to receive signals from the sensor array to generate coordinate signals corresponding to changes in the position of the ocular surface relative to the sensor array;g. a means to detect user's additional input and gestures and one or more of the group comprising a sound activated switch; a motion-activated switch facing the eyebrows and attached to the body of the apparatus; a voice recognition module configured to receive voice commands from the user; an airflow-activated switch attached via mechanical means to the body of the apparatus and facing the mouth of the user; a mechanical switch; a front facing camera attached to the body of the apparatus; a back facing camera attached to the body of the apparatus; a feedback device attached to the body of the apparatus; and combinations thereof; andh. wherein the apparatus is computer controlled and provides an output indicative of an amount and direction of eye movements in an orbit of the eye to move a cursor on a computer screen as a pointing device for the user to control a computer device, enabling the user to use the apparatus to perform one or more of the group consisting of moving a computer cursor to point to an icon on a screen to activate the icon, selecting different options on a v... | - | G06F003/01 A61B003/113 A61B005/11 G02C011/00 G06F003/03 G06K009/00 G06T011/60 G02B027/01 A61B005/00
US10506955 | B2 | 2019-12-17 | Method and apparatus for non-invasive determination of a measured variable of an analyte in a biological body | 2016-04-19 | A method and apparatus for non-invasive determination of a measured variable of an analyte in a biological body. The body is irradiated locally by light in an automatic manner from a wavelength range matched to an absorption signature of the analyte. At least some of the light penetrates into the body and is absorbed by the analyte. The body heats up at least locally as a result of the absorption by the analyte and a consequently occurring change in a speckle pattern of coherent light scattered at the body is detected. A value of the measured variable of the analyte is deduced from the detected change in the speckle pattern. In particular, the concentration of glucose is established in a non-invasive manner as a measured variable. | 1. A method of non-invasive determination of a measured variable of an organic analyte in a biological body, the method comprising: locally irradiating the body, in an automated manner, sufficient for causing at least some of the light to penetrate into the body and to be absorbed by the organic analyte, with light having a wavelength range between 6 μm and 16 μm matched to an absorption signature of the organic analyte, whereupon the body heats up at least locally as a result of an absorption by the organic analyte;detecting a consequently occurring change in a speckle pattern of coherent light scattered at the body, and deducing from the change in the speckle pattern a value of the measured variable of the organic analyte. 2. The method according to claim 1, wherein the absorption by the organic analyte causes one or more changes selected from the group consisting of a deformation of the surface of the body, a change in the scattering properties of regions of the body close to the surface, and a change in a refractive index of regions of the body close to the surface, and the detecting step comprises detecting the one or more changes as the change in the speckle pattern. 3. The method according to claim 1, which comprises irradiating the body with light from an IR sub-range within a wavelength range with wavelengths between 7 μm and 11 μm. 4. The method according to claim 1, which comprises varying the wavelength of the radiated-in light during the measurement and detecting the change in the speckle pattern for different wavelengths in each case. 5. The method according to claim 4, which comprises alternately irradiating with light having a wavelength in an absorption maximum of the analyte and with light having a wavelength between the absorption maxima of the analyte. 6. The method according to claim 1, which comprises varying a power density of the radiated-in light during the measurement and detecting the change in the speckle pattern for different power densities in each case. 7. The method according to claim 1, which comprises irradiating with the light periodically with a modulation frequency. 8. The method according to claim 7, which comprises synchronizing a detection of the change in the speckle pattern with the modulation frequency of the light radiated-in periodically. 9. The method according to claim 1, which comprises detecting the change in the speckle pattern synchronously with a heart rate of the biological body. 10. The method according to claim 1, which comprises recording an image sequence of speckle patterns and detecting the change in the speckle pattern by a comparison of images from the recorded image sequence. 11. The method according to claim 10, which comprises establishing the change in the speckle pattern as a contrast value in a difference image. 12. The method according to claim 10, which comprises recording the images in the image sequence with an image refresh rate and synchronizing the image refresh ... | SAMTD GmbH & Co. KG | A61B005/1455 A61B005/145 A61B005/00 A61B005/024
US10413710 | B2 | 2019-09-17 | Pressure reference assemblies for body fluid drainage systems and associated methods | 2015-01-16 | Drainage systems for excess body fluids and associated methods are disclosed herein. A drainage system in accordance with an embodiment of the present technology can include, for example, a drainage catheter, a first reference line, a second reference line, and a pressure sensor assembly. The catheter can include a flexible interface member and an inlet can be placed in fluid communication with a site of excess body fluid within a patient. A first flexible region of the first reference line can be in pressure communication with the flexible interface member, and a second flexible region of the second reference line can be in pressure communication with the surrounding atmosphere. The pressure sensor assembly can be spaced apart from the flexible regions, and measure the pressures of the first and second reference lines. This information can be used to determine the pressure at the site of excess body fluid. | 1. A pressure reference assembly for a body fluid drainage system, the pressure reference assembly comprising: a first reference line having a first portion and a second portion opposite the first portion, wherein the first portion of the first reference line has a first flexible region configured to sense pressure;a second reference line having a first portion and a second portion opposite the first portion, wherein the first portion of the second reference line has a second flexible region configured to be in pressure communication with atmospheric pressure, and wherein the first and second flexible regions are configured to be positioned at a first location and the second portions of the first and second reference lines are configured to be positioned at a second location spaced apart from the first location; anda pressure sensor assembly at the second portions of the first and second reference lines, wherein the pressure sensor assembly is configured to measure pressure and/or force at the second portions of the first and second reference lines. 2. The pressure reference assembly of claim 1, wherein the first and second reference lines are filled with a fluid. 3. The pressure reference assembly of claim 1, wherein the first flexible region of the first reference line is configured to be in pressure communication with a drainage catheter and to sense pressure within the drainage catheter. 4. The pressure reference assembly of claim 1, wherein the first flexible region of the first reference line is configured to be in pressure communication with atmospheric pressure. 5. The pressure reference assembly of claim 1, wherein the pressure sensor assembly comprises: a first pressure sensor at the second end portion of the first reference line, wherein the first pressure sensor is configured to measure pressure at the second end portion of the first reference line; anda second pressure sensor at the second end portion of the second reference line, wherein the second pressure sensor is configured to measure pressure at the second end portion of the second reference line. 6. The pressure reference assembly of claim 5, wherein the first flexible region of the first reference line is configured to be in pressure communication with a drainage catheter and to sense pressure within the drainage catheter, and further comprising a processing device operably coupled to the first and second pressure sensors, wherein the processing device is configured to determine pressure at the drainage catheter by subtracting a second pressure measurement taken by the second pressure sensor from a first pressure measurement taken by the first pressure sensor. 7. The pressure reference assembly of claim 1, wherein the first end portions of the first and second reference lines are configured to be positioned near lateral ventricles of a patient's head, and wherein the second location is spaced apart from the patient's head. 8. The pressure reference assembly of claim 7,... | University of Washington | A61M027/00 A61B005/03
US10524705 | B2 | 2020-01-07 | Tissue oximetry probe with tissue marking feature | 2016-07-19 | An intraoperative tissue oximetry device includes a tissue marker that includes one or more pens or one or more similar ink sources, such that the tissue marker can mark tissue according to oxygen saturation measurements made by the tissue oximetry device, thereby visually delineating regions of potentially viable tissue from regions of potentially nonviable tissue. | 1. A device comprising: an oximeter probe contained within a single housing comprising:a plurality of light sources comprising a first light source and a second light source, coupled to a probe face of the housing, configured to generate and emit light into a portion of an extended tissue region, wherein the sources are arranged along a line;a first plurality of detectors, coupled to the probe face, wherein the first detectors are positioned on a first side of the line;a second plurality of detectors, coupled to the probe face, wherein the second detectors are positioned on a second side of the line, opposite to the first side;a first detector of the first plurality of detectors, wherein a first distance is from the first detector to the first source, a second distance is from the first detector to the second source, and the first distance is greater than the second distance;a second detector of the second plurality of detectors, wherein a third distance is from the second detector to the first source, a fourth distance is from the second detector to the second source, and the fourth distance is greater than the third distance;a third detector of the first plurality of detectors, wherein a fifth distance is from the third detector to the first source, a sixth distance is from the third detector to the second source, the fifth distance is different from the first distance and the second distance, and the sixth distance is different from the first distance and the second distance;a fourth detector of the second plurality of detectors, wherein a seventh distance is from the fourth detector to the first source, an eighth distance is from the fourth detector to the second source, the seventh distance is different from the first, second, and fifth distances, and the eighth distance is different from the first, second, and sixth distances, and wherein the first distance is greater than the fifth, sixth, seventh, and eighth distances, and the second distance is less than the fifth, sixth, seventh, and eighth distances;a processor, coupled to the light sources and detectors, configured to process reflectance data received from the detectors and determine oxygen saturation of the portion based on the reflectance data; anda tissue marking component having a dispenser, coupled to the probe face, wherein the dispenser is located within an arrangement of the detectors and is configured to deposit ink onto the portion, thereby indicating that the portion has been evaluated by the probe. 2. The device of claim 1 wherein the arrangement of detectors is a noncircular arrangement. 3. The device of claim 1 wherein the oximeter probe contained within the single housing comprises a display visible from an exterior surface of the housing, the processor is adapted to process the reflectance data received from the detectors for radiation emitted into tissue by the sources, determine an oxygen saturation value for the tissue based on the reflectance data, control the di... | ViOptix, Inc. | A61B005/1455 A61B090/00 A61B005/1495 A61B005/00 A61M035/00 A61B005/145 A61B090/11 A61B005/1459 A61B090/30
US10478116 | B2 | 2019-11-19 | Methods and systems for feeding readiness diagnosis | 2015-01-30 | An aspect of the invention described herein includes a method for a digestion diagnosis of a subject. The method includes obtaining electrogastrogram (EGG), bowel sound and NIRS signals from one or more sensors positioned about an abdominal region of a subject, removing artifacts from the signals to obtain conditioned signal data, and determining a digestion condition or feeding readiness of the subject based at least in part on the conditioned signal data. | 1. A method for diagnosing a digestion condition of a subject, the method comprising: obtaining electrogastrogram (EGG), bowel sound, and Near Infrared Spectroscopy (NIRS) signals from an EGG sensor, acoustic sensor and NIRS sensor, respectively, positioned about an abdominal region of a subject;removing artifacts from the signals to obtain conditioned signal data; anddetermining a digestion condition of the subject based at least in part upon the conditioned signal data, wherein determining the digestion condition of the subject comprises identifying an abnormal digestion condition or the location or severity thereof. 2. The method of claim 1, further comprising determining gastrointestinal (GI) signal features from the conditioned GI signal data, wherein the digestion condition is based at least in part upon the GI signal features. 3. The method of claim 1, wherein the artifacts comprise movement artifacts, recording environment-related artifacts and sensor-related artifacts, or a combination thereof. 4. The method of claim 1, wherein the subject is a preterm infant. 5. The method of claim 4, wherein the infant is less than 34 weeks gestational, or less than 29 weeks gestational. 6. The method of claim 1, wherein the abnormal digestion condition is a post-prandial decrease of A-rSO2. 7. The method of claim 1, wherein the abnormal digestion condition is post-prandial decrease in EGG and/or AC signal levels. 8. The method of claim 1, further comprising: determining with a processor a recording condition for each of the one or more sensors based upon predefined sensor criteria;wherein when an acceptable recording condition is identified, one or more signals are obtained from the one or more sensors, and wherein when an unacceptable recording condition is identified, an indication of the sensor corresponding to the unacceptable recording condition is provided. 9. The method of claim 8, wherein following an indication of the sensor corresponding to the unacceptable recording condition, a communication to a user for correction of the unacceptable recording condition is provided. 10. The method of claim 8, further comprising amplification and filtering of the one or more obtained GI signals. 11. The method of claim 8, further comprising sampling the one or more obtained GI signals to obtain digital GI data. 12. A system for diagnosis of a digestion condition or feeding readiness of a subject, or a combination thereof, the system comprising: a signal recording module configured to acquire GI signals from one or more sensors positioned about an abdominal region of a subject, wherein the GI signals comprise electrogastrogram (EGG), bowel sound, and Near Infrared Spectroscopy (NIRS) signals from an EGG sensor, acoustic sensor and NIRS sensor, respectively;a signal conditioning module configured to condition GI signal data from the one or more GI signals, wherein the signal conditioning module is configured to remove artifacts associated with mo... | University of Florida Research Foundation, Inc. | A61B005/04 A61B005/00 A61B005/0488 A61B005/145 A61B007/00 A61B005/0476
US10390742 | B2 | 2019-08-27 | Non-invasive monitor for measuring regional saturation of oxygen | 2015-01-14 | A non-invasive monitor for measuring regional saturation of oxygen includes a sensor unit containing a printed circuit board on which a light emitting unit and a light receiving unit are mounted; a main body unit; a sensor holder for holding the sensor unit while the light emitting unit and the light receiving unit are disposed in an aperture portion; a sensor pressing board; a connecting unit for electrically connecting the sensor unit and the main body unit; and a headband. The light emitting unit and the light receiving unit are disposed such that a light emitting surface and a light receiving surface face the forehead-side, and a part or the whole of the forehead-side surface of the sensor unit is on the same surface as the forehead-side surface of the sensor holder or protrudes from the forehead-side surface of the sensor holder toward the forehead-side. | 1. A non-invasive monitor for measuring regional saturation of oxygen for measuring an oxygen saturation of a brain blood stream continuously in a non-invasive manner by mounting the monitor on a person's head, comprising: a sensor unit including a printed circuit board on which a light emitting unit for irradiating a surface of the forehead of the head with light of 650 to 1000 nm and a light receiving unit for receiving light which has been emitted by the light emitting unit and has propagated inside the head are mounted, wherein the sensor unit is a board-shaped member that is bent according to the shape of the forehead;a main body unit disposed in front of the forehead when being mounted on the head, including a computation processing unit for calculating a mixed oxygen saturation of the brain blood based on a detection signal detected by the sensor unit, a display unit for displaying a computation processing result by the computation processing unit, and a power source unit for supplying power to the sensor unit, the computation processing unit, and the display unit;a sensor holder for holding the sensor unit while the light emitting unit and the light receiving unit are disposed in an aperture portion, having a board shape abutting on the forehead and including the aperture portion penetrating in a board thickness direction thereof, wherein the sensor holder is a board-shaped member that is bent according to the shape of the forehead;a sensor pressing board for holding the sensor unit toward the sensor holder, disposed between the sensor unit and the main body unit, wherein the sensor pressing board is a board-shaped member that is bent according to the shape of the forehead;a connecting unit for electrically connecting the sensor unit and the main body unit; anda headband for mounting the main body unit on the head detachably,wherein the sensor holder, the sensor unit, the sensor pressing board, and the main body unit are integrated by being stacked in this order from the forehead-side,wherein the light emitting unit and the light receiving unit are disposed such that a light emitting surface of the light emitting unit and a light receiving surface of the light receiving unit face the forehead-side, and a part or the whole of the forehead-side surface of the sensor unit is on the same surface as the forehead-side surface of the sensor holder or protrudes from the forehead-side surface of the sensor holder toward the forehead-side,wherein the sensor unit includes a right light emitting unit and a left light emitting unit as the light emitting unit and includes a right light receiving unit and a left light receiving unit as the light receiving unit, and the left light receiving unit, the left light emitting unit, the right light emitting unit, and the right light receiving unit are disposed in this order in a lateral direction of the forehead,wherein the left light emitting unit and the right light emitting unit are disposed in linear symmet... | KOHKEN MEDICAL CO., LTD. | A61B005/00 A61B005/1455
US09495744 | B2 | 2016-11-15 | Non-touch optical detection of vital signs from amplified visual variations of reduced images | 2014-08-11 | An apparatus includes a cropper operable to receive images and crop the images to exclude a border area, thus generating cropped images, a skin-pixel-identifier coupled to the cropper and that identifies pixel values that are representative of the skin in the cropped images, a first frequency filter coupled to the skin-pixel-identifier and that applies a frequency filter to output of the skin-pixel-identifier, a regional facial clusterial module coupled to the first filter and that applies spatial clustering to the output of the first filter, a second frequency filter operably coupled to the regional facial clusterial module and applied to the output of the regional facial clusterial module, a temporal-variation identifier coupled to the first filter and that identifies temporal variation of the output of the first filter, and a vital-sign generator coupled to the temporal-variation identifier that generates at least one vital sign from the temporal variation. | 1. An apparatus of motion amplification to communicate biological vital signs, the apparatus comprising: a cropper that is operable to receive at least two images and crop the image to exclude a border area of the images, generating at least two cropped images;a skin-pixel-identifier that is operably coupled to the cropper and that identifies pixel values that are representative of the skin in at least two cropped images;a first frequency filter that is operably coupled to the skin-pixel-identifier and that applies a frequency filter to output of the skin-pixel-identifier;a regional facial clusterial module that is operably coupled to the first frequency filter and that applies spatial clustering to the output of the first frequency filter;a second frequency filter that is operably coupled to the regional facial clusterial module and that is applied to the output of the regional facial clusterial module;a temporal-variation identifier that is operably coupled to the second frequency filter and that identifies temporal variation of the output of the second frequency filter;a vital-sign generator that is operably coupled to the temporal-variation identifier that generates at least one vital sign from the temporal variation; anda display device that is operably coupled to the vital-sign generator that is operable to display the at least one vital sign. 2. The apparatus of claim 1, wherein the regional facial clusterial module further comprises: a fuzzy clusterer. 3. The apparatus of claim 1, wherein the first frequency filter further comprises: a one-dimensional spatial Fourier Transformation apparatus. 4. The apparatus of claim 1, wherein the first frequency filter further comprises: a high pass filter. 5. The apparatus of claim 1, wherein the first frequency filter further comprises: a low pass filter. 6. The apparatus of claim 1, wherein the first frequency filter further comprises: a bandpass filter. 7. The apparatus of claim 1, wherein the first frequency filter further comprises: a weighted bandpass filter. 8. The apparatus of claim 1, wherein the first frequency filter further comprises: a Gaussian filter. 9. The apparatus of claim 1 further comprising: a storage device that is operably coupled to the vital-sign generator and that is operable to store the at least one vital sign in a volatile memory. 10. The apparatus of claim 1 further comprising: a storage device that is operably coupled to the vital-sign generator and that is operable to store the at least one vital sign in a non-volatile memory. 11. The apparatus of claim 1 further comprising: a storage device that is operably coupled to the vital-sign generator and that is operable to transmit the at least one vital sign to another apparatus. | ARC Devices Limited | G06K009/00 G06T007/00 A61B005/026 G01J005/32 G01J005/02 G01J005/08 A61B005/00 A61B005/01 G06T005/20 A61B005/0205 A61B005/0402 A61B005/1455 G06K009/46 G06K009/62 G06T007/20 G06T003/40 G06T005/10 G06F019/00 G01J005/30 G06T007/40 H04N005/33 G01K001/02 G01K013/00 G06F003/042 H04N005/378 G06T005/00 G01J005/00 A61B005/021 A61B005/024 A61B005/08
US09507000 | B2 | 2016-11-29 | Flow insensitive magnetization preparation pulse for T2* contrast | 2009-10-05 | A magnetic resonance system comprises a magnetic resonance scanner (10) including a main magnet (12) generating a static magnetic field biasing nuclear spins toward aligning along a direction of the static magnetic field, magnetic field gradient coils (14), a radio frequency coil (16), and a controller (20, 22) configured to: (a) drive the radio frequency coil to selectively tip spins predominantly of short T2* out of the direction of the static magnetic field; (b) drive at least one of the magnetic field gradient coils and the radio frequency coil to dephase said spins predominantly of short T2* tipped out of the direction of the static magnetic field; and (c) drive the magnetic field gradient coils and the radio frequency coil to acquire magnetic resonance data that is predominantly T2* weighted due to preceding operations (a) and (b). | 1. A magnetic resonance imaging method, comprising: controlling a magnetic resonance imaging system to generate a magnetization preparation pulse subsequence, wherein the magnetization preparation pulse subsequence includes: a narrow bandwidth excitation pulse having a duration which is longer than a dephasing time T2* of a short T2* species and which tips spins predominantly of long T2* species out of a longitudinal direction of a main magnetic field while predominantly leaving the short T2* species unaffected,a wide bandwidth spin refocusing pulse having a duration which is shorter than the dephasing time T2* of the short T2* species and which predominantly refocuses the long T2* species and predominantly inverts spins of the short T2* species, anda wide bandwidth restoring pulse having a duration which is shorter than the dephasing time T2* of the short T2* species and which predominantly returns spins of the long T2* species back to the longitudinal direction of the main magnetic field and predominantly tips the spins of the short T2* species out of the longitudinal direction of the main magnetic field,wherein the narrow bandwidth excitation pulse, the wide bandwidth spin refocusing pulse, and the wide-bandwidth restoring pulse all have a same center frequency as each other;controlling the magnetic resonance imaging system to generate an imaging pulse subsequence to perform magnetic resonance imaging data acquisition following the magnetization preparation pulse subsequence; andprocessing, by the magnetic resonance imaging system, the magnetic resonance imaging data,wherein the magnetic resonance imaging data provides blood oxygenation level dependent contrast. 2. The magnetic resonance imaging method of claim 1, wherein the magnetic resonance imaging data acquisition employs a short echo time effective to provide predominantly proton density weighted imaging in the absence of the dephasing. 3. The magnetic resonance imaging method of claim 1, wherein the magnetic resonance imaging data acquisition employs a short echo time that is short compared with T2* of the long T2* species. 4. The magnetic resonance imaging method of claim 1, wherein a ratio of (i) a bandwidth of the wide bandwidth spin refocusing pulse and (ii) a bandwidth of the narrow bandwidth excitation pulse is at least about two. 5. The magnetic resonance imaging method of claim 1, wherein the narrow bandwidth excitation pulse has a 90° flip angle, the wide bandwidth spin refocusing pulse has a 180° flip angle, and the wide bandwidth restoring pulse has a 90° flip angle. 6. The magnetic resonance method of claim 1, wherein the narrow bandwidth excitation pulse has a flip angle of between 60° and 120° , the wide bandwidth spin refocusing pulse has a flip angle of between 150° and 210° , and the wide bandwidth restoring pulse has a flip angle between 60° and 120°. 7. The magnetic resonance imaging method of claim 1, wherein dephasing of the short T2* species is spatially nons... | Koninklijke Philips N.V. | A61B005/055 G01R033/50 G01R033/48 G01R033/56
US09504435 | B2 | 2016-11-29 | Method and device for automated detection of the central line of at least one portion of a tubular tissue structure | 2010-07-01 | A method and a device are disclosed for automated detection of at least one part of the central line of at least one portion of a tubular tissue structure. In at least one embodiment of the method, characteristic landmarks of the tubular tissue structure are detected in a 3D data record of the tubular tissue structure; the detected characteristic landmarks of the tubular tissue structure and landmarks of a model of landmarks, which model belongs to the tubular tissue structure and takes into account the position of the landmarks relative to one another, are related to one another such that at least one portion of the tubular tissue structure is identified in the 3D data record of the tubular tissue structure. The central line of the identified portion of the tubular tissue structure is determined at least in part on the basis of at least one detected characteristic landmark and/or at least one landmark of the model of landmarks. | 1. A method for automated detection of at least one part of a central line of at least one portion of a tubular tissue structure of a current patient under examination, the method comprising: detecting, by a computer processor, characteristic landmarks of the tubular tissue structure in a 3D data record of the tubular tissue structure;identifying, by the computer processor, a set of anatomical landmarks of the at least one portion of the tubular tissue structure in the 3D data record based on a registration of the detected characteristic landmarks of the tubular tissue structure and landmarks of a model of landmarks, the identifying including, performing an affine transformation to register the characteristic landmarks and the model of the landmarks, andanatomically identifying each of the characteristic landmarks with a corresponding one of the landmarks of the model of landmarks such that each of the characteristic landmarks has a corresponding anatomical identification associated therewith, wherein the model of landmarks, is designed with respect to a build or physique of an average person,is scalable to fit a size of the current patient so that the landmarks of the model of landmarks indicate a usual spatial position or arrangement of parts of the tubular tissue structure, andis in the form of a knowledge base stored in a storage device;determining, by the computer processor, the central line of the at least one portion of the tubular tissue structure, at least in part, on a basis of a path-finding operation that uses the identified set of anatomical landmarks; anddisplaying, on a visualization instrument, a curved multiplanar reconstruction (CPR) of the at least one portion of the tubular tissue structure generated by the computer processor based on the central line thereof. 2. The method as claimed in claim 1, wherein the model of landmarks includes at least one further landmark assigned to at least one further portion of the tubular tissue structure, the at least one further portion being only partly contained in the 3D data record, wherein the at least one further landmark of the model of landmarks cannot be put into relation with a corresponding characteristic landmark of the tubular tissue structure because the corresponding characteristic landmarks of the at least one further portion are not imaged in the 3D data record. 3. The method as claimed in claim 2, wherein the at least one further portion of the tubular tissue structure only partly contained in the 3D data record is identified on a basis of the at least one further landmark of the model of landmarks, and the central line of the at least one portion of the tubular tissue structure is at least partly determined based on the identified at least one further portion. 4. The method as claimed in claim 1, wherein the at least one portion of the tubular tissue structure is provided with its anatomical designation. 5. The method as claimed in claim 1, wherein a CPR (curved multipla... | Siemens Aktiengesellschaft | G06K009/00 A61B005/05 A61B006/00 G06T007/00 G06T019/00 A61B005/055
US09486334 | B2 | 2016-11-08 | Vacuum prosthesis with force sensing member | 2011-11-29 | A prosthetic device includes a socket assembly defining a cavity and configured to receive a portion of a residual limb of a user within the cavity, a force sensing member configured to detect forces applied to the residual limb at a plurality of locations about the portion of the residual limb and generate signals based on the detected force, a vacuum system in fluid communication with the socket and configured to control an amount of vacuum applied to the cavity, and a controller coupled to the force sensing member and the vacuum system. The controller is configured to receive the signals from the force sensing member and control operation of the vacuum system during use of the prosthetic device by the user based at least in part on the signals received from the force sensing member. | 1. A method of controlling an amount of vacuum to a cavity of a prosthetic limb, the method comprising: applying the amount of vacuum to the cavity defined by a socket of the prosthetic limb and a portion of a residual limb of a user, the portion of the residual limb received within the socket, wherein the cavity includes a plurality of localized regions defined by dividers embossed in a manifold of an outer casing of the prosthetic device, wherein the manifold includes a plurality of control valves, wherein each control valve of the plurality of control valves is associated with a different localized region;detecting forces experienced by the residual limb at a plurality of locations about the portion of the residual limb during use of the prosthetic device by the user using a plurality of force sensors, wherein the plurality of force sensors are distributed unevenly such that there are fewer force sensors positioned near lateral sides of the residual limb than positioned near an anterior side and a posterior side of the residual limb;providing signals to a controller based on the forces detected at the plurality of locations; andcontrolling the amount of vacuum applied to the cavity based on the signals by selectively opening and closing the each of the control valves of the plurality of control valves such that vacuum applied across a surface of the residual limb is varied by localized region. 2. The method of claim 1, wherein the amount of vacuum applied to the cavity is controlled independent from a detected vacuum level within the cavity as detected by a vacuum sensor. 3. The method of claim 1, further comprising determining an activity of a user based at least in part on the signals and controlling the amount of vacuum based on the determined activity, wherein the activity comprises one of standing, sitting, and walking. 4. The method of claim 1, further comprising determining an orientation of the prosthetic device based on the signals. 5. The method of claim 1, further comprising determining a mode of ambulation based on the signals. 6. The method of claim 1, wherein the controller is configurable to control the amount of vacuum applied to the cavity based only on the signals. 7. A method comprising: detecting forces experienced by a residual limb at a plurality of locations about a portion of the residual limb during use of a prosthetic device using a plurality of force sensors, each force sensor located adjacent one of the plurality of locations, wherein the plurality of force sensors are arranged in a matrix;providing signals to a controller based on the forces detected at the plurality of locations; andselectively controlling an amount of vacuum applied to each of a plurality of localized regions on the residual limb based on the signal, wherein each of the localized regions is defined by dividers embossed in a manifold of an outer casing of the prosthetic device, wherein the manifold includes a plurality of control valves, whe... | Hanger, Inc. | A61F002/80 A61B005/103 A61B005/11 A61B005/00 A61F002/68 A61F002/70 A61F002/74 A61F002/76 A61F002/78
US09498145 | B2 | 2016-11-22 | Cardiac event monitoring system | 2014-07-22 | A cardiac event monitoring system may include a base unit including a base connector, a wearable electrode system, and a plug-in adapter. The wearable electrode system includes a cable, an electrode at one end of the cable, and a cable connector at the other end of the cable. The cable connector is configured to plug into the base connector. The plug-in adapter includes electrodes and an adapter connector that is configured to plug into the base connector. A handheld device may include a plug-in adapter having first and second electrodes and a controller that is configured to process electrical signals detected by at least one of the first or second electrodes that are indicative of a cardiac event. | 1. A cardiac event monitoring system comprising: a base unit comprising: a base connector, anda controller,wherein the controller comprises a processor and a memory; anda plug-in adapter comprising: a housing,a plurality of electrodes including first and second electrodes each positioned on a first side of the housing and each configured to detect electrical signals from a heart of a patient when the first electrode is contacted by a first finger of the patient and the second electrode is contacted by a second finger of the patient, andan adapter connector positioned on a second side of the housing substantially opposite the first side and configured to removably couple with the base connector;wherein, upon electrical coupling of the adapter connector of the plug-in adapter to the base connector of the base unit, the processor is configured to receive the electrical signals from the first and second electrodes and to store the electrical signals as electrocardiogram (ECG) data to the memory. 2. The cardiac event monitoring system according to claim 1 wherein the plurality of electrodes of the plug-in adapter consists of the first and second electrodes. 3. The cardiac event monitoring system according to claim 1 wherein each of the first and second electrodes of the plug-in adapter is sized to receive a respective finger of the patient. 4. The cardiac event monitoring system according to claim 1 wherein the plurality of electrodes of the plug-in adapter further comprises a third electrode configured to couple with a respective body part of the patient and to detect the electrical signals. 5. The cardiac event monitoring system according to claim 1 wherein the controller is further configured to operate in a finger electrode mode. 6. The cardiac event monitoring system according to claim 1 wherein the base unit comprises a speaker configured to emit audible tones representing a portion of the ECG data retrieved from the memory. 7. The cardiac event monitoring system according to claim 1 wherein the base unit comprises a display configured to display the ECG data retrieved by the processor from the memory. 8. The cardiac event monitoring system according to claim 1 wherein the base unit comprises one or more input devices electrically coupled to the controller and comprising at least one of a symptom record button, a yes/transmit button, and a no/cancel button. 9. The cardiac event monitoring system according to claim 1 wherein the base unit and the plug-in adapter, in combination, are handheld-sized. 10. The cardiac event monitoring system according to claim 1 wherein the controller is configured to transmit the ECG data to a monitoring center. 11. The cardiac event monitoring system according to claim 10 wherein each of the plurality of electrodes is sized to receive a respective finger of the patient. 12. The cardiac event monitoring system according to claim 10 wherein two or more of the plurality of electrodes of the plug-in adapter ... | Medicomp, Inc. | A61B005/0408 A61B005/024 A61B005/0404 A61B018/00 A61B005/0432 A61B005/0428 A61B005/00
US09682240 | B2 | 2017-06-20 | Cardiac therapy based upon impedance signals | 2016-07-26 | Methods and/or devices are disclosed herein for monitoring cardiac impedance signal and delivering therapy to a patient's heart based upon the monitored cardiac impedance. | 1. An implantable medical device for use in delivering therapy to a patient's heart comprising: at least two electrodes;a sensing module configured to monitor an impedance between the at least two electrodes proximate the patient's heart to provide an impedance signal;a therapy delivery module configured to deliver cardiac therapy to the patient's heart; anda control module coupled to the sensing module and the therapy delivery module and configured to: identify an E-wave portion of the impedance signal or a derivative thereof representative of an early diastolic filling phase during a cardiac cycle,identify an A-wave portion of the impedance signal or the derivative thereof representative of a late diastolic filling phase during a cardiac cycle,determine an area of at least one of the E-wave portion or the A-wave portion, anddeliver cardiac therapy to the patient based upon the area of at least the A-wave portion or the area of both the A-wave portion and the E-wave portion. 2. An implantable medical device for use in delivering therapy to a patient's heart comprising: at least two electrodes;a sensing module configured to monitor an impedance between the at least two electrodes proximate the patient's heart to provide an impedance signal;a therapy delivery module configured to deliver cardiac therapy to the patient's heart; anda control module coupled to the sensing module and the therapy delivery module and configured to: identify an E-wave portion of the impedance signal or a derivative thereof representative of an early diastolic filling phase during a cardiac cycle,identify an A-wave portion of the impedance signal or the derivative thereof representative of a late diastolic filling phase during a cardiac cycle,determine an area of at least one of the E-wave portion or the A-wave portion, anddeliver cardiac therapy to the patient based upon the area of the at least one of the E-wave portion and the A-wave portion, wherein the control module is further configured to:deliver cardiac therapy by adjusting the cardiac therapy delivered to the patient based upon the area of at least one of the E-wave portion and the A-wave portion to optimize at least one of AV delay and VV delay. 3. An implantable medical device for use in delivering therapy to a patient's heart comprising: at least two electrodes;a sensing module configured to monitor an impedance between the at least two electrodes proximate the patient's heart to provide an impedance signal;a therapy delivery module configured to deliver cardiac therapy to the patient's heart; anda control module coupled to the sensing module and the therapy delivery module and configured to: identify an E-wave portion of the impedance signal or a derivative thereof representative of an early diastolic filling phase during a cardiac cycle,identify an A-wave portion of the impedance signal or the derivative thereof representative of a late diastolic filling phase during a cardiac cycle,determine an area of a... | Medtronic, Inc. | A61N001/365 A61B005/0452 A61B005/053 A61N001/362 A61N001/368 A61N001/39 A61B005/00
US09498142 | B2 | 2016-11-22 | Multi-layered structure and method | 2014-07-03 | One aspect relates to a method for producing a layered structure, including providing a substrate, forming a first layer onto at least part of the substrate, the first layer being a first polymer, and forming a second layer onto at least part of the first layer, the second layer being a second polymer. The substrate and the second layer are electrically conductive and the first layer is insulating or the substrate and the second layer are insulating and the first layer is electrically conductive. Forming each of the first and second layers includes forming such that each layer is no more than one tenth of the thickness of the substrate. | 1. A method for producing a layered structure comprising: providing a substrate having a thickness and comprising a material that is biocompatible;forming a first layer onto at least part of the substrate, the first layer being a first biocompatible polymer;forming a second layer onto at least part of the first layer, the second layer being a second biocompatible polymer;wherein the substrate and the second layer are electrically conductive and the first layer is insulating or the substrate and the second layer are insulating and the first layer is electrically conductive; andcharacterized in that forming each of the first and second layers comprises forming such that each of the first and second layers is no more than one tenth of the thickness of the substrate and such that each are configured for implantation within the human body. 2. The method according to claim 1, wherein at least one of the first and second layers comprises an electrically conductive PEDOT material. 3. The method according to claim 1 characterized in that forming each of the first and second layers comprises forming such that each of the first and second layers is no more than one fiftieth of the thickness of the substrate. 4. The method according to claim 1, wherein forming of at least one of the first and second layers comprises masking ends of the layer to define contact areas that are configured for attaching an electrically conducting contact. 5. The method according to claim 1, wherein forming of at least one of the first and second layers comprises using a conductive PEDOT polymer followed by using a chemical etch to change at least portions of the layer from conductive to insulative. 6. The method according to claim 1, further comprising forming a third layer over the second layer, the third layer comprising an insulative photoresist material. 7. A method for producing a layered cylindrical structure comprising: providing a substrate having a diameter and comprising a material that is biocompatible;forming a first layer onto at least part of the substrate, the first layer being a first biocompatible polymer;forming a second layer onto at least part of the first layer, the second layer being a second biocompatible polymer, such that both the first and second layers are configured for implantation within the human body;wherein the substrate and the second layer are electrically conductive and the first layer is insulating or the substrate and the second layer are insulating and the first layer is electrically conductive; andcharacterized in that forming each of the first and second layers comprises forming such that each of the first and second layers has a thickness that is no more than one tenth of the diameter of the substrate such that overall dimensions of the layered structure are substantially determined by the diameter of the substrate. 8. The method of claim 7, wherein providing the substrate comprises providing one of a wire and a needle. 9. The met... | Heraeus Deutschland GmbH & Co. KG | A61N001/05 A61B005/04 H01B007/04 H01B001/12 H01B003/30 A61B005/00 B21F019/00 H01L051/00 A61M025/09
US10424219 | B2 | 2019-09-24 | System and method for educating users, including responding to patterns | 2016-05-06 | Provided are systems and methods using which users may learn and become familiar with the effects of various aspects of their lifestyle on their health, e.g., users may learn about how food and/or exercise affects their glucose level and other physiological parameters, as well as overall health. In some cases the user selects a program to try; in other cases, a computing environment embodying the system suggests programs to try, including on the basis of pattern recognition, i.e., by the computing environment determining how a user could improve a detected pattern in some way. In this way, users such as type II diabetics or even users who are only prediabetic or non-diabetic may learn healthy habits to benefit their health. | 1. A method of automatically determining a therapy for a user, the method comprising: accessing, by a computer system, first continuous glucose monitor (CGM) data describing glucose levels for the user over a first period of time;detecting, by the computer system, a characteristic signature within the CGM data, the characteristic signature indicating a defect of the user, wherein detecting the characteristic signature comprises:identifying at least one curve feature in the CGM data; andassigning the at least one curve feature to a classification associated with the defect of the user;selecting, by the computer system, a therapy based on the indicated defect indicated by the characteristic signature, wherein the therapy describes a medicament plan including a first medicament associated with the defect;determining, by the computer system, a type or dosage of the first medicament based at least in part on the first CGM data; accessing, by the computer system, second CGM data describing glucose values for the user over a second time period, the second time period following treatment of the user with the medicament plan;titrating, by the computer system, at least one of type of the first medicament or a dose of the first medicament based at least in part on the second CGM data, the titrating comprising machine learning, by the computer system, a modified medicament plan based on the first CGM data, the medicament plan, and the second CGM data; anddisplaying, by the computer system, a user interface comprising an indication of the titrating and an indication of at least a portion of the second CGM data. 2. The method of claim 1, further comprising receiving, by the computer system, second analyte data, the second analyte data describing at least one level of a second analyte for the user, the second analyte selected from the group consisting of: ketones, lactic acid, lactate, glycerol, triglycerides, cortisol, and testosterone, wherein the determining that the CGM data comprises the characteristic signature or the selecting the therapy is based at least in part on the second analyte data. 3. The method of claim 1, wherein the first medicament is metformin. 4. The method of claim 1, wherein the therapy also describes an exercise or meal plan. 5. The method of claim 1, further comprising receiving, by the computer system, event data describing at least one event associated with the user, wherein the determining that the CGM data comprises the characteristic signature or the selecting the therapy is based at least in part on the event data. 6. The method of claim 5, wherein the at least one event comprises a meal of the user or exercise by the user. | DexCom, Inc. | G09B019/00 G06F019/00 A61B005/145 A61B005/11 A61B005/1495 A61B005/00 G16H050/50 G16H015/00
US10154816 | B2 | 2018-12-18 | Adhesive wearable device | 2015-08-18 | An adhesive wearable device includes a cover assembly, a sensor assembly and an electronic module. The cover assembly includes a top cover. The top cover defines an accommodating chamber and a plurality of exhaust holes. The sensor assembly includes a sensor board, and an adhesive pad mounted under the sensor board. The sensor board defines a plurality of through-holes. A bottom surface of the sensor board is equipped with a plurality of sensor units. The adhesive pad defines an opening corresponding to the sensor units, a plurality of perforations and guiding channels extending radially from the opening to the perforations. The electronic module is disposed on and is electrically connected with the sensor board. The cover assembly covers up the sensor assembly and the electronic module. The exhaust holes are communicated with the opening by virtue of the accommodating chamber, the through-holes, the perforations and the guiding channels. | 1. An adhesive wearable device detachably adhered to a skin surface of a body, comprising: a cover assembly including a top cover, an adhesive ring mounted under the top cover and a plurality of first waterproof and breathable films, the top cover defining an accommodating chamber penetrating through a substantial middle of a bottom surface of the top cover, and a plurality of spaced exhaust holes communicated with the accommodating chamber, the first waterproof and breathable films being correspondingly assembled in the exhaust holes; anda sensor assembly including a sensor board, and an adhesive pad mounted under the sensor board, the sensor board defining a plurality of spaced through-holes close to a periphery of the sensor board, a bottom surface of the sensor board being equipped with a plurality of sensor units, the adhesive pad defining an opening corresponding to the sensor units of the sensor board, the sensor units being exposed to the opening, the adhesive pad defining a plurality of perforations corresponding to the through-holes and a plurality of guiding channels extending radially from the opening to the perforations, the perforations being communicated with the opening through the guiding channels,wherein the cover assembly covers up the sensor assembly, and the exhaust holes of the cover assembly are communicated with the opening of the adhesive pad by virtue of the accommodating chamber of the top cover, the through-holes of the sensor board, the perforations of the adhesive pad and the guiding channels of the adhesive pad. 2. The adhesive wearable device as claimed in claim 1, wherein the cover assembly includes a second waterproof and breathable film of a ring shape, and the second waterproof and breathable film is covered on the peripheral portion of the top cover and seals up the exhaust holes of the top cover. 3. The adhesive wearable device as claimed in claim 1, wherein the sensor board shows a circular shape, and a diameter of the sensor board is equal to an internal diameter of the adhesive ring. 4. The adhesive wearable device as claimed in claim 1, wherein the top cover has an arching portion arched outward, and a ring-shaped peripheral portion connected with a periphery of the arching portion, an inside of the arching portion forms the accommodating chamber, a bottom surface of the peripheral portion is plane, each of the exhaust holes shows a substantial L shape, each of the exhaust holes includes a first branch penetrating through the peripheral portion of the top cover, and a second branch extended inward from a bottom of the first branch and further penetrating through a peripheral sidewall of the accommodating chamber, and the second branch of each of the exhaust holes is communicated with the accommodating chamber. 5. The adhesive wearable device as claimed in claim 4, wherein an external diameter of the adhesive ring is equal to an external diameter of the peripheral portion of the top cover. 6. The adhe... | Cheng Uei Precision Industry Co., Ltd. | A61B005/00
US10130883 | B2 | 2018-11-20 | Information processing device and information processing method | 2014-10-20 | An information processing device communicates with a block set assembled by a user, and thereby obtains information on the structure of the block set. In addition, a corresponding position setting screen including an image of an object corresponding to the block set is displayed on a display device. The user moves a joint of the block set which joint is desired to be associated, by for example bending and stretching the joint. Next, the user indicates a joint to be associated on a 3D object side in the image of the 3D object by a cursor, and performs a determination input. The joint of the block set and the joint of the 3D object are thereby associated with each other. The block set and the object are interlocked with each other bidirectionally by thus setting the corresponding positions of the block set and the object. | 1. An information processing device comprising: a structural information obtaining section obtaining, from an assembled external object formed by coupling blocks prepared individually to each other, information related to respective positions and amounts of movement of a plurality of movable parts in an overall structure of the assembled external object; andan information processing section displaying, on a display device, a setting screen for receiving a setting input related to an interlocking rule for the plurality of movable parts from a user in order to interlock the assembled external object with an object model associated with the assembled external object, generating information related to the interlocking rule on a basis of the received setting input, and storing the information related to the interlocking rule in a storage device,wherein the information provides operational details for the information processing section to interlock the assembled external object and the object model with each other by reflecting, on a basis of information on correspondence between the plurality of movable parts of the assembled external object and another plurality of movable parts of the object model, changes in the other plurality of movable parts of the object model in response to changes in the plurality of movable parts of the assembled external object,wherein a first subset containing a first number of the plurality of movable parts of the assembled external object may be grouped and set to be in correspondence with a second subset containing a second number of the other plurality of movable parts of the object model, andthe first and second numbers are selectable from among the following relationships: (i) first and second numbers are the same; (ii) the first and second numbers are different from one another; (iii) first number is larger than the second number; and (iv) the second number is larger than the first number. 2. The information processing device according to claim 1, wherein the structural information obtaining section obtains information related to a position of a part moved by the user among the plurality of movable parts of the assembled external object, andthe information processing section obtains the part moved by the user and a part of the object model displayed on the setting screen, the part of the object model being specified by the user via an input device, as movable parts to be associated with each other, and generates the correspondence information by associating the movable parts with each other. 3. The information processing device according to claim 1, wherein the information processing section assists in the setting input by the user by showing the plurality of movable parts capable of being associated on the setting screen according to constraint conditions individually given to the movable parts of the assembled external object and the object model. 4. The information processing device according to claim 1, where... | Sony Interactive Entertainment Inc. | A63F013/22 A63F013/428 A63F013/211 A63F013/24 A63F013/213 A63F013/235 A61B005/025
US10631735 | B2 | 2020-04-28 | Photoacoustic tomography method and system | 2015-01-15 | A method of calibrating a PAI system (401-413) is described. The method includes a signal processing unit (404) determining optical fluence at voxels within arteries of a human or animal, and interpolating from these measurements to provide a fluence map with a fluence value for all voxels of interest. The system (404) stores the fluence map for subsequent use in making PAI measurements. The arterial optical fluence may be determined on the basis that the arterial oxygen saturation (SaO2) is the same throughout the arterial part of the circulation system. | 1. A method of calibrating a photoacoustic imaging system, the method being performed by a photoacoustic imaging system including a radiation source,a photoacoustic detector, anda processor,the method steps comprisingdetermining arterial optical fluence at voxels within arteries of a human or animal by exposure to the radiation source and measurement of the exposure by the photoacoustic detector,interpolating by the processor from said determined arterial optical fluence on a basis that arterial oxygen saturation SaO2 and arterial total haemoglobin fraction HbT are the same throughout an arterial part of a human or animal circulation system to provide a fluence map with a fluence value for all voxels of interest, andstoring said fluence map for subsequent use by the photoacoustic imaging system in making photoacoustic imaging measurements. 2. The method of calibrating a photoacoustic imaging system as claimed in claim 1, wherein the fluence map is generated for all wavelengths of interest. 3. The method of calibrating a photoacoustic imaging system as claimed in claim 1, wherein the method includes measuring SaO2 in order to determine said arterial optical fluence of voxels in the patient's arteries. 4. The method of calibrating a photoacoustic imaging system as claimed in claim 1, wherein the method includes measuring SaO2 in order to determine said optical fluence of voxels in the patient's arteries, and wherein pulse oximetry is used to measure SaO2. 5. The method of calibrating a photoacoustic imaging system as claimed in claim 1, wherein the method includes measuring SaO2 and HbT in order to determine said arterial optical fluence of voxels. 6. The method of calibrating a photoacoustic imaging system as claimed in claim 1, wherein the method includes measuring SaO2 and HbT in order to determine said arterial optical fluence of voxels, and wherein pulse co-oximetry is used to determine the HbT value. 7. The method of calibrating a photoacoustic imaging system as claimed in claim 1, wherein the method includes measuring SaO2 in order to determine said optical fluence of voxels in the patient's arteries, and wherein pulse oximetry is used to measure the SaO2 value, and wherein the calibration uses the small path length change in arteries and/or arterioles to isolate absorption due to only arterial blood. 8. The method of calibrating a photoacoustic imaging system as claimed in claim 1, wherein the method includes measuring SaO2 in order to determine said optical fluence of voxels in the patient's arteries, and wherein pulse oximetry is used to measure the SaO2 value, and wherein the pulse oximetry uses the small path length change in arteries and/or arterioles to isolate absorption due to only arterial blood. 9. The method of calibrating a photoacoustic imaging system as claimed in claim 1, wherein the method includes measuring SaO2 in order to determine said optical fluence of voxels in the patient's arteries, and wherein pulse oximetr... | National University of Ireland, Galway | A61B005/00 A61B005/1495 A61B001/00 A61B005/1455
US09486137 | B2 | 2016-11-08 | Angular multiplexed optical coherence tomography systems and methods | 2015-09-24 | Angle multiplexed optical coherence tomography systems and methods can be used to evaluate ocular tissue and other anatomical structures or features of a patient. The angle multiplexed optical coherence tomography system includes a light source, an optical assembly for obtaining a plurality of sample beams corresponding to respective anatomical locations of the eye of the patient, where individual sample beams are associated with a respective non-zero angle relative to a reference beam, and a detection mechanism that detects individual unique interference patterns respectively provided by the plurality of sample beams, for simultaneous evaluation of the anatomical locations. | 1. An angle multiplexed optical coherence tomography system for evaluating an eye of a patient, the system comprising: a light source;an optical assembly for obtaining a plurality of sample beams which have passed through the eye of the patient and which correspond to respective anatomical locations of the eye of the patient, wherein individual sample beams are associated with respective non-zero angles relative to a reference beam to provide individual unique interference patterns having respective characteristics that depend on the non-zero angles; anda detection mechanism that detects the individual unique interference patterns respectively provided by the plurality of sample beams, for simultaneous evaluation of the anatomical locations. 2. The system according to claim 1, wherein individual sample beams provide respective unique interference spatial periods at the detection mechanism. 3. The system according to claim 2, wherein unique interference spatial periods are adjustable in response to changes in respective sample beam angles relative to the reference beam. 4. The system according to claim 1, further comprising one or more collimation lenses that direct combined sample-reference beam pairs toward the detection mechanism. 5. The system according to claim 1, wherein the system provide an accuracy for range finding on the order of 10 microns. 6. The system according to claim 1, further comprising a filter assembly that transmits interference signals at spatial frequencies about a first sample-reference beam pair and suppresses interference signals at spatial frequencies about a second sample-reference beam pair. 7. An optical coherence tomography system for evaluating an eye of a patient, the system comprising: a light source;an optical assembly for obtaining a sample beam which has passed through the eye of the patient and which corresponds to an anatomical location of the eye of the patient, wherein the sample beam is associated with a non-zero angle relative to a reference beam to provide an interference pattern having characteristics that depend on the non-zero angle; anda lens that receives the sample beam and reference beam as a pair of beams combined at the angle, and directs the combined sample-reference beam pair toward a detection mechanism that detects the interference pattern provided by the beam pair for evaluation of the anatomical location. 8. An angle multiplexed optical coherence tomography method for evaluating an eye of a patient, comprising: obtaining a plurality of sample beams which have passed through the eye of the patient and which correspond to respective anatomical locations of the eye of the patient, wherein individual sample beams are associated with respective non-zero angles relative to a reference beam to provide individual unique interference patterns having respective characteristics that depend on the non-zero angles;detecting the individual unique interference patterns respectively provided by t... | AMO WaveFront Sciences, LLC | A61B003/14 A61B003/00 A61B003/10 A61B003/107 A61B005/00 G01N021/47 G01B009/02
US09788740 | B2 | 2017-10-17 | Flexible neural interfaces with integrated stiffening shank | 2016-07-13 | A neural interface includes a first dielectric material having at least one first opening for a first electrical conducting material, a first electrical conducting material in the first opening, and at least one first interconnection trace electrical conducting material connected to the first electrical conducting material. A stiffening shank material is located adjacent the first dielectric material, the first electrical conducting material, and the first interconnection trace electrical conducting material. | 1. A neural interface device adapted to be inserted into tissue, comprising: a neural interface body, wherein said neural interface body includesan insertion end anda body portion extending from said insertion end;an upper layer made of a first biocompatible dielectric material having at least one first opening for a first electrical conducting material;said upper layer extending over said insertion end and said body portion of said neural interface body wherein said at least one first opening for a first electrical conducting material is located in said upper layer extending over said insertion end;a first electrical conducting material in said first opening;an electrode positioned over said at least one first opening and over said first electrical conducting material in said first opening;at least one first interconnection trace electrical conducting material in said upper layer connected to said first electrical conducting material, wherein said at least one first interconnection trace electrical material is located in said upper layer extending over said insertion end and said body portion of said neural interface body;a lower layer made of a second dielectric material wherein said second dielectric material is biocompatible, wherein said lower layer extends under said insertion end and said body portion of said neural interface body; anda stiffening shank between said upper layer and said lower layer wherein said stiffening shank is adjacent said first dielectric material, said first electrical conducting material, and said first interconnection trace electrical conducting material, wherein said stiffening shank is made of a material that provides the neural interface device with sufficient stiffening that the neural interface device is adapted to be inserted into tissue, and wherein said stiffening shank is located only in said insertion end of said neural interface body. 2. A neural interface device adapted to be inserted into tissue of claim 1 wherein said first electrical conducting material in said first opening is made of metal. 3. A neural interface device adapted to be inserted into tissue of claim 1 wherein said first electrical conducting material in said first opening is made of a conducting polymer. | Lawrence Livermore National Security, LLC | A61B005/04 A61B005/00 A61N001/05 A61N001/36
US09730629 | B2 | 2017-08-15 | Vaginal biomechanics analyzer | 2016-07-14 | The present invention includes a device and method for measuring skin elasticity that comprises: a probe with one or more holes, a vacuum source, a pressure sensor, and one or more infrared or optical proximity sensors aligned about the one or more holes, wherein the probe further comprises a raised area surrounding the one or more holes; and a processor for recording the deformation of the skin using a control unit comprising a microcontroller connected to the one or more infrared or optical proximity sensors and the one or more pressure sensors, to measure an amount of skin drawn into and out of the one or more holes to determine the distance between the one or more proximity sensors and the skin both inside and outside the probe. | 1. A device for measuring skin elasticity comprising: a probe, wherein the probe comprises one or more holes, a vacuum source, a pressure sensor, a vacuum release valve, and one or more proximity sensors aligned about the one or more holes, wherein the probe further comprises a raised area surrounding the one or more holes;a processor for recording the deformation of the skin using a control unit comprising a microcontroller connected to the one or more proximity sensors and the one or more pressure sensors, wherein the proximity sensor is positioned at a pre-determined distance from the skin, wherein the vacuum source is capable of increasing a vacuum from 0 to 150 mm Hg over 6 seconds, and the vacuum release valve opens to atmospheric pressure, wherein a surface of skin is defined as reference point zero, wherein the processor calculates the skin elasticity based on the distance to the one or more proximity sensors throughout a measurement cycle both inside and outside the probe; anda display that plots skin deformation across the reference point zero during a single measurement to determine viscoelastic properties of the skin. 2. The device of claim 1, wherein the raised area surrounds the hole and further comprises a polished surface that provides improved contact with the skin during operation. 3. The device of claim 2, wherein the handle is further defined as comprising a circuit board, a proximity sensor, a data cable connection, and a vacuum tube connection, and the proximity sensor is mounted on a circuit board that is within the probe and is attached to the handle. 4. The device of claim 3, wherein the proximity sensor is configured to measure a distance as the skin recoils when the vacuum is released, wherein the distance to the skin is measured both inside and outside the opening and the probe. 5. The device of claim 3, wherein the device is adapted to measure biomechanical measurements of normal and lesion-rich regions of the skin of the mouth (cheek, tongue, gingiva); rectum (assessment of fecal incontinence, rectal tumors, polyps); airway (trachea); or gastrointestinal tract (esophagus, stomach, duodenum, small intestine, large intestine); cardiovascular (heart, arteries or veins); or bladder (bladder wall compliance and degree of detrusor muscle wall aging), and is adapted for deployment via a catheter. 6. The device of claim 1, wherein the device further comprises a vacuum release line in fluid communication with the one or more holes of the probe to provide fresh air to refill the probe after a test under vacuum. 7. The device of claim 1, wherein the device further comprises an accelerometer or gyroscope that measures the relative angle of the probe between a vertical and horizontal position. 8. The device of claim 1, wherein the control unit further comprises a switch, an electronic control valve, and a liquid crystal display, and wherein a wand assembly is defined further as comprising a detachable handle and the probe,... | BOARD OF REGENTS, THE UNIVERSITY OF TEXAS SYSTEM | A61B005/103 A61B005/117 A61B005/00 A61F002/00
US09498176 | B2 | 2016-11-22 | Methods and systems for dynamically modifying acquisition parameter during image acquisition | 2015-12-31 | Systems and methods for automatically and dynamically modifying an image acquisition parameter for use in tomosynthesis breast imaging. A selected image acquisition parameter is modified in response to a measured characteristic of an imaged object such as a breast, and thus tailored to provide the highest quality image for the particular object. For example, image quality in a breast tomosynthesis system can be improved by dynamically varying motion and other acquisition parameters of the tomosynthesis system in response to physical characteristics of the breast to be imaged (determined during image acquisition), such as the breast thickness, density or composition. Dynamically varying acquisition or processing methods helps to customize the system for each particular patient, thereby improving image quality and identification and assessment of potential pathologies and abnormalities, and lower radiation dose, and thus a reduced the risk of long-term adverse health effects due to lifetime accumulated radiation dose. | 1. A computer-implemented method for acquiring a plurality of images of breast tissue during a scan of the breast tissue, the method comprising: acquiring a 2D projection image of breast tissue;processing the 2D projection image to determine a physical characteristic of the breast tissue;determining whether a plurality of 3D projection images of the breast tissue should be acquired based at least in part upon the physical characteristic; andacquiring a plurality of 3D projection images when it is determined that a plurality of 3D projection images of the breast tissue should be acquired. 2. The method of claim 1, wherein the physical characteristic of the breast tissue is selected from the group consisting of a density, a thickness, and a composition of the breast tissue. 3. The method of claim 1, wherein determining whether a plurality of 3D projection images of the breast tissue should be acquired comprises comparing the physical characteristic and a pre-determined threshold value. 4. The method of claim 1, the 2D projection image comprising an x-ray projection scout image. 5. The method of claim 1, wherein the plurality of 3D projection images are acquired using an imaging modality selected from the group consisting of 3D breast ultrasound, robotic-guidance targeted local 2D and 3D breast ultrasound, magnetic resonance imaging, positron emission mammography, and breast specific gamma imaging. 6. A computer-implemented method for acquiring a plurality of images of breast tissue during a scan of the breast tissue, the method comprising: acquiring a 3D projection image of the breast tissue;processing the 3D projection image to determine a physical characteristic of the breast tissue;determining whether a plurality of 2D projection images of the breast tissue should be acquired based at least in part upon the physical characteristic; andacquiring the plurality of 2D projection images when it is determined that a plurality of 2D projection images of the breast tissue should be acquired. 7. The method of claim 6, wherein the physical characteristic of the breast tissue is selected from the group consisting of a density, a thickness, and a composition of the breast tissue. 8. The method of claim 6, wherein determining whether a plurality of 2D projection images of the breast tissue should be acquired comprises comparing the physical characteristic and a pre-determined threshold value. 9. The method of claim 6, the 3D projection image is acquired using an imaging modality selected from the group consisting of 3D breast ultrasound, robotic-guidance targeted local 2D and 3D breast ultrasound, magnetic resonance imaging, positron emission mammography, and breast specific gamma imaging. 10. The method of claim 6, wherein the plurality of 2D projection images are acquired using X-ray projection imaging. 11. A computer-implemented method for acquiring a plurality of images of breast tissue during a scan of the breast tissue, the method comprising:... | Hologic, Inc. | A61B006/04 A61B006/00 A61B006/02 A61B008/14 A61B005/055 A61B006/03 A61B008/08
US09504401 | B2 | 2016-11-29 | Atrial fibrillation analyzer and program | 2014-03-06 | An atrial fibrillation analyzer includes: an acquisition unit that acquires a detected waveform signal indicating a detection result of a pulse wave or an electrocardiogram; an RR interval calculation unit that calculates, on the basis of a spectrum of each unit period obtained by frequency analysis performed on the acquired detected waveform signal every unit period longer than 4 seconds and equal to or shorter than 16 seconds, a parameter corresponding to an average RR interval of the unit period every unit period; a power calculation unit that calculates power of a frequency band determined in advance in an RR waveform signal indicating a temporal change of the average RR interval calculated by the RR interval calculation unit; and an analysis unit that determines whether or not the power satisfies specific conditions and outputs information indicating presence of atrial fibrillation from the determination result. | 1. A pulse wave measuring device comprising: an atrial fibrillation analyzer, comprising:an acquisition unit that acquires a detected waveform signal indicating a detection result of a pulse wave or an electrocardiogram;an RR interval calculation unit that calculates, on the basis of a spectrum of each unit period obtained by frequency analysis performed on the acquired detected waveform signal every unit period longer than 4 seconds and equal to or shorter than 16 seconds, a parameter corresponding to an average RR interval of the unit period every unit period;a power calculation unit that calculates power of a frequency band determined in advance in an RR waveform signal indicating a temporal change of the average RR interval calculated by the RR interval calculation unit; andan analysis unit that determines whether or not the power satisfies a specific condition and outputs information indicating presence of atrial fibrillation from the determination result; anda notification unit coupled to the atrial fibrillation analyzer, wherein the notification unit outputs the information indicating the presence of atrial fibrillation via one or more of a display, a sound or a vibration. 2. The pulse wave measuring device according to claim 1, wherein the atrial fibrillation analyzer further comprises: a variation coefficient calculation unit that calculates a variation coefficient of the average RR interval in the RR waveform signal,wherein the analysis unit determines whether or not a set of the power and the variation coefficient satisfies the specific conditions and outputs information indicating presence of atrial fibrillation from the determination result. 3. The pulse wave measuring device according to claim 2, wherein the analysis unit divides a plurality of sets of the power and the variation coefficients, which are obtained in a plurality of unit periods, into a first cluster of relatively high power and relatively high variation coefficients and a second cluster of relatively low power and relatively low variation coefficients, and determines the presence of atrial fibrillation using conditions, which are based on positional relationship between a first center of gravity of the first cluster and a second center of gravity of the second cluster in variation coefficient-power space, as the specific conditions. 4. The pulse wave measuring device according to claim 3, wherein the specific conditions are conditions in which the first and second centers of gravity are separated from each other by a first threshold value, which is determined in advance, or more, andwhen it is determined that the specific conditions are satisfied, the analysis unit determines that the first cluster is in a state where atrial fibrillation has developed. 5. The pulse wave measuring device according to claim 4, wherein the specific conditions are conditions in which an average center of gravity of the first and second centers of gravity has power equal to or higher t... | Seiko Epson Corporation | A61B005/046 A61B005/0456 A61B005/11
US09668678 | B2 | 2017-06-06 | Integrated magneto-optic modulator/compensator system, methods of making, and methods of using the same | 2016-07-19 | Described herein is an integrated Faraday modulator and Faraday compensator (IFMC) system. Further described are methods of making an IFMC system, methods of customizing an IFMC system for a specific application, and methods of optimizing an IFMC system for a specific application. Further described is a robust 3D Finite Element Model (FEM) for designing and optimizing an IFMC system. Further described are optical instruments comprising an integrated Faraday modulator and Faraday compensator requiring only one optical crystal. | 1. A method of conducting integrated Faraday modulation and Faraday compensation comprising: generating a first magnetic field from an AC current;generating a second magnetic field from a DC current; the second magnetic field being different from the first magnetic field, but existing in the same time and space as the first magnetic field; andcombining and superimposing the first magnetic field and the second magnetic field onto a single optical material. 2. A method of claim 1, wherein the sample comprises a material having surface variations. 3. A method of claim 2, wherein the material having surface variations comprises a thin film material. 4. A method of claim 1 wherein a component apparatus is adjustable to allow for an operational range for modulation between 0° and 2°. 5. A method of claim 1, wherein a component apparatus is adjustable to allow for an operational range for compensation between 0° and 0.5° with sub-millidegree rotational sensitivity. 6. A method of claim 1, wherein the method comprises achieving a modulation depth of about 1° and a maximum compensation depth of about 0.0632°, which is measured by the amount of compensation required to return an electric field back to a null position. 7. A method of claim 1, wherein an AC power supply to the AC magnetic field source sustains a desired modulation depth to the magnetic fields being supplied to the optical material; and, wherein a DC power supply to the DC magnetic field source supplies a sub-millidegree rotational sensitivity to the magnetic fields being supplied to the optical material. 8. A method of measuring changes in a state of polarization of a beam of light, comprising: generating a first magnetic field from an AC current;generating a second magnetic field from a DC current; the second magnetic field being different from the first magnetic field, but existing in the same time and space as the first magnetic field; andcombining and superimposing the first magnetic field and the second magnetic field onto a single optical material. 9. A method of measuring changes in a state of polarization in a sample, comprising: a) passing polarized light through a sample or reflected from a surface of the sample such that the state of polarization of the light is changed;b) allowing the changed polarized light of step a) to pass through an optical material having a desired Verdet constant;c) providing separate AC and DC magnetic field sources to the optical material; the AC magnetic source producing a first magnetic field for fast polarization modulation; and, the DC magnetic source producing a second magnetic field for polarization feedback compensation;d) superimposing the separate first and second magnetic fields within the optical material as the polarized light of step b) passes through the optical material of step c);e) passing the polarized light of step d) through an analyzer;f) allowing the light of step e) to impinge onto a detector;g) providing a feedback signal ... | The University Of Toledo | G01J004/00 A61B005/145 G02F001/09 A61B003/10 G02F001/01 G01N021/21
US09937197 | B2 | 2018-04-10 | Wound healing compositions and treatments | 2016-03-21 | This invention concerns improved methods, uses, and kits for treating chronic wounds through the administration of anti-connexin agents, particularly anti-connexin 43 antisense polynucleotides. The methods, uses, and kits of the invention are based on the surprising and unexpected discovery that chronic wounds that do not increase or decrease in size by more than a pre-determined amount during a pre-treatment phase are more amenable to successful treatment than wounds whose size varies outside the target range during the pre-treatment phase. | 1. An article of manufacture for use in treating a refractory wound, comprising a receptacle containing a composition comprising a pharmaceutical carrier suitable for topical administration having about 20-23% of a nonionic polyoxyethylene-polyoxypropylene and about 3-30 mg/mL of an anti-connexin 43 oligodeoxynucleotide, and instructions for the treatment of the refractory wound, by topically administering the composition to or in the proximity of the wound. 2. The article of manufacture of claim 1, wherein the anti-connexin 43 oligodeoxynucleotide hybridizes to connexin 43 mRNA under conditions of medium to high stringency. 3. The article of manufacture of claim 1, wherein the anti-connexin 43 oligodeoxynucleotide has from about 15 to about 35 nucleotides and has at least about 70 percent homology to an antisense sequence of connexin 43 mRNA. 4. The article of manufacture of claim 1, wherein said nonionic polyoxyethylene-polyoxypropylene is a pluronic gel. 5. The article of manufacture of claim 1, wherein said nonionic polyoxyethylene-polyoxypropylene gel is a pluronic F-127. 6. The article of manufacture of claim 1, wherein the pharmaceutically acceptable carrier further comprises a hydrogel. 7. The article of manufacture of claim 1, wherein the hydrogel is selected from the group consisting of hydrogels containing a cellulose derivative and hydrogels containing polyacrylic acid. 8. The article of manufacture of claim 1, wherein the composition is formulated for sustained release. 9. The article of manufacture of claim 1, wherein the composition is formulated for slow release, extended release, or controlled release. 10. An article of manufacture for use in treating a refractory wound, comprising a receptacle containing a composition comprising a pharmaceutical carrier suitable for topical administration having about 20-23% of a nonionic polyoxyethylene-polyoxypropylene and about 3-30 mg/mL of an anti-connexin 30 oligodeoxynucleotide, and instructions for the treatment of the refractory wound, by topically administering the composition to or in the proximity of the wound. 11. The article of manufacture of claim 10, wherein the anti-connexin 30 oligodeoxynucleotide hybridizes to connexin 30 mRNA under conditions of medium to high stringency. 12. The article of manufacture of claim 10, wherein the anti-connexin 30 oligodeoxynucleotide has from about 15 to about 35 nucleotides and has at least about 70 percent homology to an antisense sequence of connexin 30 mRNA. 13. The article of manufacture of claim 10, wherein said nonionic polyoxyethylene-polyoxypropylene is a pluronic gel. 14. The article of manufacture of claim 10, wherein said nonionic polyoxyethylene-polyoxypropylene gel is a pluronic F-127. 15. The article of manufacture of claim 10, wherein the pharmaceutically acceptable carrier further comprises a hydrogel. 16. The article of manufacture of claim 10, wherein the hydrogel is selected from the group consisting of hydroge... | CoDa Therapeutics, Inc. | C12N015/113 A61K031/713 A61K009/06 A61K047/38 A61K009/70 A61K031/7088 A61B005/107 A61B005/11 A61B005/00 C07K014/47 A61K047/00 A61K009/00 A61K048/00 A61K031/7105 A61K047/10
US09700279 | B2 | 2017-07-11 | Hands-free stethoscope | 2015-04-30 | Embodiments are directed to detecting the effect of external auditory sounds on a subject using a hands-free stethoscope, and further playing back those external auditory sounds as they are experienced inside a subject's body. A system is provided which includes a microphone that detects auditory sounds that are external to the system, and a stethoscope diaphragm that detects sound waves emitted within or as experienced in a subject's body. The stethoscope diaphragm also transfers a representation of those sound waves to a processor or to a headphone jack for playback. The processor of the system receives the representation of sound waves and also receives the detected external auditory sounds to determine what effect the detected external auditory sounds are having on the subject or on a second subject. The system also includes a communications module configured to communicate the results of the determination with other electronic devices. | 1. A system comprising: a speaker;a microphone configured to detect one or more auditory sounds that are external to the system;a stethoscope diaphragm configured to detect sound waves emitted within or as experienced in a subject's body and transfer a representation of those sound waves to at least one of a processor or to the speaker for playback;the processor configured to receive and record the representation of sound waves from the stethoscope diaphragm and receive the one or more detected external auditory sounds to determine what effect the detected external auditory sounds are having on the subject or on a second subject, wherein upon determining that a specified external auditory sound has had a specified effect, replaying through the speaker a recording of the specified external auditory sound as detected in the subject's body by the stethoscope diaphragm; anda communications module configured to communicate results of the determination with one or more other electronic devices. 2. The system of claim 1, wherein the communications module comprises a wireless communications module configured to wirelessly communicate with other electronic devices. 3. The system of claim 2, wherein the wireless communications module communicates heartbeat data to the other electronic devices. 4. The system of claim 3, wherein the heartbeat data is recordable on the other electronic devices or on a storage module within the system. 5. The system of claim 1, wherein the system is communicatively connected to a speaker for playback of the representation of sound waves. 6. The system of claim 1, wherein the system further includes at least one strap adapted to physically secure the system to the subject for hands-free stethoscope functionality. 7. The system of claim 1, further comprising at least one button that, when activated, initiates recording of the sound waves emitted within the subject's body in a data store. 8. The system of claim 7, wherein the data store is located within the system, or is external to the system and is accessible using the communications module. 9. The system of claim 1, further comprising a digital display for displaying system features and controls. 10. A method, implemented at a hands-free stethoscope that includes at least one strap adapted to physically secure the hands-free stethoscope to a subject for hands-free stethoscope functionality and at least one processor, for detecting the effect of external auditory sounds on the subject using the hands-free stethoscope, the method comprising: detecting one or more auditory sounds that are external to the hands-free stethoscope;initializing a stethoscope diaphragm of the hands-free stethoscope to detect sound waves emitted within or as experienced in a subject's body;transferring a representation of the detected sound waves to at least one of a speaker or to a processor of the hands-free stethoscope for recording of the detected sound waves;based on the representation of... | Sound the Bell, LLC | A61B005/02 A61B007/04 A61B005/024 A61B005/00
US09878156 | B2 | 2018-01-30 | Methods and systems for fitting an electro-acoustic stimulation system to a patient | 2016-07-28 | An exemplary system includes 1) a stimulation management facility configured to direct an electro-acoustic stimulation (“EAS”) system to concurrently apply acoustic stimulation to a patient by way of a loudspeaker and electrical stimulation to the patient by way of an electrode, and 2) a fitting facility communicatively coupled to the stimulation management facility and configured to detect an interaction between the acoustic stimulation and the electrical stimulation, and set one or more control parameters governing an operation of the EAS system based on the detected interaction. Corresponding systems and methods are also disclosed. | 1. A system comprising: a stimulation management facility configured to direct an electro-acoustic stimulation (“EAS”) system comprising an EAS device communicatively coupled to both a loudspeaker and a cochlear implant to concurrently apply acoustic stimulation to a patient by way of the loudspeaker and electrical stimulation to the patient by way of an electrode communicatively coupled to the cochlear implant; anda fitting facility communicatively coupled to the stimulation management facility and configured to detect an interaction between the acoustic stimulation and the electrical stimulation, andset one or more control parameters governing an operation of the EAS system based on the detected interaction. 2. The system of claim 1, wherein the interaction between the acoustic stimulation and the electrical stimulation results in the acoustic stimulation being suppressed by the electrical stimulation, and wherein the fitting facility is configured to set the one or more control parameters by adjusting the one or more control parameters in a manner that reduces the suppression of the acoustic stimulation by the electrical stimulation. 3. The system of claim 1, wherein the interaction between the acoustic stimulation and the electrical stimulation results in the acoustic stimulation being suppressed by the electrical stimulation, and wherein the fitting facility is configured to set the one or more control parameters by designating the electrode as being disabled. 4. The system of claim 1, wherein the interaction between the acoustic stimulation and the electrical stimulation results in the acoustic stimulation being enhanced by the electrical stimulation, and wherein the fitting facility is configured to set the one or more control parameters by designating the electrode as an enhancing electrode through which enhancing electrical stimulation is to be applied. 5. The system of claim 1, wherein the interaction between the acoustic stimulation and the electrical stimulation results in the electric stimulation being suppressed by the acoustic stimulation, and wherein the fitting facility is configured to set the one or more control parameters by adjusting the one or more control parameters in a manner that reduces the suppression of the electric stimulation by the acoustic stimulation. 6. The system of claim 1, wherein the fitting facility is further configured to determine an optimal crossover frequency associated with the acoustic stimulation and the electrical stimulation based on the detected interaction. 7. A system comprising: a stimulation management facility configured to direct an electro-acoustic stimulation (“EAS”) system comprising an EAS device communicatively coupled to both a loudspeaker and a cochlear implant to concurrently apply acoustic stimulation to a patient by way of the loudspeaker and electrical stimulation to the patient by way of an electrode communicatively coupled to the cochlear implant; anda fitting facility co... | Advanced Bionics AG | H04R025/00 A61N001/36 A61B005/04 A61B005/12 A61N001/05 A61N001/372 H04R001/10
US10188314 | B2 | 2019-01-29 | System and method for detecting sheathing and unsheathing of localization elements | 2016-05-06 | A method of detecting a localization element/sheath state change with a localization system includes establishing a localization field using a plurality of localization field generators, obtaining first and second localization signals from first and second catheter-borne localization elements within the localization field, respectively, comparing the quadrature components of the first and second localization signals, and detecting a localization element/sheath state change for one of the catheter-borne localization elements based on the comparison between quadrature components. For example, withdrawal of a localization element into an introducer sheath can be detected when the comparison between quadrature components exceeds a preset amount. Conversely, re-emergence of the localization element from the introducer sheath can be detected when the comparison between quadrature components returns below the preset amount. | 1. A method of detecting a localization element/sheath state change with a localization system, comprising: establishing a localization field using a plurality of localization field generators;obtaining a first localization signal from a first catheter-borne localization element positioned within the localization field via an introducer sheath, the first localization signal including a first in-phase component and a first quadrature component;obtaining a second localization signal from a second catheter-borne localization element positioned within the localization field via the introducer sheath, the second localization signal including a second in-phase component and a second quadrature component;comparing the second quadrature component to the first quadrature component; anddetecting a localization element/sheath state change for the second catheter-borne localization element based on the comparison between the second quadrature component and the first quadrature component. 2. The method according to claim 1, wherein the first catheter-borne localization element is adjacent to the second catheter-borne localization element. 3. The method according to claim 1, wherein detecting a localization element/sheath state change for the second catheter-borne localization element comprises detecting withdrawal of the second catheter-borne localization element into the introducer sheath when the comparison between the second quadrature component and the first quadrature component exceeds a preset amount. 4. The method according to claim 3, wherein detecting a localization element/sheath state change for the second catheter-borne localization element further comprises detecting re-emergence of the second catheter-borne localization element from the introducer sheath when the comparison between the second quadrature component and the first quadrature component returns below the preset amount. 5. The method according to claim 1, further comprising: obtaining a third localization signal from a third catheter-borne localization element positioned within the localization field via the introducer sheath, the third localization signal including a third in-phase component and a third quadrature component;comparing the second quadrature component to the third quadrature component; anddetecting a localization element/sheath state change for the second catheter-borne localization element based on the comparison between the second quadrature component and the first quadrature component and the comparison between the second quadrature component and the third quadrature component. 6. The method according to claim 5, wherein detecting a localization element/sheath state change for the second catheter-borne localization element comprises detecting withdrawal of the second catheter-borne localization element into the introducer sheath when the comparison between the second quadrature component and the first quadrature component exceeds a first preset amount and the com... | St. Jude Medical, Cardiology Division, Inc. | A61B005/00 A61B005/06 A61B034/20 A61B005/042 A61B090/00
US20160331973 | A1 | 2016-11-17 | IMPLANTABLE HUB AND SATELLITE SYSTEM FOR NEURAL RECORDING AND STIMULATION | 2016-05-13 | The systems and methods described herein include an external base station with a tethered transceiver, an implanted hub that includes power, telemetry, and processing electronics, and a plurality of implanted satellite that contain reconfigurable front-end electronics for interfacing with electrodes. The system can operate in different modes. In a first mode, called a base boost mode, the external base station is used for closed-loop control of stimulation therapies. In a second, autonomous mode, closed-loop control is performed in the hub without direct influence from the base station. In a third mode, streams of neural data are transmitted to an offline processor for offline analysis. | 1. A neural stimulation and recording system comprising: a base station comprising: a first low bandwidth transceiver; anda high bandwidth receiver;an implantable neural stimulation and recording hub comprising: a second low bandwidth transceiver configured to wirelessly communicate with the first low bandwidth transceiver of the base station;a high bandwidth transmitter configured to wirelessly transmit data to the high bandwidth receiver of the base station; anda processor configured to: receive, from the base station via the second low bandwidth transceiver, a configuration setting comprising template parameters;transmit a first neural signal to the base station;receive, from the base station via the second low bandwidth transceiver, a second configuration setting comprising updated template parameters generated responsive to the first neural signal;detect a threshold crossing of a second neural signal received by the implantable neural stimulation and recording hub;determine a neuropsychiatric state responsive to the threshold crossing of the second neural signal and the updated template parameters; andgenerate an output stimulation command responsive to the determined neuropsychiatric state. 2. The system of claim 1, wherein the first and second low bandwidth transceivers have a bandwidth between about 1 Mbps and about 5 Mbps and the high bandwidth transmitter has a bandwidth between about 5 Mbps and about 50 Mbps. 3. The system of claim 1, wherein the first and second low bandwidth transceivers are low-energy Bluetooth® transceivers. 4. The system of claim 1, wherein the processor is further configured to transmit the first neural signal, via the high bandwidth transmitter, to the high bandwidth receiver of the base station. 5. The system of claim 1, further comprising an offline processor coupled to the base station. 6. The system of claim 5, wherein the offline processor generates the configuration setting responsive to an initial neural signal transmitted from the implantable neural stimulation and recording hub. 7. The system of claim 1, further comprising a plurality of satellites coupled to the implantable neural stimulation and recording hub. 8. The system of claim 7, wherein each of the plurality of satellites comprise at least one electrode configured to measure the first and second neural signals. 9. The system of claim 7, wherein the plurality of satellites is configured to deliver an electrical stimulus responsive to the output stimulation command. 10. The system of claim 1, wherein the neuropsychiatric state is one of impulsivity, avoidance, inhibition, and an epileptic state. 11. A method comprising: receiving, at an implantable neural stimulation and recording hub from a base station via a low bandwidth transceiver, a configuration setting comprising template parameters;transmitting, from the implantable neural stimulation and recording hub, a first neural signal to the base station;receiving, at the implantable neu... |  | A61N001/36 H04B001/3827 H04L012/24 A61N001/372 A61B005/16 A61B005/00 A61B005/0484 A61N001/05 H04W004/00 H04L012/26
US20160324422 | A1 | 2016-11-10 | OCT PROBE WITH PIVOTING FIBER | 2016-07-15 | An OCT probe for imaging patient tissue may include an actuation system arranged to displace an optical fiber within a cannula. The actuation system may include a driver actuatable to displace a portion of the optical fiber, with the driver acting in an angled direction relative to the axis of the cannula. The actuation system also may include a pivot feature operably engaged with the optical fiber in a manner permitting the optical fiber to pivot on the pivot feature when the driver actuates to displace the portion of the optical fiber. | 1. An OCT probe for imaging patient tissue, comprising: a cannula having a cannula axis;a selectively displaceable light-carrying optical fiber disposed within the cannula and having a distal end, the optical fiber being adapted to emit light from the distal end and;an actuation system arranged to displace the optical fiber within the cannula, the actuation system comprising: a driver actuatable to displace a portion of the optical fiber, the driver acting in an angled direction relative to the cannula axis; anda pivot feature operably engaged with the optical fiber, the optical fiber pivotable about the pivot feature in response to a displacement of the portion of the optical fiber by the driver; anda stiffening tube disposed about the optical fiber and separating the optical fiber and the pivot feature, the stiffening tube directly engaging the pivot feature in a pivot relationship. 2. The OCT probe of claim 1, wherein the stiffening tube extends from at least the pivot feature to the driver. 3. The OCT probe of claim 1, further comprising a constraining feature disposed in the cannula, the constraining feature being shaped to constrain displacement of the optical fiber to a particular range of motion. 4. The OCT probe of claim 3, wherein the particular range of motion is within a plane. 5. The OCT probe of claim 1, wherein the constraining feature is a localized constriction permitting a higher amount of cross-lateral displacement and a relatively lower amount of lateral displacement. 6. The OCT probe of claim 1, wherein the pivot feature is a crimp in the cannula. 7. The OCT probe of claim 1, wherein the pivot feature is an insert disposed in the cannula. 8. The OCT probe of claim 1, wherein the pivot feature is disposed at a location proximal of the cannula. 9. The OCT probe of claim 1, wherein the driver is disposed at a side of the optical fiber and arranged to displace the portion of the optical fiber in a direction orthogonal to the axis of the cannula. 10. The OCT probe of claim 1, further comprising: a probe housing, the cannula extending from the probe housing and the driver being disposed in the probe housing. 11. An OCT probe for imaging patient tissue, comprising: a cannula adapted to penetrate patient tissue and having a cannula axis;a selectively displaceable light-carrying optical fiber disposed within the cannula and having a distal end, the optical fiber adapted to emit light from the distal end; andan actuation system comprising a driver adapted to displace a portion of a the optical fiber a first distance and to displace the distal end of the optical fiber a second distance greater than the first distance, wherein the actuation system comprises a pivot feature that forms a fulcrum for the optical fiber and wherein the pivot feature is disposed between the driver and the distal end of the optical fiber. 12. The OCT probe of claim 11, further comprising a lens disposed in the cannula distal of the optical fiber and ... |  | A61B005/00 A61B003/10
US09480424 | B2 | 2016-11-01 | Systems and methods for measuring tissue oxygenation | 2015-03-20 | The disclosure provides methods and systems for determining tissue oxygenation. An electronic device obtains a data set including a plurality of images of a tissue of interest, each resolved at a different spectral band. Spectral analysis is performed, upon image registration, at a plurality of points in a two-dimensional area of the images of the tissue. The spectral analysis including determining approximate values of oxyhemoglobin levels and deoxyhemoglobin levels at each respective point in the plurality of points. The predetermined set of eight to twelve spectral bands includes spectral bands that provide improved methods for measuring tissue oxygenation. | 1. A method for determining tissue oxygenation comprising: at a system comprising a processor and memory, the memory including instructions for:obtaining a data set comprising a plurality of images of a tissue of interest, each respective image in the plurality of images resolved at a different spectral band, in a predetermined set of eight to twelve spectral bands, and comprising an array of pixel values;registering, using the processor, the plurality of images on a pixel-by-pixel basis, to form a plurality of registered images of the tissue; andperforming spectral analysis at a plurality of points in a two-dimensional area of the plurality of registered images of the tissue, the spectral analysis including determining approximate values of oxyhemoglobin levels and deoxyhemoglobin levels at each respective point in the plurality of points,wherein the predetermined set of eight to twelve spectral bands includes spectral bands having central wavelengths of: (i) 510±3 nm, 530±3 nm, 540±3 nm, 560±3 nm, 580±3 nm, 590±3 nm, 620±3 nm, and 660±3 nm,(ii) 520±3 nm, 540±3 nm, 560±3 nm, 580±3 nm, 590±3 nm, 610±3 nm, 620±3 nm, and 640±3 nm, or(iii) 500±3 nm, 530±3 nm, 545±3 nm, 570±3 nm, 585±3 nm, 600±3 nm, 615±3 nm, and 640±3 nm; andwherein each respective spectral band in the eight to twelve spectral bands has a full width at half maximum of less than 15 nm. 2. The method of claim 1, wherein obtaining the data set comprises: at the system:capturing the plurality of images of the tissue of interest. 3. The method of claim 2, wherein all of the plurality of images are captured concurrently. 4. The method of claim 2, wherein a first subset of the plurality of images is captured concurrently at a first time point and a second subset of the plurality of images is captured concurrently at a second time point, other than the first time point. 5. The method of claim 2, wherein the system is an imaging system and the spectral analysis is performed at the imaging system. 6. The method of claim 1, wherein performing the spectral analysis comprises: resolving absorption signals at each respective point in the plurality of points;accounting for a melanin contribution and loss of signal from diffuse scattering at each respective point in the plurality of points, thereby forming a plurality of corrected absorption signals; anddetermining approximate values of oxyhemoglobin levels and deoxyhemoglobin levels from the corrected absorption signals at each respective point in the plurality of points. 7. The method of claim 6, wherein the contribution provided by melanin and the losses provided by diffuse scattering to the plurality of tissue oxygenation measurements are collectively modeled as a second order polynomial. 8. The method of claim 1, wherein the predetermined set of eight to twelve spectral bands consists of a set of eight spectral bands, wherein the set of eight spectral bands have central wavelengths of: (i) 510±3 nm, 530±3 nm, 540±3 nm, 560±3 nm, 580±3 n... | Hypermed Imaging, Inc. | A61B006/00 A61B005/1455 G06T007/00 A61B005/00
US10323786 | B2 | 2019-06-18 | Manually adjustable monitor bracket for a flat panel display of a mobile diagnostic device | 2016-04-28 | The present disclosure relates to a manually adjustable monitor bracket for a flat panel display of a mobile diagnostic device that includes at least two joints with mutually parallel pivot axes, the joints being connected to one another by a first arm. In order to prevent a collision of the flat panel screen attached to a hand joint on a second arm and/or of the monitor bracket with an obstacle whose position relative to the coordinate system of the mobile diagnostic device is known, in particular with a part of the diagnostic device, the monitor bracket includes a device for preventing a collision that limits the movement of the monitor bracket in such a manner that movement in a direction about the first horizontal pivot axis or in a direction about the second horizontal pivot axis is blocked if a continuation of the movement about the pivot axes would lead to the value pairs consisting of the pivot angles of the shoulder joint and of the pivot angles of the elbow joint being contained in the number of the value pairs of the pivot angles of the collision-endangered area. | 1. A manually adjustable monitor bracket for a flat panel display of a mobile diagnostic device, the manually adjustable monitor bracket comprising: a shoulder joint configured to be mounted rotatably about a vertical rotation axis on a surface of the mobile diagnostic device, the shoulder joint defining a first horizontal pivot axis;a first arm having a first side and a second side opposite the first side, the first arm coupled to the shoulder joint at a first end of the first arm to form a first pivot angle between the first side of the first arm and the surface of the mobile diagnostic device;an elbow joint coupled to a second end of the first arm opposite the first end of the first arm, the elbow joint defining a second horizontal pivot axis parallel to the first horizontal pivot axis;a second arm coupled to the elbow joint at a first end of the second arm to form a second pivot angle between the second arm and the second side of the first arm, wherein a second end of the second arm opposite the first end of the second arm is configured to be coupled to the flat panel display; anda collision prevention device for preventing a collision of the flat panel display with the mobile diagnostic device based on a predetermined collision-endangered area, the collision prevention device comprising a shoulder cam disk disposed at the shoulder joint, an elbow cam disk disposed at the elbow joint, and a rod-shaped control element disposed on a perimeter of the shoulder cam disk and a perimeter of the elbow cam disk,wherein the perimeter of the shoulder cam disk includes a plurality of stops defining a range of first pivot angle values for the first pivot angle, wherein the first arm is configured to be pivoted about the first horizontal axis to vary a value of the first pivot angle within the range of the first pivot angle values,wherein the perimeter of the elbow cam disk includes a plurality of stops defining a range of second pivot angle values for the second pivot angle, wherein the second arm is configured to be pivoted about the second horizontal axis to vary a value of the second pivot angle within the range of the second pivot angle values,wherein the predetermined collision-endangered area comprises a predetermined plurality of value pairs, each value pair of the plurality of value pairs comprising a first pivot angle value and a second pivot angle value,wherein the collision prevention device is configured to block a movement of the first arm about the first horizontal pivot axis or a movement of the second arm about the second horizontal pivot axis if the movement of the first arm or the movement of the second arm would cause the values of the first pivot angle and the second pivot angle to correspond to a value pair contained in the predetermined plurality of value pairs of the predetermined collision-endangered area. 2. The manually adjustable monitor bracket of claim 1, wherein the perimeter of the shoulder cam disk further comprises a shou... | Ziehm Imaging GmbH | F16M011/10 F16M011/20 A61B005/00 A61B008/00 F16M011/18 F16M011/42 F16M011/24
US09492145 | B2 | 2016-11-15 | Biological sample collection device | 2015-09-28 | Methods of using a biological sample collection device comprising a collection portion and a body portion, the body portion including a holding portion for holding a biological sample storage medium, and a sample transfer means, such as a cover. The collection portion can be arranged in a first position separated from the body portion for collecting a sample, and in a second position at least partly between the sample transfer means and the holding portion, with the sample transfer means being operable to push the collection portion towards a position at which the holding means is arranged to hold the biological sample storage medium, enabling a sample held in the collection portion to be transferred to the latter. | 1. A biological sample collection device, comprising: a collection portion carrying a biological sample collection medium; anda body portion comprising a storage medium holding portion for holding a biological sample storage medium at a holding position, and a sample transfer cover portion,wherein the biological sample collection device is configured to allow a first configuration and a different second configuration, wherein:in said first configuration, the collection portion is at a first position spatially separated from the body portion for collecting a biological sample on the biological sample collection medium; andin said second configuration, the collection portion is at a second position at least partly between the sample storage medium holding portion and the sample transfer cover portion, and the sample transfer cover portion is operable to apply a force to the collection portion, whereby said collection portion is compelled towards said holding position so that, when the storage medium holding portion holds a biological sample storage medium, the biological sample collection medium is pushed against said biological sample storage medium;wherein, when the collection portion is at said second position, the collection portion is at least partly enclosed by the sample transfer cover portion and the storage medium holding portion; andwherein said sample transfer cover portion is movably connected to said storage medium portion for movement between an open position, for facilitating movement of the collection portion from said first position to said second position, and a closed position for enabling operation of the sample transfer cover portion to apply said force. 2. A biological sample collection device of claim 1, wherein, when the collection portion is at said second position, the biological sample collection medium is in a position separated from said holding position. 3. A biological sample collection device of claim 2, wherein the collection portion is connected to the body portion via an arm portion which is arranged to flex from said second position towards the holding position in response to said force. 4. A biological sample collection device of claim 1, wherein the sample transfer cover portion comprises a compressible recess portion, and said operation of the sample transfer cover portion comprises compression of the recess portion. 5. A biological sample collection device of claim 4, wherein said recess portion has at least one dimension substantially matching a corresponding dimension of the collection portion, so that the collection portion may locate in said recess portion when the device is in the second configuration. 6. A biological sample collection device of claim 1, wherein the collection portion is connected to the storage medium holding portion via a swivel joint, which enables the collection portion to move between said first position and said second position. 7. A biological sample collection device of cla... | GE HEALTHCARE UK LIMITED | A61B005/00 A61B010/00
US09492662 | B2 | 2016-11-15 | Pelvic floor multi-point pressure measuring and electrical stimulation therapeutic apparatus | 2011-10-14 | A pelvic floor treatment apparatus (100) includes a head portion (A) and a body portion (B) connected to the head portion (A) at a first end. The body portion (B) comprises: one or more pressure transducers (D1) located along a length of the body portion (B) and configured to determine pressure at one or more locations within an organ, wherein at least one of the one or more pressure transducers (D1) is selectively movable along the length of the body portion (B); and one or more electrodes (D2) configured to selectively electrically stimulate a location within the organ. | 1. A pelvic floor treatment apparatus, the apparatus comprising: a head portion; anda body portion connected to the head portion at a first end, wherein the body portion comprises: one or more pressure transducers located along the body portion and configured to determine pressures at one or more locations within an organ;a movable head connected to at least one of the one or more pressure transducers; anda track extending along a length of the body portion, wherein the movable head engages the track such that the movable head and the at least one of the one or more pressure transducers are selectively movable along the track and along the length of the body portion; andone or more electrodes configured to selectively electrically stimulate a location within the organ, wherein the track extends from a first location on the body portion proximate the head portion to a second location on the body portion, and wherein the second location is a greater distance from the head portion than the first location is from the head portion. 2. The pelvic floor treatment apparatus of claim 1, further comprising a handle portion connected to the body portion at a second end opposite the first end. 3. The pelvic floor treatment apparatus of claim 1, wherein the body portion further comprises a movable elastic sheet configured to provide, in combination with respective surfaces of the one or more pressure transducers and respective surfaces of the one or more electrodes, a smooth surface across the body portion. 4. The pelvic floor treatment apparatus of claim 3, further comprising an elastic material configured to push the movable elastic sheet outward from a center of the body portion, and wherein at least a first portion of the movable plastic sheet is disposed between the one or more pressure transducers and a center of the body portion and at least a second portion of the movable plastic sheet is disposed between respective pressure transducers of the one or more pressure transducers to form the smooth surface across the body portion. 5. The pelvic floor treatment apparatus of claim 1, wherein the body portion further comprises a hollow channel and one or more leads electrically connected to the one or more pressure transducers or the one or more electrodes, and wherein the one or more leads are disposed within the hollow channel. 6. The pelvic floor treatment apparatus of claim 1, wherein at least one of the one or more pressure transducers comprises a resistance pressure strain gauge. 7. The pelvic floor treatment apparatus of claim 1, wherein each of the one or more pressure transducers is paired with one of the one or more electrodes such that the each pressure transducer is disposed adjacent its paired electrode, and wherein the body portion further comprises: a first pressure transducer and an adjacent first electrode disposed on a first side of the body portion, wherein the first pressure transducer is located nearer the head portion than the adj... | TONGJI UNIVERSITY | A61B005/103 A61N001/36
US09492117 | B2 | 2016-11-15 | Practitioner-mounted micro vein enhancer | 2013-05-21 | The present invention is a Miniature Vein Enhancer that includes a Miniature Projection Head. The Miniature Projection Head may be operated in one of three modes, AFM, DBM, and RTM. The Miniature Projection Head of the present invention projects an image of the veins of a patient, which aids the practitioner in pinpointing a vein for an intravenous drip, blood test, and the like. The Miniature projection head may have a cavity for a power source or it may have a power source located in a body portion of the Miniature Vein Enhancer. The Miniature Vein Enhancer may be attached to one of several improved needle protectors, or the Miniature Vein Enhancer may be attached to a body similar to a flashlight for hand held use. The Miniature Vein Enhancer of the present invention may also be attached to a magnifying glass, a flat panel display, and the like. | 1. A miniature vein enhancer, for use in imaging the subcutaneous veins of a target area of a patient by a practitioner, said miniature vein enhancer comprising: a miniature projection head, said projection head comprising a means to capture an image of the subcutaneous veins of the target area and to project said image onto the target area, said miniature projection head comprising a housing configured to receive said image capture/projection means with an optical path of said image capture/projection means being through an opening in said housing; said housing comprising a ball;a base, a first side of said base comprising a socket configured to rotatably receive said ball of said housing, said housing thereby configured to be rotatable with respect to said base; andsecuring means, said securing means for use in securing said base of said miniature vein enhancer to the practitioner, said miniature projection head thereby configured to be rotatable to adjustably direct said optical path onto the target area. 2. The miniature vein enhancer according to claim 1 wherein said base comprises one or more openings for receiving said securing means. 3. The miniature vein enhancer according to claim 2 wherein said base comprises a dome shape, and wherein said one or more openings in said base comprises a first slit and a second slit on opposite sites of said dome shape, said first and second slits configured to receive said securing means. 4. The miniature vein enhancer according to claim 1 further comprising a combiner configured to combine said first and second beams of laser light transmitted by said first and second lasers to be transmitted along a single path. 5. The miniature vein enhancer according to claim 4 further comprising a scanner configured to scan said beam of combined laser light out said opening in said housing and in a pattern onto the target area. 6. A vein-imaging apparatus, for use in imaging the subcutaneous veins of a target area of a patient by a practitioner, said vein enhancer comprising: a miniature projection head, said miniature projection head comprising a first laser, a photodetector, and a second laser, said first laser configured to transmit a beam of laser light at a selective wavelength, said photodetector configured to receive an image of the subcutaneous veins of the target area formed by differential absorption of said selective wavelength of light by the subcutaneous veins and the surrounding tissue, said photodetector further configured to provide an output representative of said received image, and said second laser configured to transmit a beam of laser light to selectively project said received image onto the target area using said output of said photodetector; said miniature projection head comprising a ball;a base, said base comprising a socket configured to rotatably receive a portion of said ball, said miniature projection head thereby configured to be rotatable with respect to said base; anda mounting ... | AccuVein, INC. | A61B006/00 A61B005/00 A61M005/42
US09480402 | B2 | 2016-11-01 | System and method for task-less mapping of brain activity | 2012-11-09 | A computing device for use in a system for mapping brain activity of a subject includes a processor. The processor is programmed to select a plurality of measurements of brain activity that is representative of at least one parameter of a brain of the subject during a resting state. Moreover, the processor is programmed to compare at least one data point from each of the measurements with a corresponding data point from a previously acquired data set from at least one other subject. The processor is also programmed to produce at least one map for each of the measurements based on the comparison of the resting state data point and the corresponding previously acquired data point. The processor may also be programmed to categorize the brain activity in a plurality of networks in the brain based on the map. | 1. A computing device for use in a system for task-less mapping of brain activity of an individual subject, the computing device comprising a processor programmed to: select a plurality of time-series measurements of the brain activity obtained from the individual subject during a resting state, each selected time-series measurement corresponding to one location within a brain of the individual subject;for each selected time-series measurement, assemble a correlation map comprising a plurality of elements, each element comprising a correlation between the selected time-series measurement and another time series measurement from the plurality of time-series measurements;classify the resting state brain activity corresponding to each correlation map as at least one of a plurality of resting state networks by transforming each correlation map using a predetermined supervised classifier configured to transform a weighted sum of the elements of each correlation map to at least one output value, each output value indicating a membership of each correlation map within each corresponding resting state network of a plurality of resting state networks; andproduce at least one map of resting state network membership by combining the at least one output value associated with the selected time-series measurements;wherein the predetermined supervised classifier is calibrated beforehand using a plurality of calibration time-series measurements corresponding to previously defined resting state networks obtained from a plurality of calibration subjects. 2. A computing device in accordance with claim 1, wherein the processor is programmed to select a plurality of time-series measurements associated with a plurality of voxels from an image of the brain. 3. A computing device in accordance with claim 1, further comprising a communication interface coupled to the processor and configured to receive at least one signal representative of the plurality of time-series measurements of the resting state brain activity. 4. A computing device in accordance with claim 3, wherein the communication interface is configured to receive at least one signal representative of at least one voltage fluctuation within the brain from at least one electrode. 5. A computing device in accordance with claim 3, wherein the communication interface is configured to receive at least one signal representative of an altered magnetic field within the brain from at least one magnetic resonance imaging device. 6. A computing device in accordance with claim 1, wherein the processor is programmed to produce a functional connectivity map for each of the plurality of time-series measurements based on the resting state network membership of each time-series measurement classified using the predetermined supervised classifier. 7. A computing device in accordance with claim 1, further comprising a presentation interface coupled to the processor and configured to display the at least one map for each o... | Washington University | A61B005/00 A61B005/055 A61B005/053
US09483822 | B2 | 2016-11-01 | Co-occurrence of local anisotropic gradient orientations | 2015-01-28 | Methods, apparatus, and other embodiments associated with distinguishing disease phenotypes using co-occurrence of local anisotropic gradient orientations (CoLIAGe) are described. One example apparatus includes a set of logics that acquires a radiologic image (e.g., MRI image) of a region of tissue demonstrating disease pathology (e.g., cancer), computes a gradient orientation for a pixel in the MRI image, computes a significant orientation for the pixel based on the gradient orientation, constructs a feature vector that captures a discretized entropy distribution for the image based on the significant orientation, and classifies the phenotype of the disease pathology based on the feature vector. Embodiments of example apparatus may generate and display a heatmap of entropy values for the image. Example methods and apparatus may operate substantially in real-time. Example methods and apparatus may operate in two or three dimensions. | 1. A non-transitory computer-readable storage medium storing computer-executable instructions that when executed by a computer control the computer to perform a method for distinguishing disease phenotypes using co-occurrence of local anisotropic gradient orientations (CoLIAGe), the method comprising: accessing a region of interest (ROI) in a volume illustrated in a magnetic resonance image (MRI), the ROI having a set of pixels, and where a pixel in the set of pixels has an intensity;obtaining an x-axis gradient for a first pixel in the set of pixels based, at least in part, on the intensity of the pixel;obtaining a y-axis gradient for the first pixel based, at least in part, on the intensity of the pixel;computing an x-axis gradient vector for a second pixel in an N pixel by N pixel neighborhood centered around the first pixel, N being a number;computing a y-axis gradient vector for the second pixel in the N pixel by N pixel neighborhood;constructing a localized gradient vector matrix based, at least in part, on the x-axis gradient vector for the second pixel, and the y-axis gradient vector for the second pixel;computing a dominant orientation for the first pixel based, at least in part, on the localized gradient vector matrix;constructing a co-occurrence matrix from the dominant orientation;computing an entropy for the first pixel based, at least in part, on the co-occurrence matrix;obtaining a distribution of the entropy;constructing a feature vector based, at least in part, on the distribution of the entropy; andcontrolling a phenotype classifier to classify the ROI based, at least in part, on the feature vector. 2. The non-transitory computer-readable storage medium of claim 1, where the volume illustrated in the MRI is associated with a Gadolinium-contrast (Gd-C) T1-weighted MRI image of a patient demonstrating brain cancer pathology. 3. The non-transitory computer-readable storage medium of claim 2, where controlling the phenotype classifier to classify the ROI includes distinguishing radiation necrosis (RN) from recurrent brain tumors (rBT) in the ROI. 4. The non-transitory computer-readable storage medium of claim 1, where the volume illustrated in the MRI is associated with a dynamic contrast enhanced (DCE)-MRI image of a patient demonstrating breast cancer pathology. 5. The non-transitory computer-readable storage medium of claim 4, where controlling the phenotype classifier to classify the ROI includes identifying phenotypic imaging signatures of a plurality of molecular sub-types of breast cancer, where the plurality of sub-types includes triple negative (TN), estrogen receptor-positive (ER+), human epidermal growth factor receptor positive (HER2+), and benign fibroadenoma (FA). 6. The non-transitory computer-readable storage medium of claim 1, where the ROI is defined as =(C,f), where f(c) is an associated intensity at the first pixel c on a three dimensional (3D) grid C. 7. The non-transitory computer-readable storage medium ... | Case Western Reserve University | G06K009/00 G06T007/00 G06T007/40 A61B005/05
US20160331271 | A1 | 2016-11-17 | A MANUAL RESUSCITATOR AND CAPNOGRAPH ASSEMBLY | 2015-01-19 | A manual resuscitator assembly for measuring the carbon dioxide (CO2) concentration in breathing gas of a person being ventilated, includes: a selective colorimetric CO2 detector having a detector surface adapted to change color rapidly and reversibly with CO2 concentration,a detector holding part for receiving and attaching the colorimetric detector,a manual resuscitator including a bi-directional gas conduit between an expiratory and an inspiratory part of a breathing circuit, the conduit configured such that a clinically predetermined fraction of breathing gas enters the holding part and contacts the surface during ventilation,a docking part for receiving and attaching a mobile unit, including image capturing, processing and a display elements, the processing element adapted to execute an application program to measure CO2 concentration changes in the breathing gas by identifying changes in the optical property of the detector surface captured by the image capturing element. | 1-21. (canceled) 22. A manual resuscitator assembly configured to allow measurement of the carbon dioxide (CO2) concentration in breathing gas of a person being ventilated, the assembly comprises: a selective colorimetric CO2 detector provided with a detector surface adapted to change color rapidly and reversibly with the concentration of CO2, when exposed to CO2,a detector holding part adapted to receive said colorimetric detector and attach said detector,a manual resuscitator including a self-inflating rubber bag and a breathing circuit block for providing connection to the patient, and further including a bi-directional gas conduit between an expiratory part and an inspiratory part of said breathing circuit block of the resuscitator for providing a shunt flow in the gas conduit, wherein the gas conduit between the expiratory and the inspiratory parts of the resuscitator is realised by openings in the walls of the expiratory and inspiratory parts, and by flexible or rigid gas conduits connecting said openings to said detector holding part, and wherein said gas conduit being configured such that a very small predetermined fraction of the breathing gas enters said detector holding part and contacts said detector surface during ventilation,a docking part for receiving and attaching a mobile unit, which comprises an image capturing means, a processing means and a display, wherein the docking part is configured to position said image capturing means in a fixed relation to said colorimetric detector, such that said image capturing means may capture an optical property of said detector surface, and wherein said processing means is adapted to execute an application program adapted to perform a measurement of CO2 concentration changes in the breathing gas by identifying changes in the optical property of said detector surface captured by said image capturing means. 23. The assembly according to claim 22, wherein said very small predetermined fraction of the breathing gas is less than 3%. 24. The assembly according to claim 22, wherein said gas conduit is provided with a heat and moisture exchanging material, and that the material has a porous structure presenting little resistance to the gas flow but exposing a large surface area to the gas passing through the conduit. 25. The assembly according to claim 22, wherein said detector holding part includes a detector surface protecting means adapted to protect the surface from ambient air in an airtight fashion prior to use of the assembly. 26. The assembly according to claim 25, wherein said detector surface protecting means is adapted to be moved to a non-protection position, such that said detector surface is available for measurements. 27. The assembly according to claim 26, wherein said detector surface protecting means is adapted to be removed through an opening to the ambient where the opening is located downstream relative to the detector considered during an expiratory phase of the breathing. ... | SENSEBREATH AB | A61B005/08 A61M016/20 A61M016/08 A61M016/10 A61B005/00 A61M016/00
US20160338635 | A1 | 2016-11-24 | REDUCING BLOCKAGES OF A PLAQUE DETECTION STREAM PROBE | 2015-01-21 | A proximal body portion (210) of a detection apparatus for detecting the presence of a substance on a surface includes pump portion (124, 142) and a proximal probe portion (111, 120) in fluid communication with one another. A controller (225) processes signal readings sensed by the parameter sensor (P, P1 or P2) and determines whether the signal readings are indicative of a substance (116) obstructing the passage of fluid (130) through the open port of the distal tip (112, 112′) of a distal probe portion (110) of the detection apparatus (100, 100′, 100″, 100″a, 100″b, 100″c, 100″d, 100c). The controller (225) transmits a signal that changes dynamic pressure at the distal tip (112, 112′) upon determining that the signal readings are indicative of a substance (116) obstructing the passage of fluid (130) through the open port of the distal tip (112, 112′). | 1. An oral stream probe detection apparatus for detecting the presence of a substance on a dental surface, comprising: a distal probe portion in an oral insertion portion configured to be immersed in a first fluid, the distal probe portion defining a distal tip having an open port to enable the passage of a second fluid therethrough; anda proximal body portion that comprises (i) a pump portion, (ii) a proximal probe portion in fluid communication with the pump portion, wherein the proximal probe portion can be connected via a connector to the distal probe portion to establish fluid communication between the proximal probe portion and the distal probe portion,wherein the pump portion causes passage of the second fluid through the distal tip inducing thereby a change in a sensing parameter in the distal probe portion for enabling detection of the substance that may be present on the dental surface based on measurement of a signal representing the sensing parameter, correlating to the substance on the dental surface at least partially obstructing the passage of the second fluid through the open port of the distal tip, (iii) a parameter sensor configured and disposed to detect the signal representing the sensing parameter; and (iv) a controller for processing signal readings sensed by the parameter sensor and for determining whether the signal readings are indicative of the substance at least partially obstructing the passage of second fluid through the open port of the distal tip, the controller in electrical communication with the pump portion and the parameter sensor, the controller transmitting an electrical communication to at least the pump portion for effecting changes in dynamic pressure at the distal tip in response to determining that the processed signal readings are indicative of the substance at least partially obstructing the passage of second fluid through the open port of the distal tip,pump portion causing a change in dynamic pressure for dislodging of the substance through the open port of the distal tip via a flow bypass around the parameter sensor. 2. (canceled) 3. The detection apparatus according to claim 1, wherein the proximal body portion further comprises: (v) the parameter sensor disposed in fluid communication with the proximal probe portion, (vi) a fluid conduit member in fluid communication with the proximal probe portion such that the fluid conduit member forms a flow bypass around the parameter sensor, and (vii) a fluid flow interrupting device disposed in the fluid conduit member, the fluid flow interrupting device in a closed position during operation of the pump portion,wherein responsive to the controller receiving a signal representing the sensing parameter that correlates to a substance at least partially obstructing the passage of fluid through the open port of the distal tip, the controller transmits a signal to the fluid flow interrupting device to at least partially open to bypass the parameter sensor to ch... |  | A61B005/00 A61C017/22 A61C017/20 A61C017/02 A61C001/00
US10004429 | B2 | 2018-06-26 | Method and system for measuring a path length using a handheld electronic device | 2015-01-06 | The present disclosure provides a method for measuring a path length using a handheld electronic device comprising: repeatedly tumbling forward the handheld electronic device so as to cover the path to be measured; sensing a rotational change of the handheld electronic device; counting fractional increments of revolution of the handheld electronic device with respect to a starting position; and estimating the path length based on the counted fractional increments of revolution. | 1. A method for measuring a path length using a handheld electronic device comprising: repeatedly tumbling forward the handheld electronic device so as to cover the path to be measured;sensing a rotational change of the handheld electronic device during the tumbling of the handheld electronic device;determining whether a fractional increment of revolution of the handheld electronic device has been traversed based on the sensed rotational change;counting the fractional increments of revolution of the handheld electronic device with respect to a starting position;determining an error in the counted fractional increments of revolution;correcting the error in the counted fractional increments of revolution; andestimating the path length based on the corrected counted fractional increments of revolution. 2. The method according to claim 1, wherein each fractional increment is associated with a corresponding perimeter projection part of the handheld electronic device and the path length is estimated by summing said perimeter projection parts. 3. The method according to claim 1, wherein a revolution of the handheld electronic device is divided into a predetermined number of fractional increments and wherein counting the fractional increments comprises updating a counter comprising a bit array of a corresponding predetermined number of bits. 4. The method according to claim 1, wherein the sensing of the rotational change is performed repeatedly while the handheld electronic device is tumbled forward. 5. The method according to claim 2, wherein the perimeter projection parts are based on an extension of the handheld electronic device in a section plane perpendicular to a rotation axis of the handheld electronic device. 6. The method according to claim 1, further comprising detecting a slipping movement of the handheld electronic device based on the sensed rotational change and correcting the estimated path length using the detected slipping. 7. The method according to claim 1, wherein the fractional increments of revolution correspond to a rotation of the handheld electronic device of 22.5 degrees each. 8. The method according to claim 1, wherein a user conducts said method via voice commands. 9. The method according to claim 1, wherein said handheld electronic device is a smartphone. 10. The method according to claim 1, wherein said path is a body part. 11. The method according to claim 2, wherein the sum of the perimeter projection parts corresponding to a revolution of the handheld electronic device approximates a perimeter of a section of the handheld electronic device in a plane perpendicular to a rotation axis direction. 12. The method according to claim 1, wherein the measuring of a path length using a handheld electronic device is configurable for use in e-commerce. 13. The method according to claim 1, wherein the sensing of the rotational change is performed continuously. 14. One or more non-transitory computer-readable media storing... | My Size Israel 2014 Ltd. | A61B005/103 A61B005/107 G01B021/02 A61B005/00 A61B005/11 G01C022/00 G01C019/00 G06F001/16
US10537262 | B2 | 2020-01-21 | Systems and methods for detecting strokes | 2015-05-14 | A system for detecting a type of stroke includes a processing circuit. The processing circuit is configured to receive heart data regarding a heart rhythm of a patient and physiological data regarding a physiological characteristic of the patient. The heart data is indicative of an occurrence of atrial fibrillation and the physiological data is indicative of an occurrence of a stroke. The processing circuit is further configured to determine a likelihood that the stroke was an embolic stroke based on the heart data and to provide an output including an indication of the likelihood that the stroke was an embolic stroke. | 1. A system for detecting a type of stroke, comprising: a heart-monitoring device configured to acquire heart data regarding a heart rhythm of a patient, andwherein the heart-monitoring device acquires heart data using micro impulse radar; anda processing circuit configured to: receive the heart data and determine an occurrence of atrial fibrillation based on the heart data;receive physiological data regarding a physiological characteristic of the patient and determine an occurrence of a stroke based on the physiological data,determine that the stroke was an embolic stroke based on whether the atrial fibrillation and the stroke occurred within a predetermined time period; andcontrol operation of a computing device to provide an output based on the determination that the stroke was an embolic stroke, wherein the output comprising at least one of a sound, a visual indicator, and information regarding the stroke experienced by the patient transmitted to a device. 2. The system of claim 1, further comprising a patient-monitoring sensor, wherein the patient-monitoring sensor is remote from the patient. 3. The system of claim 2, wherein the patient-monitoring sensor is configured to acquire the physiological data using micro impulse radar. 4. The system of claim 2, wherein the patient-monitoring sensor is configured to acquire the physiological data using a camera. 5. The system of claim 2, wherein the patient-monitoring sensor is configured to acquire the physiological data using a microphone. 6. The system of claim 1, wherein the heart-monitoring device comprises a wearable heart-monitoring device configured to acquire the heart data. 7. The system of claim 6, wherein the wearable heart-monitoring device further comprises an electrocardiogram (EKG) monitor. 8. The system of claim 1, wherein the processing circuit is further configured to determine a probability of the patient's heart emitting an embolus based on the heart data. 9. The system of claim 1, wherein determining that the stroke was an embolic stroke is further based on a probability of the patient's heart emitting an embolus, wherein the probability of the patient's heart emitting the embolus is determined based on the heart data. 10. The system of claim 7, wherein the heart data provides an indication of a fibrillation feature of the atrial fibrillation. 11. The system of claim 10, wherein the fibrillation feature provides an indication of at least one of a magnitude of the fibrillation, a duration of the fibrillation, and a number of episodes of fibrillation. 12. The system of claim 1, wherein the processing circuit is further configured to control operation of the computing device to provide the output to at least one of the patient and a medical provider. 13. The system of claim 1, wherein the hear-monitoring device is further configured to be accessed by a medical provider. 14. The system of claim 1, wherein the output includes at least one of an audible output, tactile o... | ELWHA LLC | A61B005/046 A61B005/03 A61B005/11
US20160324484 | A1 | 2016-11-10 | SENSOR INTERFACE SYSTEM | 2016-05-24 | A sensor interface system for providing a connection between at least one sensor and a maternal-fetal monitor, wherein the interface system converts electrical muscle activity captured by the sensor(s) into uterine activity data signals for use by the maternal-fetal monitor. The sensor interface system of the invention preferably includes a conversion means for converting the signals from the sensor(s) into signals similar to those produced by a tocodynamometer. | 1. An interface system comprising: a sensor interface for operably connecting to at least one maternal abdominal sensor and receiving at least one signal from the at least one maternal abdominal sensor;a signal converter connected to the sensor interface, wherein the signal converter processes the at least one signal into output data that mimics electrical output from a tocodynamometer, intra-uterine pressure catheter, fetal scalp electrode, and/or ultrasound device; anda maternal-fetal monitor port interface for operably and physically connecting to a maternal-fetal monitor,wherein the maternal abdominal sensor is not a tocodynamometer or an ultrasound sensor. | Convergent Engineering, Inc. | A61B005/00
US20160331561 | A1 | 2016-11-17 | Bidirectional Limb Neuro-Prosthesis | 2014-12-19 | Integrated closed-loop real-time limb neuro-prosthetic system comprising an artificial limb, a microprocessor, sensors, a signal conditioner, a stimulator, at least one EMG electrode and at least one sensory feedback electrode, characterized by the fact that said sensory feedback electrode is an intraneural electrode which is adapted to be implanted in an intact and healthy portion of a nerve. | 1-12. (canceled) 13. An integrated closed-loop real-time limb neuro-prosthetic system comprising: an artificial limb;a microprocessor;sensors;a signal conditioner;a stimulator;an electromyography (EMG) electrode; anda sensory feedback electrode,wherein the sensory feedback electrode is an intraneural electrode adapted to be implanted in an intact and healthy portion of a nerve. 14. The system according to claim 13, wherein the sensory feedback electrode is a multifascicular electrode adapted to differentiate a fiber recruitment of two adjacent fascicles. 15. The system according to claim 13, wherein the sensory feedback electrode is an intrafascicular electrode. 16. The system according to claim 13, further comprising: an EMG control system. 17. The system according to claim 13, further comprising: an electroneurographic (ENG) control system. 18. The system according to claim 13, further comprising: a hybrid EMG and ENG control system. 19. A method performed on a closed-loop real-time limb neuro-prosthetic system, the system including an artificial limb or a sensorized glove or sock, a microprocessor, sensors, a signal conditioner, a stimulator, an electromyography (EMG) electrode, and a sensory feedback electrode, the method comprising the steps of: implanting the sensory feedback electrode as an intraneural electrode in an intact and healthy portion of a nerve; andmodulating an intensity of a sensory feedback from the sensory feedback electrode by changing an injected charge with respect to a readout of the sensors, the sensors being embedded in the artificial limb or in the sensorized glove or sock. 20. The method according to claim 19, wherein the step of modulating further comprises: modulating the intensity of the sensory feedback by changing a stimulation frequency with respect to the readout of the sensors that are embedded in the artificial limb or in the sensorized glove or sock. 21. The method according to claim 19, wherein the step of modulating further comprises: modulating the intensity of the sensory feedback by changing a time occurrence of a stimulation pattern with respect to the readout of the sensors that are embedded in the artificial limb or in the sensorized glove or sock. 22. The method according to claim 19, wherein the step of modulating further comprises: modulating the intensity of the sensory feedback by a multipolar stimulation with respect to the readout of the sensors embedded in the artificial limb or in the sensorized glove or sock. 23. The method according to claim 19, wherein the step of modulating further comprises: modulating at least one of a type and location of the sensory feedback by changing the stimulation of an active site of a peripheral nerve interface with respect to the readout of the sensors embedded in the artificial limb or in the sensorized glove or sock. 24. The method according to claim 19, wherein the step of modulating further comprises: modulating at least one of a type and loc... |  | A61F002/72 A61B005/0488 A61F002/78 A61B005/04 A61F002/54 A61F002/60
US20160317769 | A1 | 2016-11-03 | MEDICAL DEVICE, AND THE METHODS OF USING SAME | 2016-07-11 | A medical device is provided for insertion into a cavity of a patient to visual the internal membranes of the patient. The medical device can be an endotracheal tube, a suction tube, a bronchoscope, a tube changer, an esophageal tube, an intubating tube, an esophageal tube in combination with a separate intubating tube, a device for manipulating the position of the epiglottis of the patient, a stylet, or a tube insertable into the vagina of the patient. The medical device has a camera lumen having a sealed window at one end thereof attached thereto, and a separate camera which is insertable into the camera lumen and is removable from the camera lumen. The camera is used to monitor the internal membranes of the patient during the medical procedure. | 1. An assembly comprising: a medical device for insertion into a cavity of a patient, said medical device comprising:a wall having a proximal end and a distal end, and a passageway extending between said proximal and distal ends;a camera lumen having a sealed window at one end thereof said camera lumen attached to said wall of said medical device, and said sealed window being proximate to said distal end of said wall; anda separate camera insertable into said camera lumen, said camera being removable from said camera lumen. 2-7. (canceled) 8. The assembly of claim 1, wherein said medical device is a suction tube for use in suctioning the cavity of the patient; said distal end of said wall having a series of perforations therethrough. 9. The assembly of claim 8, wherein said suction tube is curved along its length. 10. The assembly of claim 9, further including a connector provided at said proximal end of said suction tube, said connector having two ports. 11. The assembly of claim 1, wherein said medical device is a bronchoscope for use in intubating the patient. 12. The assembly of claim 1, wherein said medical device is a tube changer used for changing one endotracheal tube for another endotracheal tube, said wall of said tube changer having graduation marks thereon. 13. The assembly of claim 12, further including a connector attached to said proximal end of said wall, said connector being capable of being connected to a ventilator. 14. The assembly of claim 12, wherein said camera lumen is slidably connected to said tube changer. 15. The assembly of claim 1, wherein said medical device is a tube insertable into the vagina of a patient. 16. The assembly of claim 1, wherein said medical device comprises an esophageal tube for use in monitoring breath sounds of the patient, said esophageal tube formed of said wall, and a separate intubating tube connected to said esophageal tube, said intubating tube for use in intubating the patient using an endotracheal tube, said intubating tube formed of a wall having a passageway therethrough. 17. The assembly of claim 16, wherein said wall of esophageal tube has first and second arcuate portions connected to each other by curved end portions, said wall of esophageal tube having an open proximal end providing a proximal inlet opening, said wall of esophageal tube having a generally conical end portion having an aperture therethrough provided at a distal end of said wall, said passageway of esophageal tube extending through said wall of esophageal tube and through the conical end portion, said aperture being in communication with said passageway of esophageal tube. 18. The assembly of claim 16, wherein said esophageal tube is curved along its length, and said intubating tube is curved along its length. 19. The assembly of claim 16, further including a slot through said wall of said intubating tube which is in fluid communication with said passageway of said intubating tube, said slot extending fr... |  | A61M016/04 A61B001/04 A61B001/015 A61B005/00 A61M025/01 A61B001/303 A61B007/00 A61B001/06 A61B001/00 A61B001/267
US10117597 | B2 | 2018-11-06 | Apparatus, methods and articles for four dimensional (4D) flow magnetic resonance imaging using coherency identification for magnetic resonance imaging flow data | 2015-01-16 | An MRI image processing and analysis system may identify instances of structure in MRI flow data, e.g., coherency, derive contours and/or clinical markers based on the identified structures. The system may be remotely located from one or more MRI acquisition systems, and perform: perform error detection and/or correction on MRI data sets (e.g., phase error correction, phase aliasing, signal unwrapping, and/or on other artifacts); segmentation; visualization of flow (e.g., velocity, arterial versus venous flow, shunts) superimposed on anatomical structure, quantification; verification; and/or generation of patient specific 4-D flow protocols. An asynchronous command and imaging pipeline allows remote image processing and analysis in a timely and secure manner even with complicated or large 4-D flow MRI data sets. | 1. A method of operation for use with magnetic resonance imaging (MRI) based medical imaging systems, the method comprising: receiving a set of MRI data by at least one processor-based device, the set of MRI data comprising respective anatomical structure and blood flow information for each of a plurality of voxels;identifying one or more instances of structure in the set of MRI flow data by at least one processor-based device, wherein identifying one or more instances of structure in the set of MRI flow data comprises identifying one or more instances of coherency in the set of MRI flow data; andderiving contours in the set of MRI flow data based on the identified one or more instances of structure in the set of MRI flow data by at least one processor-based device. 2. The method of claim 1 wherein identifying one or more instances of coherency in the set of MRI flow data comprises identifying one or more instances of directional coherency in the set of MRI flow data. 3. The method of claim 1 wherein identifying one or more instances of coherency in the set of MRI flow data comprises identifying one or more instances of directional pathline or structural coherency in the set of MRI flow data. 4. The method of claim 1 wherein identifying one or more instances of coherency in the set of MRI flow data comprises identifying one or more instances of Discrete Fourier Transform (DFT) component coherency in the set of MRI flow data. 5. The method of claim 1 wherein identifying one or more instances of coherency in the set of MRI flow data comprises identifying one or more instances of acceleration coherency in the set of MRI flow data. 6. The method of claim 1, further comprising: identifying one or more instances of clinical markers in the set of MRI flow data, by the at least one processor, based on the identified one or more instances of structure in the set of MRI flow data. 7. The method of claim 6 wherein identifying one or more instances of clinical markers in the set of MRI flow data comprises identifying one or more instances of anatomical markers and/or temporal markers in the set of MRI flow data. 8. The method of claim 6 wherein identifying one or more instances of clinical markers in the set of MRI flow data comprises identifying one or more instances of aneurysms, stenosis, or plaque in the set of MRI flow data. 9. The method of claim 6 wherein identifying one or more instances of clinical markers in the set of MRI flow data comprises identifying one or more pressure gradients in the set of MRI flow data. 10. The method of claim 6 wherein identifying one or more instances of clinical markers in the set of MRI flow data comprises identifying one or more instances of anatomical landmarks of a heart in the set of MRI flow data. 11. The method of claim 1 wherein deriving contours in the set of MRI flow data based on the identified one or more instances of structure in the set of MRI flow data comprises deriving contours in the set of ... | ARTERYS INC. | G06K009/00 A61B005/055 A61B005/00 A61B005/02 A61B005/026 G06F019/00 G01R033/563 G01R033/565 A61B005/021 G06T007/12 G06T007/168 G06T007/174 A61B005/08 G01R033/56
US09504410 | B2 | 2016-11-29 | Band-like garment for physiological monitoring | 2006-10-24 | This invention provides a physiological monitoring garment having a band-like configuration and incorporating respiratory, cardiac and temperature sensors. The garment is designed so that it is easily constructed from a few number of separate elements, and so that one garment design can be adjusted to subjects of a range of sizes and shapes. The design is further adapted to require little on no wearer effort during donning or wearer attention during use. | 1. A physiological monitoring garment comprising: an active portion comprising: a backbone fabric material; anda respiratory inductive plethysmographic band carried by the backbone material, the respiratory inductive plethysmographic band comprising: a first respiratory inductive plethysmographic conductor having a length;a lead formed from a second respiratory inductive plethysmographic conductor positioned laterally from the first respiratory inductive plethysmographic conductor along the length;one or more flexible conductive fabric strips, each of the respective one or more flexible conductive fabric strips forming an ECG electrode and being attached to the backbone material, the one or more ECG electrodes being electrically connected to the lead such that the lead is configured to carry ECG electrode signals; andone or more accessory leads, and wherein at least one of the one or more ECG electrodes is linked to at least one of the one or more accessory leads. 2. The garment of claim 1 wherein at least one of the one or more ECG electrodes further comprises an elastic and foam-like material that is adapted to urge the conductive fabric against a subject's skin. 3. The garment of claim 1 further comprising a skin temperature sensor linked to the accessory conductors of the respiratory inductive plethysmographic band. 4. The garment of claim 1 further comprising an adjustment section attached to ends of the active portion for snugly fitting the garment about a subject. 5. The garment of claim 1 wherein the adjustment section further comprises a tensioning belt adapted to link the active portion to encircle a wearer's torso. 6. The garment of claim 1 further comprising an adjustable over-the-shoulder strap. 7. The garment of claim 6 wherein the over-the-shoulder strap is linked to the garment by one or more buckles. 8. The garment of claim 7 wherein the over-the-shoulder strap is linked to at least one of the one or more buckles so as to permit angular motion of the over-the-shoulder strap with respect to the at least one buckle. 9. The garment of claim 7 comprising one buckle, of the one or more buckles, fixedly attached to the backbone material and one buckle, of the one or more buckles, slideably attached to the backbone material. 10. The garment of claim 1 further comprising a pouch attached to the respiratory inductive plethysmographic band. 11. The garment of claim 10, wherein the pouch is configured to hold one or more cardiac sensors. 12. A physiological monitoring garment comprising: an active portion comprising a backbone fabric material folded onto itself so as to form a longitudinal-elongated recess; anda respiratory inductive plethysmographic band arranged in the longitudinal-elongated recess of the backbone material, the respiratory inductive plethysmographic band comprising: a first respiratory inductive plethysmographic conductor having a length;a lead formed from a second respiratory inductive plethysmographic conduct... | adidas AG | A61B005/04 A61B005/113 A41D013/12 A61B005/0205 A61B005/0408 A61B005/00
US09492284 | B2 | 2016-11-15 | System for sacro-iliac stabilization | 2013-04-05 | Configurations are described for conducting minimally invasive medical interventions utilizing elongate instruments and assemblies thereof to stabilize and/or fixate a sacro-iliac joint. In one embodiment, a tool assembly may be advanced from a posterior approach into the SI junction and configured to create a defect defined at least in part by portions of both the sacrum and the ilium, the defect having a three dimensional shape defined in part by at least one noncircular cross sectional shape in a plane substantially perpendicular to the longitudinal axis of the tool assembly. After a defect is created, the tool assembly may be retracted and a prosthesis deployed into the defect. | 1. A system for stabilizing an SI joint, comprising: a. a defect-creating tool assembly configured to be advanced from a posterior approach into an SI junction defined between sacrum and ilium structures of a patient, the tool assembly being configured to create a defect defined at least in part by portions of both the sacrum and the ilium, the defect having a three dimensional shape defined in part by at least one noncircular cross sectional shape in a plane substantially perpendicular to the longitudinal axis of the tool assembly, the noncircular cross sectional shape comprising two lobes connected by a midportion; andb. a prosthesis having an outer geometry configured to substantially match the noncircular cross sectional shape of the defect created by the tool assembly. 2. The system of claim 1, wherein the tool assembly comprises one or more coring devices configured to dislodge and remove one or more portions of the sacrum, ilium, or both. 3. The system of claim 1, further comprising a tool assembly advancing device selected from the group consisting of a hammer, a drill, a solenoid, and a piston. 4. The system of claim 1, further comprising an image capture device configured to intraoperatively capture images of the tool assembly relative to portions of the sacrum and ilium. 5. The system of claim 4, wherein the image capture device is selected from the group consisting of a fluoroscope, a CT system, an ultrasound system, a radiography system, and a magnetic resonance imaging system. 6. The system of claim 1, further comprising a fixation catalyst configured to fit into the defect along with the prosthesis, the catalyst selected from the group consisting of: demineralized bone matrix, autograft bone material, allograft bone material, polymethylmethacrylate, calcium-based bone void filler material, and bone morphogenic protein. 7. The system of claim 6, wherein a bone morphogenic protein is selected from the group consisting of BMP-1, BMP-7, and OP-1. 8. The system of claim 1, wherein the at least one noncircular cross sectional shape further comprises one or more leg portions extending away from the noncircular cross sectional shape. 9. The system of claim 8, wherein one or more of the leg portions comprise a shape selected from the group consisting of a straight leg, an arcuate leg, and a multisegmented leg. 10. The system of claim 1, wherein the tool assembly is configured to create a defect shape which varies in cross section relative to the longitudinal axis of the tool assembly. 11. The system of claim 10, wherein the tool assembly is configured to create a defect having a proximal cross sectional shape which is greater in area than a corresponding distal cross sectional shape. 12. The system of claim 1, wherein the lobes are circular. 13. The system of claim 1, wherein the prosthesis comprises two lobed portions connected by a midportion. 14. The system of claim 13, wherein the midportion of the prosthesis is inversely t... | Tenon Medical, Inc. | A61F002/44 A61B017/16 A61B017/70 A61B005/055 A61B005/06 A61B006/03 A61B006/00 A61B008/08 A61B017/88 A61F002/30
US09486141 | B2 | 2016-11-08 | Identification of dental caries in live video images | 2011-08-09 | A method for identification of caries, executed at least in part on data processing hardware, captures a plurality of blocks of digital tooth images, each block of tooth images comprising a fluorescence image and one or more reflectance images. At least one registered fluorescence image is generated from the fluorescence image and the one or more reflectance images. A combined image is generated using each of the one or more reflectance images and the at least one registered fluorescence image. | 1. A method for generating live video images of a dental object, executed at least in part on data processing hardware, the method comprising: obtaining real-time video images of a dental object;dividing the real-time video images of the dental object into a plurality of blocks of temporal sequenced successive digital images of the dental object, at least one block comprising a fluorescence image and more than one sequenced reflectance images;generating at least one registered fluorescence image from the fluorescence image and one or more reflectance images; andgenerating a combined image using each of the one or more reflectance images and the at least one registered fluorescence image. 2. The method of claim 1, wherein generating the at least one registered fluorescence image further comprises generating an affine transformation matrix for each of the more than one temporally sequenced reflectance images, wherein the affine transformation is subsequently used to generate the at least one registered fluorescence image. 3. The method of claim 2, wherein generating the affine transformation matrix comprises generating a transformation matrix between any two neighboring images. 4. The method of claim 3, wherein generating the transformation matrix comprises generating two edge images from the two neighboring images and utilizing an iterative closest point-based registration algorithm. 5. The method of claim 4 further comprising generating a tooth edge mask according to a ratio between green channel and red channel in one of the two neighboring images. 6. The method of claim 4, wherein the two edge images are generated using Canny edge detector. 7. The method of claim 4 further comprising generating two shifted edge images using a motion search-based coarse registration method. 8. The method of claim 4 further comprising generating two modified edge images using a motion search-based coarse registration method. 9. The method of claim 1 further comprising displaying the generated combined images as live video. 10. The method of claim 1 further comprising detecting caries in the generated combined image. 11. The method of claim 10 further comprising displaying the detected caries as highlights on live video of the generated combined image, the at least one registered fluorescence image, or the one or more reflectance images. 12. The method of claim 1, wherein the number of the more than one temporally sequenced reflectance images is between 3 and 6. 13. The method of claim 1, wherein generating the at least one registered fluorescence image is performed through image warping process. 14. The method of claim 1 wherein at least one of the one or more reflectance images is a white light image. 15. The method of claim 1, wherein the one or more reflectance images precede the fluorescence image. 16. The method of claim 1, wherein the one or more reflectance images follow the fluorescence image. 17. The method of claim 16, wherein additional... | Carestream Health, Inc. | A61B005/00 G06T003/00 G06T007/00
US09491796 | B2 | 2016-11-08 | Methods and systems for providing multiple access within a network | 2013-01-22 | Methods and systems for media access control allow master and slave nodes of a network to communicate using the same carrier while avoiding collisions of transmissions. At least one slave node is an implantable device. Master nodes initiate all data exchange sequences, and slave nodes are responsive to the data exchange sequences. The exchange sequences begin by master nodes contending for use of the carrier through a countdown procedure. A set order of communications occurs between a master node who won the contention and a slave node being communicated with by the master node to transfer a data frame. Contention is then repeated to determine the next master node that is allowed to transfer a data frame. New master nodes entering the network employ a discovery process to poll for existing devices in the network. | 1. A method of communicating between a first master node and a first slave node, wherein contention for a carrier of a network medium occurs between a plurality of master nodes, comprising: determining at the first master node, whether to send or receive data;at the first master node, gaining use of the carrier; and sending, from the first master node, a request to send message when the first master node determines to send data to the first slave node, and a request for request to send message when the first master node determines to receive data from the first slave node,wherein the request for request to send message requests another node to send data, andwherein a sent message includes an access code;at the first slave node, receiving the request for request to send message having an access code, and determining whether the access code of the request for request to send message corresponds to the first slave node;after determining that the access code of the request for request to send message does correspond to the first slave node, sending a request to send message from the first slave node;at the first master node, upon receiving the request to send message, sending a clear to send message from the first master node;at the first slave node, upon receiving the clear to send message, sending a data send message from the first slave node, wherein the data send message contains data for use by the first master node;at the first master node, after receiving the data send message, sending an acknowledge message; andat the first slave node, receiving the acknowledge message;wherein the first slave node is an implantable device. 2. The method of claim 1, further comprising: after receiving the clear to send message, detecting at the first slave node whether multiple frames of data are to be sent; andwhen multiple frames of data are to be sent, then sending a data send message that indicates that additional frames of data are to be sent. 3. The method of claim 1, further comprising discarding at the first slave node data sent in the data send message after receiving the acknowledge message. 4. The method of claim 3, further comprising saving at the first slave node data sent in the data send message for transmission in response to receiving a next request for request to send message if the acknowledge message is not received within a timeout. 5. A method of communicating between a first master node and a first slave node, wherein the first slave node is an implantable device, and wherein contention for a carrier of a network medium occurs between a plurality of master nodes, the method comprising: determining at the first master node, whether to send or receive data;at the first master node, gaining use of the carrier; andbroadcasting, from the first master node, a request to send message with a universal access code when the first master node determines to send data, or a request for request to send message when the first master node determines... | Cardiac Pacemakers, Inc. | H04W084/20 H04W008/00 A61B005/00
US10013870 | B2 | 2018-07-03 | Activation method of an alarm for risk of aggression to a user and a device implementing said method | 2015-01-27 | An alarm method for risk of aggression to a user is disclosed. The method includes collecting information on the user's heart reaction to physical efforts; collecting information on the level of bradycardia or tachycardia of the user; determining reference values relating to the user's heart rate beyond which the alarm has to be activated, measuring parameters relating to the user's heart rate; and activating the alarm every time the measured parameters exceed the reference values. A portable alarm device implementing the method includes: a heart rate meter; a control unit; a memory circuit; a program computer product executed by the control unit in order to collect the information on the user and determine the reference values relating to the user's heart rate beyond which the alarm has to be activated; and alarm means for the rescue request. | 1. An activation method of an alarm for risk of aggression to a user comprising: collecting information on the user's heart reaction to physical efforts;collecting information on the level of bradycardia or tachycardia of the user;determining one or more reference values relating to the user's heart rate beyond which said alarm has to be activated, said one or more reference values being determined on the basis of said information on the user's heart reaction to physical efforts and/or the bradycardia or tachycardia level of the user;measuring one or more parameters relating to the user's heart rate wherein said one or more parameters relating to the user's heart rate is/are measured by at least one heart rate meter; andactivating said alarm, wherein said alarm is controlled by at least one control unit, every time one or more of said measured parameters exceeds said reference values and said control unit is not operatively connected to said heart rate meter for a second predetermined time interval after said one or more measured parameters exceed said reference values. 2. The method of claim 1, wherein said one or more reference values comprise a value of the maximum heart rate, said measured parameters comprising the user's heart rate. 3. The method of claim 2, wherein said value of the maximum heart rate is calculated by subtracting the user's age from a predetermined medical value of heart rate. 4. The method of claim 2, wherein said value of the maximum heart rate is calculated by subtracting a first correction value of the heart rate from a predetermined medical value of heart rate, said first correction value being proportional to an index of bradycardia. 5. The method of claim 2, wherein said value of the maximum heart rate is calculated by adding a second correction value of the heart rate to a predetermined medical value of heart rate, said second correction value being proportional to an index of tachycardia. 6. The method of claim 1, wherein said reference values comprise the variation of heart rate in a predetermined time interval, and said measured parameters comprise the variation of user's heart rate in said predetermined time interval. 7. The method of claim 1, wherein said step of collecting information on the user's heart reaction to physical efforts occurs by measuring the user's heart rate at regular time intervals during a walk at a cracking pace for a predetermined duration. 8. The method of claim 1, wherein said step of collecting information on the level of bradycardia or tachycardia of the user occurs by measuring the user's heart rate at regular time intervals for a predetermined period of life of the user. 9. The method of claim 1, wherein further comprising a step of continuously collecting and analyzing information of one or more user's heart parameters during the usual everyday life of the user. 10. The method of claim 9, wherein said one or more reference values are continuously determined and/or updated o... | DARES TECHNOLOGIES S.R.L. | G08B001/08 G08B025/01 G08B021/02 G08B029/24 A61B005/00 A61B005/024 A61B005/0464 G08B025/00
US09483866 | B2 | 2016-11-01 | User interface for efficiently displaying relevant OCT imaging data | 2014-04-04 | The present invention is an OCT imaging system user interface for efficiently providing relevant image displays to the user. These displays are used during image acquisition to align patients and verify acquisition image quality. During image analysis, these displays indicate positional relationships between displayed data images, automatically display suspicious analysis, automatically display diagnostic data, simultaneously display similar data from multiple visits, improve access to archived data, and provide other improvements for efficient data presentation of relevant information. | 1. A method for propagating modifications to a segmentation of optical coherence tomography (OCT) volume data comprising: a. acquiring OCT volume data;b. initially segmenting the data to identify a surface within the OCT volume;c. displaying a first slice of the OCT volume data which includes at least a portion of the surface defined by the initial segmentation;d. accepting user modifications of the surface at one or more points with respect to the displayed first slice, said user modifications overriding the initial segmentation;e. automatically modifying additional portions of the initial segmentation over a propagation zone containing additional portions of the volume data based on the user modifications to the first slice thereby providing a more accurate overall segmentation;f. displaying or storing the results of the modified segmentation or a further analysis thereof. 2. A method as recited in claim 1, wherein the OCT volume is acquired from a storage archive or system memory. 3. A method as recited in claim 1, wherein the propagation zone is defined based on the extent of user modifications. 4. A method as recited in claim 1, further comprising: deriving a confidence map containing a segmentation confidence at each point of the initial segmentation. 5. A method as recited in claim 1, wherein the propagation zone is defined based on scan parameters. 6. A method as recited in claim 1, further comprising smoothing the modified segmentation to remove any edges. 7. A method as recited in claim 1, further comprising segmenting the data to identify a second surface within the volume, wherein the displayed first image slice includes at least a portion of the second surface, and accepting user modifications of the second surface at one or more points with respect to the displayed first slice. 8. A method as recited in claim 7, wherein the segmentation result being modified can be automatically selected based on the location of the user modified points. 9. A method for propagating modifications to a segmentation of optical coherence tomography (OCT) volume data comprising: a. acquiring OCT volume data;b. segmenting the data to identify a surface within the OCT volume;c. displaying a first slice of the OCT volume data which includes at least a portion of the surface;d. accepting user modifications of the surface at one or more points with respect to the displayed first slice;e. automatically modifying the segmentation over a propagation zone containing additional portions of the volume data based on the user modifications to the first slice;f. deriving a confidence map containing a segmentation confidence at each point of the segmentation, wherein the propagation zone is defined using the confidence map; andg. displaying or storing the results of the modified segmentation or a further analysis thereof. 10. A method as recited in claim 4, wherein the automatic modification includes interpolation of segmentation results from the user modified... | CARL ZEISS MEDITEC, INC. | G06T015/08 G06F019/00 G06T019/00 A61B003/00 A61B003/10 A61B005/00
US09492578 | B2 | 2016-11-15 | Reconfigurable surfaces for information security and protection of physical biometrics | 2013-05-09 | Surfaces for information security and protection of physical biometrics, such as a fingerprint, is described. Such biometric information recording surface includes a plurality of raised structures that can reproduce a biometric information when a body part containing the biometric information is applied to the biometric metric information recording surface. The reproduced biometric information can be completely removed by applying a liquid to the plurality of raised structures without need to apply an external physical contact. | 1. A method of removing imprinted biometrics information from surfaces comprising: providing a biometric information recording surface comprising a plurality of raised structures,reproducing a biometric information on the plurality of raised structures by applying a pressure from a part of a body containing the biometric information to the biometric information recording surface, andremoving the biometric information by applying a liquid to the plurality of raised structures without a need of applying an external physical contact. 2. The method of claim 1, wherein the plurality of raised structures are clustered. 3. The method of claim 1, wherein the plurality of raised structures comprise a polymer. 4. The method of claim 1, wherein the plurality of raised structures comprise polydimethylsiloxane or polypropylene. 5. The method of claim 1, wherein the biometric information is recorded after reproduction. 6. The method of claim 1, wherein the liquid is a disinfecting liquid. 7. The method of claim 2, wherein said applying a liquid includes wicking the liquid between the plurality of raised structures to form unclustered plurality of raised structures. 8. The method of claim 1, wherein said removing the biometric information includes drying the liquid to form randomly clustered plurality of raised structures. 9. The method of claim 1, wherein biometric information recording surface is provided on an optical reader. 10. The method of claim 9, wherein the optical reader is transparent. 11. The method of claim 1, wherein the biometric information is a fingerprint. 12. The method of claim 11, wherein the biometric information recording surface is a surface of a fingerprint reader in high-traffic security area. 13. The method of claim 1, wherein the biometric information according surface is a surface of a personal number identification pad. 14. The method of claim 1, wherein the biometric information recording surface is a surface of a safe. 15. The method of claim 1, wherein the biometric information recording surface is a surface of a car door lock. 16. The method of claim 1, wherein the biometric information recording surface is a surface of a touch screen device. 17. A biometric information identification device, comprising: a biometric information reading optical reader;a biometric information recording surface comprising a plurality of raised structures that is capable of reproducing a biometric information on the plurality of raised structures by application of a pressure from a part of a body containing the biometric information to the biometric information recording surface; anda liquid that is capable of removing the biometric information by applying the liquid to the plurality of raised structures without a need of applying an external physical contact. 18. The biometric information identification device of claim 17, wherein the plurality of raised structures are clustered. 19. The biometric information identification devi... | President and Fellows of Harvard College | G06K009/74 A61L002/18 A61B005/117 G06K009/00 C11D007/26 C11D011/00 G01B011/24
US09496229 | B2 | 2016-11-15 | Transient electronic devices comprising inorganic or hybrid inorganic and organic substrates and encapsulates | 2014-04-11 | The invention provides transient devices, including active and passive devices that physically, chemically and/or electrically transform upon application of at least one internal and/or external stimulus. Incorporation of degradable device components, degradable substrates and/or degradable encapsulating materials each having a programmable, controllable and/or selectable degradation rate provides a means of transforming the device. In some embodiments, for example, transient devices of the invention combine degradable high performance single crystalline inorganic materials with selectively removable substrates and/or encapsulants. | 1. A transient electronic device comprising: a substrate;one or more active or passive electronic device components supported by said substrate; wherein said active or passive electronic device components independently comprise a selectively transformable material; andan encapsulant layer at least partially encapsulating said one or more active or passive electronic device components;wherein said substrate, said encapsulant layer or both independently comprise a selectively removable inorganic material responsive to an external or internal stimulus; wherein at least partial removal of said substrate, said encapsulant layer or both in response to said external or internal stimulus initiates at least partial transformation of said one or more active or passive electronic device components providing a programmable transformation of the transient electronic device in response to said external or internal stimulus at a pre-selected time or at a pre-selected rate, wherein said programmable transformation provides a change in function of the transient electronic device from a first condition to a second condition. 2. The device of claim 1, wherein said one or more active or passive electronic device components comprise one or more inorganic semiconductor components, one or more metallic conductor components or one or more inorganic semiconductor components and one or more metallic conductor components. 3. The device of claim 2, wherein said one or more inorganic semiconductor components comprise a polycrystalline semiconductor material, single crystalline semiconductor material or a doped polycrystalline or single crystalline semiconductor material, Si, Ga, GaAs, ZnO or any combination of these. 4. The device of claim 2, wherein said one or more metallic conductor components comprise Mg, W, Mo, Fe, Zn or an alloy thereof. 5. The device of claim 2, wherein said one or more inorganic semiconductor components, one or more metallic conductor components or both comprise a component of an electronic device selected from the group consisting of a transistor, a diode, an amplifier, a multiplexer, a light emitting diode, a laser, a photodiode, an integrated circuit, a sensor, a temperature sensor, an electrochemical cell, a thermistor, a heater, a resistive heater, an antenna, a battery, an energy storage system, an actuator, a nanoelectromechanical system or a microelectromechanical system, and an actuator and arrays thereof. 6. The device of claim 1, wherein said substrate, said encapsulant layer or both independently comprise an entirely inorganic structure or a composite inorganic and organic structure. 7. The device of claim 6, wherein said entirely inorganic structure comprises one or more of SiO2, spin-on-glass, Mg, Mg alloys, Fe, W, Zn, Mo, Si, SiGe, Si3N4 and MgO. 8. The device of claim 6, wherein said composite inorganic and organic structure comprises an inorganic layer having a first surface adjacent said active or passive electronic device co... | The Board of Trustees of the University of Illinois | H05K001/02 H05K005/06 H01L021/70 H01L021/56 H01L023/29 H01L023/32 A61B005/00 H01L023/00 H05K013/00 H01L023/06 A61M005/44 G06K019/077 H05K003/22 H05K003/28 H05K001/03
US09486142 | B2 | 2016-11-08 | Medical imaging devices, methods, and systems | 2011-12-13 | Devices, methods, and systems for providing optical imaging to detect and characterize anatomical and/or physiological indicators, such as, rheumatoid arthritis, and devices, methods and systems for computer aided detection and diagnosis of tomographic images. Embodiments for optimizing machine classification of tissue samples are described. Embodiments for using machine classification techniques to classify indicators present in optical tomographic images are described. | 1. A method of classifying, with respect to a predefined disease, an optical tomographic image of a living sample tissue, comprising: scanning light into tissue samples and capturing trans-illumination data from the tissue samples;using optical tomographic imaging to generate a first set of images of the tissue samples from the trans-illumination data, including diseased tissue samples having the predefined disease and healthy tissue samples not having the predefined disease;extracting, from the first set of images, a plurality of features selected from the group consisting of volumetric features and projection dependent features, the features representing optical properties of a sample tissue;statistically analyzing each of the features and selecting responsively to a result of the statistically analyzing, a subset of the features that provides greater predictive accuracy as to the presence of the disease than other features when applied to a predefined classifier;scanning light into further tissue samples and capturing further trans-illumination data from the further tissue samples;using optical tomographic imaging to generate a second set of images of the further tissue samples from the further trans-illumination data; andusing the subset of features with the predefined classifier to classify the further tissue samples as having the having the predefined disease or not having the predefined disease based on the second set of images,wherein the images in the first and second sets include, for each tissue sample, multiple structured images combined into a planar image from which the at least one of the features is extracted. 2. The method of claim 1, wherein the statistically analyzing includes applying an evolution algorithm in which an initial feature combination is chosen as the first generation parents; all possible mutants are generated by adding, dropping, or replacing one feature from the parent combination; of all the mutants and their parent, the combination with the highest Youden index become the parent in next generation; and repeating until the Youden index stops improving. 3. The method of claim 1, further comprising reconstructing at least one image of optical parameters of the tissue. 4. The method of claim 3, wherein the reconstructing includes reconstructing raw absorption and scattering data as at least one three-dimensional image of absorption and scattering coefficients in the tissue. 5. The method of claim 4, wherein the reconstructing of the three-dimensional image of absorption and scattering coefficients in the tissue includes a prediction model of transmission data exiting from the tissue. 6. The method of claim 5, wherein the prediction model of transmission data includes solving at least one frequency-domain equation of radiative transfer. 7. The method of claim 6, wherein the solution of at least one frequency-domain equation of radiative transfer includes establishing at least one partially-reflective boundary... | THE TRUSTEES OF COLUMBIA UNIVERSITY IN THE CITY OF NEW YORK | G06K009/00 A61B005/00 G06K009/62 G06T007/00 A61B006/00 A61B005/05
US09743866 | B2 | 2017-08-29 | Method and apparatus for providing dynamic multi-stage signal amplification in a medical device | 2016-07-13 | Methods and apparatus for providing multi-stage signal amplification in a medical telemetry system are provided. | 1. An apparatus, comprising: an analyte sensor having a portion in fluid contact with bodily fluid under a skin surface to monitor an analyte level in the bodily fluid;a processor operatively coupled to the analyte sensor; anda memory operatively coupled to the processor for storing instructions which, when executed by the processor, causes the processor to: receive a first signal having a first signal resolution generated by the analyte sensor and associated with the monitored analyte level;receive a second signal having a second signal resolution generated by the analyte sensor and associated with the monitored analyte level;compare the received second signal to a predetermined threshold level; andprocess one of the received first or the second signals based on the comparison of the received second signal to the predetermined threshold level. 2. The apparatus of claim 1, wherein the predetermined threshold level includes approximately 4,000 bits or ADC counts. 3. The apparatus of claim 1, wherein the second signal has a higher resolution compared to the first signal. 4. The apparatus of claim 1, wherein the second signal is processed based on the comparison of the received second signal to the predetermined threshold level when the received second signal does not exceed the predetermined threshold level. 5. The apparatus of claim 1, wherein the first signal is processed based on the comparison of the received second signal to the predetermined threshold level when the received second signal exceeds the predetermined threshold level. 6. The apparatus of claim 1, further comprising a high sensitivity sensor associated with the first signal and a low sensitivity sensor associated with the second signal. 7. The apparatus of claim 6, wherein the high sensitivity sensor is configured for use with a current signal level of up to approximately 150 nA, and wherein the low sensitivity sensor is configured for use with a current signal level of approximately 75 nA. 8. The apparatus of claim 1, wherein the analyte sensor comprises a plurality of electrodes including a working electrode comprising an analyte-responsive enzyme bonded to a polymer disposed on the working electrode. 9. The apparatus of claim 8, wherein the working electrode comprises a mediator crosslinked with the polymer disposed on the working electrode. 10. The apparatus of claim 1, wherein the analyte sensor comprises a plurality of electrodes including a working electrode comprising a mediator bonded to a polymer disposed on the working electrode. 11. A method, comprising: receiving a first signal having a first signal resolution and associated with a monitored analyte level, the first signal generated by an analyte sensor having a portion in fluid contact with bodily fluid under a skin surface to monitor an analyte level in the bodily fluid;receiving a second signal having a second signal resolution generated by the analyte sensor and associated with the monitored analyte leve... | Abbott Diabetes Care Inc. | G08B029/00 A61B005/145 A61B005/1486 A61B005/00 A61M005/172
US10299871 | B2 | 2019-05-28 | Automated system and method for hair removal | 2016-07-21 | Automated systems and methods for removing hair from a body surface is provided. The methods and systems are semi- or fully automated. Some of the steps of the methods comprise determining a hair growth phase and selecting hair follicles for depilation based at least in part of the identified hair growth phase. The energy delivery device may be attached to the robotic arm and directed to align with the hair follicle to be depilated. | 1. A method of hair depilation using an automated system, the method comprising: automatically identifying in an image acquired by an imaging device, a location and orientation of unwanted hair follicles in a region of a body surface;automatically measuring and assigning a hair pigmentation value for some or all of the identified unwanted hair follicles;automatically measuring and assigning a skin pigmentation value in the region of the body surface with the identified unwanted hair follicles;based on one or both of the assigned skin pigmentation value and the assigned hair pigmentation value of one or more identified unwanted hair follicles, automatically selecting an energy delivery device from a plurality of energy delivery devices operatively connected to the automated system; andbased on the identified location and orientation of one of the one or more identified hair follicles, automatically directing the selected energy delivery device to position relative to a general direction of a hair shaft of the one of the one or more identified hair follicles. 2. The method of claim 1, comprising operating the energy delivery device to depilate the one of the one or more identified hair follicles. 3. The method of claim 1, wherein the step of automatically directing comprises aligning the energy delivery device with a general direction of a hair shaft or aligning the energy delivery device with a general direction of a beneath a skin portion of the hair shaft of the one of the one or more identified hair follicles. 4. The method of claim 1, wherein automatically selecting the energy delivery device is based on the assigned hair pigmentation values of a plurality of identified unwanted hair follicles. 5. The method of claim 1, comprising repeating the step of selecting the energy delivery device for each individual or a selected group of identified hair follicles. 6. The method of claim 1, comprising repeating the aligning step for each of the one or more identified hair follicles. 7. The method of claim 1, wherein automatically measuring and assigning a skin pigmentation value comprises analyzing a pre-existing data relating to skin pigmentation. 8. The method of claim 1, comprising identifying from the image acquired by the imaging device, among the some or all of the identified unwanted hair follicles, those hair follicles in an anagen hair growth phase. 9. The method of claim 8, wherein identifying those hair follicles in the anagen hair growth phase comprises determining corresponding calibers of the identified hair follicles. 10. An image-guided automated apparatus for hair depilation, comprising: an interface adapted to receive an image data containing images of a body surface; anda processor comprising a set of instructions for executing operation, the set of instructions including instructions for: automatically identifying in an image acquired by an imaging device, a location and orientation of unwanted hair follicles in a region o... | Restoration Robotics, Inc. | A61B017/00 A61B017/34 A61B034/00 A61B034/10 A61B034/20 A61B034/30 A61B034/32 A61B017/3205 A61B005/00 A61B090/00 A61B018/20 A61M037/00 A61B018/00
US09504782 | B2 | 2016-11-29 | Package for hydrophilic medical instruments | 2013-10-01 | A plastic package for hydrophilic articles, in particular for hydrophilically coated medical instruments, is intended to ensure the hydrophilic nature of the enclosed instrument over a long period of time. The package includes at least one receiving compartment with a medical instrument for insertion into body tissue and is characterized in that, after sterilization by radiation, it has a proportion of volatile constituents of ≦0.1 μg/cm2. | 1. A packaging system, comprising: a plastic package comprising at least one receiving compartment with at least one partially hydrophilic medical instrument for insertion into body tissue, characterized in that, after sterilization by radiation, the plastic package has a proportion of volatile constituents of ≦0.1 μg/cm2. 2. The packaging system as claimed in claim 1, characterized in that the medical instrument is chosen from the group consisting of puncturing aids, lancets, medical aids and microneedles. 3. The packaging system as claimed in claim 1, characterized in that the medical instrument comprises a hydrophilic coating at least in some sections. 4. The packaging system as claimed in claim 1, characterized in that the plastic package is made of polyester. 5. The packaging system as claimed in claim 1, characterized in that the package has a wall thickness in the range of 1 to 500 μm. 6. The packaging system as claimed in claim 1, characterized in that the plastic package has a multi-layer structure. 7. The packaging system as claimed in claim 6, characterized in that the innermost layer is a layer of polyester. 8. The packaging system as claimed in claim 1, characterized in that the package encloses a test unit to which body fluid is to be applied. 9. The packaging system as claimed in claim 1, characterized in that the package is sterilized by β radiation. 10. The packaging system as claimed in claim 1, wherein the volatile constituents are constituents of the package that are successively released by the latter and the volatile constituents being characterized and quantified by means of headspace chromatography. 11. The packaging system as claimed in claim 10, wherein: the medical instrument is chosen from the group consisting of puncturing aids, lancets, medical aids and microneedles; andthe medical instrument comprises a hydrophilic coating at least in some sections. 12. The packaging system as claimed in claim 1, wherein the medical instrument is a microneedle with a capillary coated with a hydrophilic coating. 13. A method, comprising: placing at least one partially hydrophilic medical instrument into a compartment of a plastic package;sterilizing by radiation the medical instrument in the plastic package; andwherein the plastic package has a proportion of volatile constituents of ≦0.1 μg/cm2 after said sterilizing by radiation. 14. The method of claim 13, wherein the medical instrument is a microneedle with a capillary coated with a hydrophilic coating. 15. The method of claim 13, wherein the medical instrument includes a hydrophilic coating at least in some sections. 16. The method of claim 13, wherein said sterilizing includes sterilizing by β radiation. 17. The method of claim 13, further comprising: selecting material to produce the plastic package by selecting a material that has a proportion of volatile constituents of ≦0.1 μg/cm2 after said sterilizing; andproducing the plastic package with the material. 18... | Roche Diabetes Care, Inc. | B65D083/10 A61M005/00 A61B005/15 B65B055/12
US10213161 | B2 | 2019-02-26 | Implantable device with an oxygen sensor and a method of operating an implantable device with an oxygen sensor | 2016-05-23 | Embodiments include a method of determining an oxygen content in a bodily tissue or in blood of a human or animal body, wherein a variable representative of oxygen content in the bodily tissue or in the blood is detected at least over one cardiac cycle and is correlated with a contraction state of a heart. Embodiments include a device configured to be inserted into the human or animal body, wherein the device includes at least one sensor unit that detects a signal representative of an oxygen content along a measurement path. Embodiments include a reflector provided on the device, wherein the reflector is arranged in the measurement path between a transmitter and a receiver of the at least one sensor unit to reflect the signal. | 1. A device configured to be inserted into a bodily tissue or in blood of a human or animal body, comprising: at least one permanently implantable sensor unit that detects a signal that represents an oxygen content along a measurement path, wherein said at least one permanently implantable sensor unit comprises a transmitter and a receiver;a reflector provided on the device, wherein said reflector is arranged in the measurement path between the transmitter and the receiver of the at least one permanently implantable sensor unit to reflect the signal; and,a fixation unit, wherein the reflector is arranged on or in said fixation unit configured to permanently fix the device to or in the bodily tissue. 2. The device as claimed in claim 1, further comprising an electrode line, wherein the at least one permanently implantable sensor unit is connected to said electrode line, wherein said electrode line is configured to sense electrical activity of a heart to determine cardiac cycle length, and wherein the signal that represents an oxygen content is determined for one or more of a cardiac cycle and phases of a cardiac cycle. 3. The device as claimed in claim 1, wherein the at least one permanently implantable sensor unit is configured to be coupled to one or more therapeutic implants. 4. The device according to claim 1, further comprising a therapy unit coupled to the at least one permanently implantable sensor unit. 5. The device as claimed in claim 1, further comprising a therapy unit, wherein the at least one permanently implantable sensor unit is part of the therapy unit, and wherein the therapy unit comprises one or more of at least one sensing electrode, a therapeutic stimulation electrode and a defibrillation electrode. 6. The device as claimed in claim 1, wherein the at least one permanently implantable sensor unit detects a pH value. 7. The device as claimed in claim 1, wherein the at least one permanently implantable sensor unit is coupled to a temperature sensor and a heating element. 8. The device as claimed in claim 1, wherein the at least one permanently implantable sensor unit is coupled to one or more of a strain gauge, a pressure sensor, an acceleration sensor and a temperature sensor that is configured to detect a contraction state of bodily tissue in a region of the measurement path. 9. The device as claimed in claim 1, wherein a maximum myocardial oxygen saturation, a minimum myocardial oxygen saturation, and a difference between minimum and maximum myocardial oxygen saturation are determined from the signal that represents an oxygen content, and therefrom an oxygen extraction rate of a heart is derived. 10. The device as claimed in claim 9, wherein the maximum myocardial oxygen saturation, the minimum myocardial oxygen saturation, and the difference between the minimum and the maximum myocardial oxygen saturation are determined over a cardiac cycle, and therefrom a course of the oxygen extraction rate is determined dependen... | Biotronik SE & Co. KG | A61B005/00 A61B005/145 A61B005/01 A61N001/39 A61B005/0245 A61B005/042 A61B005/053 A61B005/11 A61B005/1455 A61B005/1459 A61N001/365
US10631658 | B2 | 2020-04-28 | Mattress | 2015-01-21 | The invention relates to a mattress (110) made of elastic foam or rubber material and comprising individually controllable air chambers (120, 120a) that are inserted in the transverse direction and are equipped with at least one pressure measurement sensor, the pressure in the air chambers (120, 120a) being adjustable based on an algorithm which is used by a control device and which correlates with sleep quality calculations also made by the control device and/or which follows the principle of the changing pressure sensed. The invention also relates to a corresponding method. | 1. A mattress comprising a comfort layer and a support layer, wherein said comfort layer is made of a foam or rubber material, has no air chambers therein, and is non-integral to and is situated over said support layer; wherein said support layer is made of an elastic foam; wherein said support layer comprises a plurality of air chambers and a control device; wherein the said plurality of air chambers are individually controllable air chambers that are embedded within the elastic foam of said support layer in the transverse direction over the width direction of the mattress, have elongated tube shape, and provide support to the mattress; wherein said control device comprises a plurality of pressure measurement sensors and an ergomatic function; wherein the ergomatic function is adapted to a process of modifying a support or pressure profile on a small scale, analyzing a lying profile detected by said pressure measurement sensors connected to said air chambers, calculating a sleep quality that is provided in the form of a number value that is related to variation in user position, comparing the calculated sleep quality to a previous sleep quality to determine whether or not the modification of the said support profile has improved sleep quality, and repeating the process until maximum sleep quality is achieved. 2. The mattress according to claim 1, characterized in that the control device is connected to the Internet. 3. The mattress according to claim 1, characterized by at least one additional pressure measuring device which is arranged in the area of a rest surface of the mattress and is preferably flat, where said pressure measuring device detects mechanical pressure pulses in the form of micro-oscillation, such as those generated by the heartbeat and the breathing of the person on the mattress. 4. The mattress according to claim 1, characterized in that the control device is connected over the Internet with at least one data exchange server. 5. The mattress of claim 1, wherein the control device is arranged inside the support layer of the mattress. 6. The mattress of claim 1, wherein said comfort layer contains sufficient thickness to incorporate a plurality of sensors without interfering the comfort of the user, preferably from 1 to 3 inches in thickness, where the thickness does not exceed 25 percent of the mattress. 7. The mattress of claim 1, wherein the mattress further comprises a module for heating and cooling a liquid, where said module communicates with said control device. 8. The mattress of claim 7, wherein said comfort layer comprises a plurality of sensors and capillary tubes for holding the liquid. 9. The mattress of claim 8, wherein the plurality of sensors are temperature sensors and moisture sensors, where both types of sensors communicate with said control device to regulate the temperature of the mattress by heating or cooling the liquid inside of said capillary tubes. 10. The mattress of claim 1, wherein said comf... | Hans Malzl DESCANSARE SLEEP LAB S.L. | A61B005/00 A47C027/08 A47C027/10 A47C031/12 A47C021/04
US20160324471 | A1 | 2016-11-10 | WARNING DEVICE AGAINST CARDIAC ARREST CAUSED BY ARRHYTHMIA AND SLEEPING MONITORING BAND | 2015-05-08 | A wrist band shaped device which can accurately warn when there is something wrong with heart by reducing interference of noise and by easily detecting heart condition in everyday life. | 1. A band shaped wireless alarm device for detecting cardiac arrest. 2. The device recited in claim 1 wherein, said device can be used as a sleeping monitoring band during sleep. 3. The warning device for detecting cardiac arrest, comprising of: the ray sending part which sends a ray;the receiving part which receives a ray that detects blood flow in wrist when a heart stops;the preprocessor which filters and amplifies noises out of sensor output signals;the comparator which calculates and compares blood flow via bio signals obtained through preprocessor; andthe wireless alarm device which warns dangerous situations by transmitting an alarm by wireless when there is something wrong. 4. A device as recited in claim 3, wherein the preprogrammed information comprises previous cardiac rhythm data of a person of the cardiac monitoring device. |  | A61B005/00 A61B005/026
US20160317063 | A1 | 2016-11-03 | TISSUE MASS INDICATOR DETERMINATION | 2016-05-04 | A method of determining a measure of lean tissue mass for a segment of a subject, the method including, in a processing system, determining at least one impedance value at at least one frequency, the at least one impedance value representing the impedance of the segment, determining a tissue mass impedance parameter value using the at least one impedance value and determining a tissue mass indicator based at least in part on the tissue mass impedance parameter value. | 1) An apparatus for monitoring changes in lean tissue mass, the apparatus including: a signal generator for applying electrical signals to the subject using a first set of electrodes;a sensor for measuring electrical signals across a second set of electrodes applied to the subject;a processing system configured to: cause impedance measurements to be performed by having the signal generator apply electrical signals to a segment of the subject with the sensor measuring electrical signals through the segment of the subject;determine first and second impedance values using an indication of the applied electrical signals and measured electrical signals, the first and second impedance values being measured at different times and representing an impedance of the segment of the subject;determine first and second intracellular resistances using the first and second impedance values;determine a tissue mass indicator using the first and second intracellular resistances; anddisplay a representation of the tissue mass indicator using a display, the tissue mass indicator being indicative of a change in the lean tissue mass of the segment of the subject. 2) The apparatus of claim 1, wherein the processing system is configured to: determine a fluid level indicator using the first and second impedance values; and,display a representation of the fluid level indicator and the tissue mass indicator using the display, the fluid level indicator and tissue mass indicator together being indicative of a change in the lean tissue mass of the segment of the subject. 3) The apparatus of claim 2, wherein the fluid level indicator is indicative of a ratio of intracellular to extracellular resistance. 4) The apparatus of claim 2, wherein the processing system is configured to: determine first and second impedance parameter values using the first and second impedance values; and,determine the fluid level indicator using the first and second impedance parameter values. 5) The apparatus of claim 2, wherein the processing system displays a representation of each of the fluid level indicator and tissue mass indicator relative to a respective normal range, comparison of the fluid level indicator and tissue mass indicator to the normal range being used to assess a severity of a change in lean muscle mass. 6) The apparatus of claim 2, wherein the processing system displays the fluid level indicator in the form of a graph showing changes in a ratio of intracellular to extracellular resistance over time. 7) The apparatus of claim 1, wherein the processing system displays the tissue mass indicator in the form of a graph showing changes in intracellular resistance over time. 8) The apparatus of claim 1, wherein the processing system determines the tissue mass indicator using the equation: Ind=sf(Ri2−Ri1)wherein: Ind is the tissue mass indicator sf is a scaling factorRi1 is a first intracellular resistance; andRi2 is a second intracellular resistance. 9) The apparatus of claim 8, w... |  | A61B005/053 A61B005/00
US09495855 | B2 | 2016-11-15 | Fall detection and reporting technology | 2015-05-18 | Fall detection and reporting technology, in which output from at least one sensor configured to sense, in a room of a building, activity associated with a patient falling is monitored and a determination is made to capture one or more images of the room based on the monitoring. An image of the room is captured with a camera positioned to include the patient within a field of view of the camera and the captured image of the room is analyzed to detect a state of the patient at a time of capturing the image. A potential fall event for the patient is determined based on the detected state of the patient and a message indicating the potential fall event for the patient is sent based on the determination of the potential fall event for the patient. Techniques are also described for fall detection and reporting using an on-body sensing device. | 1. A method comprising: monitoring output from at least one sensor configured to sense activity associated with a fall;based on the monitoring of output from the at least one sensor, determining to capture one or more images of an area associated with the at least one sensor;based on the determination to capture one or more images of the area associated with the at least one sensor, capturing, with a camera, an image of the area associated with the at least one sensor;detecting, in the captured image, a state of a person included in the captured image;determining, based on the detected state of the person, a potential fall event in the area associated with the at least one sensor; andbased on the determination of the potential fall event, sending, by a communication device and to a device associated with the person involved in the potential fall event, a message that indicates the potential fall event and provides the person with an opportunity to cancel the potential fall event. 2. The method of claim 1, further comprising: determining that the person has not cancelled the potential fall event within a threshold period of time; andbased on determining that the person has not cancelled the potential fall event within the threshold period of time, sending a message to a monitoring server indicating the potential fall event. 3. The method of claim 1, further comprising: receiving, from the person, an indication to cancel the potential fall event; andbased on receiving the indication to cancel the potential fall event, determining an overall activity of the person between detecting the potential fall event and receiving the indication to cancel the potential fall event. 4. The method of claim 3, further comprising: determining that the overall activity of the person is above a threshold level of activity; andbased on determining that the overall activity of the person is above the threshold level of activity, signaling that the potential fall event was detection of a false fall. 5. The method of claim 3, further comprising: determining that the overall activity of the person is below a threshold level of activity; andbased on determining that the overall activity of the person is below the threshold level of activity, determining an orientation of the person. 6. The method of claim 5, further comprising: determining that the determined orientation of the person is upright; andbased on determining that the determined orientation of the person is upright, signaling that the potential fall event was detection of a minor fall. 7. The method of claim 5, further comprising: determining that the determined orientation of the person is not upright; andbased on determining that the determined orientation of the person is not upright, sending another message to the person that provides the person with another opportunity to cancel the potential fall event. 8. The method of claim 7, further comprising: determining that the person has not cancelled the p... | Alarm.com Incorporated | G06K009/00 G08B021/02 A61B005/11 G08B021/04 H04N009/47 A61B005/103 A61B005/00
US10299684 | B2 | 2019-05-28 | User interface for photonic tools and electromagnetic tracking guided bronchoscope | 2014-12-17 | A system and method to support exploring the interior of an object. The system 100, 200 includes a graphical user interface generator (GG) to generate a graphical user interface (GUI). The graphical user interface (GUI) includes an indicator (NC) of a current position of an interventional tool (IT) inside an object (OB). There is also an exploratory indictor (PC) to indicate material composition and/or type that surrounds the tool's tip (TP) at a current position in the object (OB). The exploratory indicator (PC) includes a pointer element for a current reading against a dial element for a range of possible values. | 1. A system for exploration of an interior of an object, comprising: an interventional tool having a tip portion for introduction into the object;navigation equipment configured to produce current positional information indicative of a current position of the tip inside the object whilst the tool resides in the object;a probe for introduction into the object, configured to receive non-ionizing radiation reflected off the interior of the object;a spectral analyzer configured to analyze a spectrum of the received radiation into exploratory information about material composition and/or tissue structure of the object's interior at or around the current tip position of the interventional tool, wherein the exploratory information comprises at least one measurement value for a material type present at or around the current tip position of the interventional tool and/or a scattering measurement value for an amount of scattering as per the received radiation;a graphical user interface generator configured to produce a graphics display on a display unit including, when displayed:i) at least one exploratory information indicator for the scatter measurement value or for the material type measurement value or for a value derived from either or both of said measurement values, the exploratory information indicator comprising a) a pointer element configured to indicate a current reading of at least one of the measurement value or of a current reading of the derived value and b) a dial element configured to indicate a range of values, with the pointer element being displayed against the dial element; andii) a position indicator for the current positional information of the tip's position in the interior;and the system further comprising:the display unit for displaying the graphics display when the system is use. 2. The system of claim 1, wherein the spectral analyzer is configured to discriminate the material measurement value into amounts of any one of a first material type and a second material type, wherein the graphics display generated by the graphical user interface generator includes three discrete exploratory information indicators, each dedicated to the amounts of the first and second material types and the scattering value, respectively. 3. The system of claim 1, wherein the spectral analyzer is configured to discriminate the material measurement value into amounts of any one of a first material type and a second material type, wherein the spectral analyzer is configured to combine the scattering value and the measured amounts for the first and second material types into a single super value, wherein the least one exploratory information indicator is for indicating said single super value. 4. The system of claim 1, wherein the derived value is a probability value that relates to the probability of a first material type being in one of at least two states. 5. The system of claim 2, wherein the measurement value relates to the amount of the first or ... | KONINKLIJKE PHILIPS N.V. | A61B005/00 A61B001/267 A61B005/06 A61B034/00 A61B090/00 A61B010/02 A61B017/00 A61B034/20 A61B008/08
US10292651 | B2 | 2019-05-21 | Helmet having a cumulative concussion indicator | 2015-05-12 | Embodiments include methods, systems and computer program products for monitoring a user of a helmet for cumulative concussions. Aspects include monitoring one or more sensors in the helmet and receiving an output from the one or more sensors corresponding to an impact experienced by the helmet. Aspects also include calculating a cumulative concussion score based on the output of the one or more sensors and displaying an indication of the cumulative concussion score via an indicator on the helmet. | 1. A computer program product for monitoring a user of a helmet for cumulative concussions, the computer program product comprising: a non-transitory storage medium readable by a processing circuit and storing instructions for execution by the processing circuit for performing a method comprising:monitoring one or more sensors in the helmet;receiving, by a processor in the helmet, an output from the one or more sensors corresponding to an impact experienced by the helmet;determining, by the processor in the helmet, whether the impact is a severe impact by comparing the output of the one or more sensors with one or more thresholds that are based on a medical history of the user;based on a determination that the impact experienced by the helmet is a severe impact, transmitting, by the helmet to a separate processing system, an alert that the user of the helmet may have suffered a traumatic brain injury;calculating, by the processor in the helmet, a cumulative concussion score by summing the output of the one or more sensors corresponding to impacts that are determined to be non-severe; andperiodically transmitting the cumulative concussion by the helmet to the separate processing system;displaying an indication of the cumulative concussion score via an indicator on the helmet; anddisplaying, on the separate processing system, a virtual world display of a game including an avatar representing the user of the helmet in which a movement of the avatar becomes slower as the cumulative concussion score of the user increases. 2. The computer program product of claim 1, wherein the indicator includes a plurality of lights and wherein the indication of the score is displayed by selectively illuminating one or more of the plurality of lights. 3. The computer program product of claim 2, wherein each of the plurality of lights are of different colors. 4. The computer program product of claim 1, wherein the method further comprises: determining if the cumulative concussion score exceeds a threshold level; andtransmitting an alert that the user of the helmet may have suffered a traumatic brain injury. 5. A system for monitoring a user of for cumulative concussions comprising: a helmet having one or more sensors and a processor, the helmet in communication with a separate processing system, the processor being configured to:monitor the one or more sensors in the helmet;receive, by the processor in the helmet, an output from the one or more sensors corresponding to an impact experienced by the helmet;determine, by the processor in the helmet, whether the impact is a severe impact by comparing the output of the one or more sensors with one or more thresholds that are based on a medical history of the user;based on a determination that the impact experienced by the helmet is a severe impact, transmit, by the helmet to the separate processing system, an alert that the user of the helmet may have suffered a traumatic brain injury;calculate, by the processor in the... | INTERNATIONAL BUSINESS MACHINES CORPORATION | A61B005/00 A61B005/103 A42B003/04 G06F019/00 G16H040/67
US10213158 | B2 | 2019-02-26 | Systems and methods for biometric sensing with sensor fusion | 2015-01-06 | A system and method implement biometric sensing with sensor fusion. A first sensor is coupled with a user and is capable of sensing a first characteristic of the user. A second sensor is coupled with the user and is capable of sensing a second characteristic of the user. A memory stores software with machine readable instructions that when executed by a processor implement an algorithm to correct for motion artifacts included within the second characteristic based upon activity of the user determined from the first characteristic. | 1. A system for biometric sensing using sensor fusion, comprising: a first pod configured to be positioned on a first body part of a user, the first pod including: a first sensor configured to couple with the first body part to sense movement characteristics of the user; anda first transceiver configured to transmit the movement characteristics; anda second pod configured to be positioned on a second body part of the user different from the first body part, the second pod including: a second sensor configured to couple with the second body part to sense biometric characteristics of the user;a second transceiver configured to receive the movement characteristics from the first pod;a processor; anda memory storing machine-readable instructions that, when executed by the processor, control the processor to implement an algorithm to correct for motion artifacts within the biometric characteristics based upon an activity of the user determined from the movement characteristics. 2. The system of claim 1, the first pod including an output device configured to output a signal to the user in response to a command received from the second pod. 3. The system of claim 2, the output device comprising a haptic device. 4. The system of claim 1, the second pod comprising a smart phone. 5. The system of claim 1, the memory storing additional machine-readable instructions that control the processor to: automatically identify the first pod and the second pod, anddetermine the algorithm to correct for the motion artifacts. 6. The system of claim 1, the memory storing additional machine-readable instructions that control the processor to identify a location of the first pod on the user and a location of the second pod on the user. | 4iiii Innovations Inc. | A61B005/00 A61B005/024 A61B005/053 A61B005/11 A61B005/0205 A61B005/08 A61B005/145 A61B005/1455 A61B005/01
US20160331273 | A1 | 2016-11-17 | METHOD AND APPARATUS FOR PROCESSING CARDIAC SIGNALS AND DERIVING NON-CARDIAC PHYSIOLOGICAL INFORMATOIN | 2015-01-12 | A system and a method are provided for deriving elctrocardiographic (ECG] signals from a subject. The system includes an ECG apparatus configured to acquire ECG signals from the subject through a plurality of ECG leads, wherein the plurality of ECG leads includes lead groups that are traditionally presumed to be orthogonal. A processor or method are provided to analyze combinations of ECG leads from the plurality of ECG leads to determine a spectral signal-to-noise ratio (SNR] for each combination of ECG leads and select a combination of ECG leads that provides a desirable spectral SNR. The ECG signals derived from the combination of ECG leads selected as providing the desirable spectral SNR may be provided or may be used to derive and report respiratory rate information about the subject. | 1. A method for determining respiratory rate of a subject from elctrocardiographic (ECG) signals acquired from the subject, the method comprising the steps of: (a) acquiring ECG signals from an ECG monitor coupled to the subject through a plurality of ECG leads, wherein the plurality of ECG leads includes traditionally-orthogonal lead groups that are non-orthogonal;(b) determining a combination of ECG leads from the plurality of ECG leads that provides a spectral signal-to-noise ratio (SNR) above a threshold value;(c) processing the ECG signals from the combination of ECG leads determined in step (b) to extract a respiratory rate of the subject from the ECG signals; and(d) generating a report indicating a respiratory rate of the subject determined based on step (c). 2. The method of claim 1, wherein at least one of step (b) and step (c) includes determining at least one of a series of root-mean-squared (RMS) amplitudes, consistent with R-wave occurrences in QRS complexes, from the ECG signals acquired for each of the plurality of ECG leads, on a beat-by-beat basis. 3. The method of claim 2, further comprising determining a series of RMS amplitude ratios using a first and a second series of RMS amplitudes for the plurality of ECG lead combinations, on a beat-by-beat basis. 4. The method of claim 3, further comprising determining a set of power spectra using a fast Fourier transform (FFT) of the series of RMS amplitude ratios in a pre-defined beat number window, for the plurality of ECG lead combinations. 5. The method of claim 4, wherein each of the set of power spectra is characterized by a SNR defined by:SNR=10log10(signalnoise)whereby the “signal” represents the spectral peak power and the “noise” is given by a median of the power spectrum, for a frequency ranging from 0 to 0.5 cycles/beat. 6. The method of claim 5, wherein a frequency axis for each of the set of power spectra is converted from a number of cycles per beat to a number of respirations per minute using a scale obtained from a heart rate estimate across a predefined beat-number window. 7. The method of claim 1, wherein the threshold value of step (b) is determined by combinations of ECG leads with an SNR that is not maximized and the combinations of ECG leads with an SNR above the threshold represents a maximized SNR for the combinations of ECG leads. 8. The method of claim 7, wherein step (c) includes tracking a dominant spectral peak in the ECG signals from the combination of ECG leads determined in step (b) to extract a respiratory rate of the subject from the ECG signals. 9. The method of claim 8, wherein step (c) further includes correlating a frequency of the dominant spectral peak in the ECG signals from the combination of ECG leads determined in step (b) with a respiratory rate of the subject. 10. The method of claim 2, further comprising computing a modulation of a respiration envelope signal, using the at least one of a series of root-mean-squared (RMS) amplit... |  | A61B005/08 A61B005/04 A61B005/0452 A61B005/00 A61B005/091 A61B005/0408 A61B005/0472
US20160317840 | A1 | 2016-11-03 | NONINVASIVE ASSESSMENT OF CARDIAC RESYNCHRONIZATION THERAPY | 2016-01-28 | Systems, methods, and interfaces are described herein for noninvasively determining whether a patient can benefit from cardiac resynchronization therapy. One exemplary method involves delivering ultrasonic energy to cardiac tissue. In response to delivering ultrasonic energy to the cardiac tissue, receiving, with a processing unit, a torso-surface potential signal from each of a plurality of electrodes distributed on a torso of a patient. For at least a subset of the plurality of electrodes, calculating, with the processing unit, a torso-surface activation time based on the signal sensed from the electrode. Presenting, by the processing unit, to a user, an indication of a degree of dyssynchrony of the torso-surface activation times via a display. | 1. A method comprising: delivering ultrasonic energy to cardiac tissue;in response to delivering ultrasonic energy to the cardiac tissue, receiving, with a processing unit, a torso-surface potential signal from each of a plurality of electrodes distributed on a torso of a patient;for at least a subset of the plurality of electrodes, calculating, with the processing unit, a torso-surface activation time based on the signal sensed from the electrode; andpresenting, by the processing unit, to a user, an indication of a degree of dyssynchrony of the torso-surface activation times via a display. 2. A method according to claim 1 wherein the ultrasonic energy is high intensity focused ultrasound (HIFU). 3. The method of claim 1, wherein receiving the torso-surface potential signals and calculating the torso-surface activation times comprises receiving first torso-surface potential signals and calculating first torso-surface activation times a first time during intrinsic conduction of a heart of the patient and receiving second torso-surface potential signals and calculating second torso-surface activation times a second time during CRT pacing of the heart, andwherein presenting the indication of the degree of dyssynchrony comprises presenting an indication of a change in dyssynchrony from the intrinsic conduction to the CRT pacing of the heart. 4. The method of claim 1, wherein the ultrasonic energy being delivered at up to 3 megaPascal (MPa) sound pressure level (SPL) for pacing of cardiac tissue. 5. The method of claim 1, wherein the ultrasonic energy being delivered to at least one localized area on a left ventricular wall. 6. The method of claim 1, wherein the ultrasonic energy being delivered for noninvasive cardiac resynchronization therapy involving ultrasonic stimulation of at least one right ventricular site and at least one left ventricular site with the delivery of stimulation timed relative to P-wave on the surface ECG. 7. The method of claim 7, wherein the ultrasonic energy being used to evaluate electrical stimulation to affect cardiac resynchronization therapy. 8. The method of claim 6 wherein the ultrasound pace is delivered at a variety of timings with respect to anticipated intrinsic ventricular depolarization. 9. The method of claim 8 wherein the delivery of the ultrasonic pace may be timed at a certain time interval after an onset of the surface ECG P-wave such that the time-interval may be 80 ms shorter than the intrinsic P-R interval, 60 ms shorter than the intrinsic P-R interval, 50 ms shorter than the Intrinsic P-R interval, 40 ms shorter than the intrinsic P-R Interval, 30 ms shorter than the intrinsic P-R interval, 20 ms shorter than the intrinsic P-R interval, 10 ms shorter than the Intrinsic P-R interval. 10. A system comprising: means for delivering ultrasonic energy to cardiac tissue;in response to delivering ultrasonic energy to the cardiac tissue, means for receiving, with a processing unit, a torso-surface poten... |  | A61N007/00 A61N001/362 A61B005/0408
US09681840 | B2 | 2017-06-20 | Wearable mobile device and method of measuring biological signal with the same | 2016-07-27 | A wearable mobile device and a method of detecting a biosignal with a wearable mobile device are provided. A method of detecting a biosignal with a wearable mobile device involves determining whether a wearable mobile device is closely attached to a user; and providing a biosignal-based service in response to the wearable mobile device being determined to be closely attached to the user. | 1. A method of measuring a biosignal, the method comprising: measuring a proximity, a body information, or a biometric information comprising any one or any two or more of a skin, blood flow, and heart rate;determining whether an attached wearable mobile device is closely attached to a user or loosely attached to the user based on the measured proximity, body information, or biometric information;providing a first service in response to the wearable mobile device being determined to be closely attached to the user and providing a second service to the user in response to the wearable mobile device being determined to be loosely attached to the user,measuring a range or a position at which the wearable mobile device contacts the user;determining that the wearable mobile device is closely attached to the user in response to the measured range satisfying a standard value or in response to the measured position corresponding to a skin area of the user; anddetermining that the wearable mobile device is loosely attached to the user when the wearable mobile device is located at a wrist area of the user,wherein the standard value and the skin area of the user correspond to the wearable mobile device being positioned at a skin area of the user that has a greater circumference than a wrist area of the user. 2. The method of claim 1, further comprising: providing a biosignal-based service in response to the wearable mobile device being determined to be measuring a range or a position at which the wearable mobile device contacts the user. 3. The method of claim 1, wherein the providing of the first service further comprises: executing a program for measuring a biosignal from the user or a program that uses a measured biosignal; andproviding a result from the executed program as the first service. 4. A wearable mobile device method, the method comprising: measuring a proximity, a body information, or a biometric information comprising any one or any two or more of a skin, blood flow, and heart rate;determining whether a bracelet, as a wearable mobile device, is closely attached to a user or loosely attached to the user based on the proximity, the body information, or the biometric information;sensing a biosignal from the user by activating a sensor, configured to sense the biosignal from the user, of the bracelet in response to the bracelet being determined to be closely attached to the user;measuring a range or a position at which the bracelet contacts the user;determining that the bracelet is closely attached to the user in response to the measured range satisfying a standard value or in response to the measured position corresponding to a skin area of the user; anddetermining that the bracelet is loosely attached to the user when the bracelet is located at a wrist area of the user,wherein the standard value and the skin area of the user correspond to the wearable mobile device being positioned at a skin area of the user that has a greater circumference ... | Samsung Electronics Co., Ltd. | A61B005/00 A61B005/0205 A61B005/053 A61B005/117 G08B021/18 A61B005/026 A61B005/0402 A61B005/0488 G08B021/04 A61B005/024
US09504530 | B2 | 2016-11-29 | Method and apparatus for surgical navigation | 2014-02-03 | Disclosed is a surgical navigation system for tracking an instrument relative to a patient. The system can track a portion of the patient, an instrument, and/or both relative to image data, a coordinate system, an atlas, a morphed atlas, or combinations thereof. The system can include a tracking device on the instrument to provide six degree of freedom information regarding the location of the instrument. | 1. A method of providing an instrument for a procedure, comprising: providing a tracking device configured to be in communication with a navigation system, wherein the instrument extending along a longitudinal axis, by: providing a first tracking portion having a first length wrapped around the longitudinal axis for a first distance and includes a plurality of turns wherein each turn of the plurality of turns is formed at a first winding angle relative to the longitudinal axis to define a first wrap axis; andproviding a second tracking portion having a second length wrapped around the longitudinal axis for a second distance and includes a plurality of turns, wherein each turn of the plurality of turns is formed at a second winding angle relative to the longitudinal axis to define a second wrap axis;providing the first tracking portion and the second tracking portion configured to be in communication with the navigation system;providing the first tracking portion and the second tacking portion on the instrument to generate all of a first navigation vector and a second navigation vector to intersect near a single point in a single plane. 2. The method of claim 1, further comprising: providing the first tracking portion formed of a first material; andproviding the second tracking portion to be formed of a second material. 3. The method of claim 2, wherein the first material and the second material are the same material and a conductive material; and the first plurality of turns and the second plurality of turns are formed around a wall of the instrument. 4. The method of claim 1, further comprising: providing the first tracking portion spaced a distance from the second tracking portion along the longitudinal axis. 5. The method of claim 1, further comprising: providing the first tracking portion to be formed between the second tracking portion and an outer wall of the instrument. 6. The method of claim 1, further comprising: determining with the navigation system: a first navigation vector of the first tracking portion and a second navigation vector of the second tracking portion; anda location information for the tracking device based on the determined first navigation vector and the determined second navigation vector. 7. The method of claim 1, further comprising: providing a third tracking portion wrapped a third length around the longitudinal axis for a third length, wherein the wrapped third length includes a plurality of turns and each turn is formed at a third winding angle relative to the longitudinal axis. 8. The method of claim 1, further comprising: providing a plurality of the tracking devices; andproviding the instrument to be flexible;wherein a first tracking device of the plurality of tracking devices is configured to track a first portion of the instrument and a second tracking device of the plurality of the plurality of tracking devices is configured to track a second portion of the instrument. 9. An instrument, comprising: ... | Medtronic Navigation, Inc. | A61B005/05 A61B019/00 A61B005/06 A61B017/00
US20160324487 | A1 | 2016-11-10 | Wearable Personal Computer and Healthcare Devices | 2014-11-27 | Embodiments described herein may fully integrate personal computing and health care into a wearable waistband having a length sensor, a pressure sensor, and a motion sensor; or into a wearable “mesh” having an array of sound sensors, which will create convenient and seamless access to a personal computer and biofeedback of the wearer. Such biofeedback from the waistband may include determining respiration rate, waist length, food quantity of a meal, sitting or sleep time, and frequency of visits to the bathroom. Such biofeedback from the mesh or array may include determining whether there is or has been damage or other issues of the heart, lungs, bones, joints, jaw, throat, arteries, digestive tract, and the like. Such biofeedback may also detect whether whether a person has an allergic reaction at a location, is drinking (and what volume of fluid), is walking, is jogging or is running. | 1. A wearable computer device capable of being worn around a person's waist, the device comprising: a computer processor disposed in a buckle;a flexible data bus electronically coupled to the processor and extending along a belt, the belt coupled to the buckle;a plurality of sensors disposed along the belt and electronically coupled to the data bus, the sensors configured to sense a biometric environment of a person wearing the device and output an output signal based on the sensed environment;the data bus to communicate the output signals from the sensors to the processor;an alarm coupled to the bus, the alarm capable of notifying a person of an alert;wherein the processor includes circuitry to receive the output signals and send an alert signal to the alarm if an output signal is greater than a threshold or includes a profile. 2. The device of claim 1, wherein the wearable computer device includes a waistband or belt; wherein the plurality of sensors are located at selected locations on an inside surface of the device to sense a physiological environment of the person; wherein the flexible data bus includes a flexible printed circuit board (PCB); wherein the data bus is to communicate electronic signals to the alarm from the processor; and wherein the alarm is to communicate the alert signal to the person. 3. The device of claim 1, wherein the sensors include a length sensor, a pressure sensor, and an accelerometer; and wherein the processor includes circuitry to receive the signals output by the sensors and determine respiration rate, waist length, food quantity of a meal, sitting or sleep time, and frequency of visits to the bathroom. 4. The device of claim 1, wherein the processor is configured or programmed to receive signals output by the pressure sensor, and one of: (1) determine a respiration rate of a person wearing the device based on the signals output by the pressure sensor, and send an indication of the rate to a device, or (2) determine whether an amount of food and drink consumed by a person wearing the device is greater than a threshold based on the signals, and send a too much food alert signal to the alarm if the amount is greater than a threshold. 5. The device of claim 1, wherein the processor is configured to receive signals output by the length sensor, and one of: (1) determine a waist length of a person wearing the device based on the signals output by the length sensor, and send a too large alert signal to the alarm if the waist length is greater than a threshold, or (2) determine a waist length of a person wearing the device based on the signals output by the length sensor over a period of time, and send a quick change alert signal to the alarm if the waist length changes by an amount greater than a threshold over the period of time. 6. The device of claim 1, wherein the processor is configured to receive signals output by the motion sensor, and one of: (1) determine motion of a person wearing the device over a peri... |  | A61B005/00 G08B005/22 A61B007/00 A61B005/107 A61B005/11 H04Q009/00 A61B005/08
US20160324405 | A1 | 2016-11-10 | ELECTRONIC ENDOSCOPE DEVICE | 2016-06-23 | An electronic endoscope device includes: a spectral imager that captures spectral images of a living tissue within a predetermined wavelength range and obtain spectral image data; an image processor that generates color image data of the living tissue based on the spectral image data; and generates composite image data in which a healthy portion and a diseased portion are recognizable, based on the spectral image data; and an image display that displays a color image based on the color image data and a composite image based on the composite image data such that the color image and the composite image are arranged side by side on a screen. | 1. An electronic endoscope device, comprising: a spectral imager configured to capture spectral images of a living tissue within a predetermined wavelength range and obtain spectral image data;an image processor configured to: generate color image data of the living tissue based on the spectral image data; andgenerate composite image data in which a healthy portion and a diseased portion are recognizable, based on the spectral image data; andan image display configured to display a color image based on the color image data and a composite image based on the composite image data such that the color image and the composite image are arranged side by side on a screen. 2. The electronic endoscope device according to claim 1, wherein the image processor is configured to separate, from the spectral image data, a component representing an amount of a predetermined substance contained in the living tissue, and to generate the composite image data based on the component representing the amount of the predetermined substance. 3. The electronic endoscope device according to claim 2, wherein the predetermined substance includes oxyhemoglobin and deoxyhemoglobin. 4. The electronic endoscope device according to claim 1, wherein:the spectral imager is configured to capture a plurality of spectral images having different wavelength bands; andthe image processor is configured to obtain, for each of pixels, an average of the plurality of spectral images, and to generate a piece of color image data having, for each of pixels, the average of the plurality of spectral images acting as a pixel value. 5. The electronic endoscope device according to claim 4, wherein the predetermined wavelength range is from 400 to 800 nm; andwherein the plurality of spectral images includes a plurality of images captured in wavelengths at a predetermined interval defined within a range from 1 to 10 nm. 6. The electronic endoscope device according to claim 1, wherein the image processor is configured to: resolve spectrum data for each of pixels contained in the spectral image data into a plurality of predetermined component spectra by performing a regression analysis; andgenerate the composite image data by removing at least one of the plurality of component spectra to recompose the plurality of predetermined component spectra. 7. The electronic endoscope device according to claim 6, wherein the image processor obtains an average value of the recomposed component spectra and generates the composite image data with the average value acting as a pixel value. 8. The electronic endoscope device according to claim 6, wherein the plurality of predetermined component spectra comprise an absorption spectrum of oxyhemoglobin, an absorption spectrum of deoxyhemoglobin, and a spectrum of a scattering coefficient;wherein the image processor performs the regression analysis with the spectrum data acting as an objective variable and with the absorption spectrum of oxyhemoglobin, the absorption... | HOYA CORPORATION | A61B001/04 A61B005/1459 G02B023/24 A61B001/06 G06T011/60 G06T011/20 A61B001/00 A61B001/07
US20160328527 | A1 | 2016-11-10 | BLOOD GLUCOSE MANAGEMENT SYSTEM | 2016-05-07 | Methods and systems are disclosed for prompting a patient to take a blood glucose management action. A diabetes management application on a mobile device can receive diabetes-related information from the mobile device. The diabetes management application can identify a blood glucose management action prompt based on a comparison of the received diabetes-related information to one or more predetermined prompt criteria. The diabetes management application can generate a blood glucose management action prompt based on the blood glucose management action prompt condition. The diabetes management application can present the blood glucose management action prompt to the patient on a user interface of the mobile device. | 1. A method of diabetes management comprising: receiving a blood glucose measurement of a patient from a blood glucose monitor at a diabetes management application on a mobile device;collecting context-related information concerning the blood glucose measurement with the diabetes management application, the context-related information including calendar information from a calendar application on the mobile device, activity information from an activity tracking application on the mobile device, nutrition information from a nutrition tracking application on the mobile device, image recognition information from an image recognition application on the mobile device, mobile device connectivity information from the mobile device, patient-provided answer(s) to a context-related question subset, or combinations thereof, wherein the context-related question subset is selected by the diabetes management application from a context-related question set based on the received blood glucose measurement and a frequency of receiving blood glucose measurements of the patient;packaging the collected context-related information with the received blood glucose measurement of the patient with the diabetes management application; andproviding the packaged context-related information and blood glucose measurement of the patient to a server of a remotely located automated collaborative care system with the diabetes management application. 2. The method of claim 1, wherein the context-related information includes the patient-provided answer(s) to the context-related question subset, the diabetes management application presenting the selected context-related question subset to the patient on a user interface of the mobile device and receiving answer(s) to the context-related question subset from the patient via the user interface. 3. The method of claim 2, wherein the context-related question subset is selected based additionally on previous answers by the patient to previously presented context-related questions and/or previous blood glucose measurements of the patient. 4. The method of claim 2, wherein the context-related question subset includes a question about the frequency of receiving blood glucose measurements of the patient. 5. The method of claim 2, wherein the context-related question subset includes a personal question unrelated to diabetes to increase patient engagement. 6. The method of claim 2, further comprising receiving an update to the context-related question set from the server at the diabetes management application. 7. The method of claim 2, wherein presenting the context-related question subset to the patient comprises using a question tone based on patient age or maturity level. 8. The method of claim 1, further comprising presenting an advertisement to the patient on the user interface with the diabetes management application, the advertisement being personalized to the patient based on the received blood glucose measurement of the patient, ... |  | G06F019/00 A61B005/00 H04L029/06 G09B019/00 G06Q030/02 A61B005/145 G09B005/12
US10058262 | B2 | 2018-08-28 | System and method of identifying sources for biological rhythms | 2016-06-27 | In a system and method of determining regularity associated with a rhythm disorder of a heart, a derivative of a first cardiac signal at a plurality of first time points is processed against a derivative of a second cardiac signal at a plurality of second time points to define a plurality of coordinate pairs of the first cardiac signal against the second cardiac signal. Thereafter, an index of regularity that exceeds a threshold is determined. The index of regularity indicates an approximate congruence of the plurality of coordinate pairs among the first cardiac signal and the second cardiac signal. | 1. A method of determining regularity associated with a source of a cardiac rhythm disorder, the method comprising: processing by a computing device one of a zero order, a first order, and a higher order derivative of a first cardiac signal associated with a first location at a plurality of first time points against one of a zero order, a first order, and a higher order derivative of a second cardiac signal associated with a second location at a plurality of second time points to define a plurality of coordinate pairs of the first cardiac signal against the second cardiac signal;determining by the computing device an index of regularity that exceeds a threshold, the index of regularity being associated with periodic repeating activity, the index of regularity indicating an approximate congruence of the plurality of coordinate pairs among the first cardiac signal and the second cardiac signal;iteratively selecting pairs of cardiac signals from the plurality of defined coordinate pairs of cardiac signals;performing the processing and determining for each pair of the iteratively selected pairs of cardiac signals;constructing a matrix of indexes of regularity for the iteratively selected pairs of cardiac signals; anddetermining one or more sources of the rhythm disorder using the matrix of indexes of regularity. 2. The method of claim 1, wherein determining the one or more sources comprises: identifying from the matrix one or more regions of the heart associated with higher indexes of regularity as compared to indexes of regularity at adjacent regions of the heart. 3. The method of claim 1, wherein the first cardiac signal and the second cardiac signal are from different regions of the heart. 4. The method of claim 1, wherein the plurality of first time points is contemporaneous with the plurality of second time points. 5. The method of claim 1, wherein the method further comprises: plotting the plurality of coordinate pairs; andconnecting the plurality of coordinate pairs to generate a plurality of loops. 6. The method of claim 5, wherein the index of regularity indicates the approximate congruence among the plurality of loops. 7. The method of claim 1, wherein the method further comprises: performing a frequency analysis using a selected parameter associated with the plurality of coordinate pairs to generate a frequency spectrum; anddetermining at least one peak in the frequency spectrum. 8. The method of claim 7, further comprising: calculating a sum of the area of the at least one peak in the frequency spectrum;calculating a result from dividing the sum of the area of the at least one peak by a total area of the frequency spectrum within a predefined frequency range; anddetermining whether the result exceeds the threshold. 9. The method of claim 7, wherein the at least one peak includes a fundamental frequency. 10. The method of claim 9, wherein the at least one peak further includes one or more harmonics of the fundamental frequency. 1... | The Regents of the University of California Topera, Inc. The United States of America as Represented by the Department of Veterans Affairs | A61B005/046 A61B005/0468 A61B005/00 A61B005/044 A61B005/042 A61B005/04 A61B005/0452 A61B008/02 A61B005/0464 A61B005/024
US09504417 | B2 | 2016-11-29 | Oral cavity sensor | 2012-12-07 | To propose an oral cavity sensor capable of analyzing tongue movements in more detail than before. In an oral cavity sensor (1) which is even provided with a sensor element (7) having a mechanical configuration capable of measuring each of external force components in three axis directions, the sensor element (7) can be protected by an elastic body (9), and the whole of the elastic body (9) is covered with the coating film (11a) made of a biocompatible material. Thereby, the sensor element (7) and the elastic body (9) can be safely attached in an oral cavity (MT) of a subject (EXA), and can measure each of the external force components in the three axis directions. As a result, on the basis of the external force components in the three axis directions, complicated tongue movements at the time of mastication or swallowing in the oral cavity (MT) can be analyzed in more detail than before. | 1. An oral cavity sensor comprising a sensor main body configured to be attached in an oral cavity of a subject and configured to measure external force applied from a tongue in the oral cavity,wherein the sensor main body includes an elastic body elastically deformable by the external force applied from the tongue,a sensor element embedded in the elastic body and configured, on the basis of a displacement state of the elastic body, to measure external force components in three axis directions orthogonal to each other, said sensor element including a first sensor section deformable in a first direction, a second sensor section deformable in a second direction orthogonal to the first direction, and a third sensor section deformable in a third direction orthogonal to the first direction and the second direction, the first sensor section and the second sensor section each being provided with a cantilever-shape and the third sensor section being provided with a cantilever section having a both-end supported beam, wherein each of the first sensor section, the second sensor section, and the third sensor section includes a piezoresistive layer configured to detect, as a resistance value change, a displacement state thereof, and each of resistance value changes generated in the piezoresistive layers due to movements of the tongue is outputted as an output signal a wiring body anda coating film made of a para-xylene based polymer and covering the elastic body. 2. The oral cavity sensor according to claim 1, wherein the sensor main body has a configuration in which the sensor element is configured to be attached in the oral cavity of the subject via the elastic body. 3. The oral cavity sensor according to claim 1, wherein the wiring is body configured to be drawn out from the sensor main body and to send out a measurement result obtained by the sensor element to a measurement apparatus, wherein the wiring body is also covered with the coating film. 4. The oral cavity sensor according to claim 1, wherein the sensor main body is configured to be bonded to a palate in the oral cavity by using, as a bonding surface, the coating film on one side, and the coating film on the other side is used as a contact surface to come into contact with the tongue and is arranged so as to face the tongue, andthe bonding surface of the sensor main body and the elastic body are displaced by external force applied from the tongue in the oral cavity. 5. The oral cavity sensor according to claim 1, wherein the first sensor section, the second sensor section, and the third sensor section are arranged to satisfy a positional relationship between vertexes of a triangle so as to be adjacent to each other and are collectively arranged at a predetermined position in the oral cavity. 6. The oral cavity sensor according to claim 1, wherein the sensor element includes a temperature sensor section configured not to be deformed by displacement of the elastic body, the temperature sensor... | THE UNIVERSITY OF TOKYO MEIJI CO., LTD. OSAKA UNIVERSITY | A61B005/103 A61B005/117 A61B005/22 A61B005/03 A61B005/11 A61B005/00 A61B005/01 A61C019/04
US09504591 | B2 | 2016-11-29 | Device for intermittently obstructing a gastric opening and method of use | 2014-09-24 | The present invention relates to a device for intermittently obstructing a bodily opening, such as a gastric opening, and includes a proximal member connected to a distal member by a tether. The proximal member includes an apron member surrounding a first occluding member, which is formable from an elongated and narrower configuration to a contracted or expanded but wider configuration. When employed in the stomach, the device of the present invention is arranged transluminally, with the distal member disposed in the duodenum and the proximal member disposed against the pyloric valve, intermittently occluding the pyloric valve and preventing or delaying the flow of gastric contents through the pyloric valve. In certain embodiments, a reservoir may be included for releasing a substance of interest, for example for releasing insulin from a reservoir disposed in the distal member. Sensors, actuators, and data transmission devices may also be included. | 1. A method of slowing gastric emptying comprising: per-orally introducing a device into a patient's stomach with a first occluding member of the device having an elongated configuration with a plurality of turns and a second occluding member connected to the first occluding member with a tether;forming the first occluding member from the elongated configuration into a contracted configuration which is wider than the elongated configuration by nesting the plurality of turns one adjacent to the other and forming a compact shape; andlocking the first occluding member into the contracted configuration, wherein movements of the stomach causes the first occluding member in the contracted configuration to intermittently obstruct a gastric opening. 2. The method of claim 1, wherein the method further comprises treating a disease including obesity, hyperphagia, dyslipidemia, Prader Willi syndrome, Froelich's syndrome, Cohen syndrome, Summit syndrome, Alstrom syndrome, Borjesen syndrome, Bardet-Biedl syndrome, or hyperlipoproteinemia, types I, II, III, and IV. 3. The method of claim 1, wherein forming the first occluding member comprises forming the contracted configuration within a membrane at least partially surrounding the first occluding member. 4. The method of claim 1, wherein per-orally introducing comprises advancing the device through an esophagus and into the patient's stomach. 5. The method of claim 1, further comprising the step of dispersing a compound from the device into the patient's gastro-intestinal tract. 6. The method of claim 5, wherein dispersing the compound comprises dispersing the compound from a reservoir contained in the device. 7. The method of claim 5, wherein dispersing the compound comprises dispersing the compound from a reservoir contained in the second occluding member. 8. The method of claim 5, wherein the compound is disposed on an outer surface of the device. 9. The method of claim 5, wherein the compound is insulin. 10. The method of claim 1, further comprising unlocking the first occluding member such that the first occluding member reconfigures into the elongated configuration. 11. The method of claim 1, wherein locking further comprises locking a string member in communication with the first occluding member. 12. The method of claim 1, further comprising confirming the contracted configuration of the first occluding member by visual confirmation. 13. The method of claim 1, further comprising confirming the contracted configuration of the first occluding member by a sensor configured to detect the contracted configuration via a modality selected from the group consisting of acoustic, ultrasonic, electrical, electromagnetic, optical, chemical, and tension mechanisms. 14. A method of treating diabetes, comprising: per-orally introducing a device into a patient's stomach with a first occluding member of the device having an elongated configuration with a plurality of turns and a second occluding member con... | BAROnova, Inc. | A61F005/00 A61B005/06 A61M031/00 A61B017/12 A61B017/00 A61B017/22
US09744369 | B2 | 2017-08-29 | Multi-element coupler for generation of electromagnetic energy | 2016-06-29 | Implantable devices and/or sensors can be wirelessly powered by controlling and propagating electromagnetic waves in a patient's tissue. Such implantable devices/sensors can be implanted at target locations in a patient, to stimulate areas such as the heart, brain, spinal cord, or muscle tissue, and/or to sense biological, physiological, chemical attributes of the blood, tissue, and other patient parameters. The propagating electromagnetic waves can be generated with sub-wavelength structures configured to manipulate evanescent fields outside of tissue to generate the propagating waves inside the tissue. Methods of use are also described. | 1. A method for wirelessly providing a power signal from a mid-field coupler device to an implanted device, the method comprising: providing an excitation signal to at least one sub-wavelength structure in a mid-field coupler device and, in response, transmitting a wireless power signal using the at least one sub-wavelength structure to manipulate evanescent fields outside of a patient's body and thereby generate electromagnetic waves propagating inside the patient's body, wherein the wireless power signal is in the range of 300 MHz to 3 GHz;receiving at least a portion of the wireless power signal transmitted by the mid-field coupler device at an implanted device; andin response to receiving the portion of the wireless power signal, at least one of: applying an electrostimulation therapy to the patient using the implanted device and a portion of the received wireless power signal, andsensing a patient parameter using a sensor coupled to the implanted device and powered by the received wireless power signal. 2. The method of claim 1, further comprising using a transmitter circuit coupled to the implanted device, communicating device information and/or patient parameter information from the implanted device to the mid-field coupler device. 3. The method of claim 2, wherein the communicating device information from the implanted device to the mid-field coupler device includes communicating information about a power status of the implanted device. 4. The method of claim 2, further comprising using the implanted device, measuring a power level of the received wireless power signal, and wherein the communicating information about the implanted device to the mid-field coupler device includes communicating information about the measured power level. 5. The method of claim 4, further comprising receiving, at the mid-field coupler, the information about the measured power level and, in response, updating a characteristic of the transmitted wireless power signal using the at least one sub-wavelength structure to focus the electromagnetic waves propagating inside the patient's body toward the implanted device. 6. The method of claim 5, wherein the updating the characteristic of the transmitted wireless power signal includes changing an amplitude and/or phase characteristic of the excitation signal provided to the at least one sub-wavelength structure. 7. The method of claim 2, wherein the communicating device information and/or patient parameter information from the implanted device to the mid-field coupler device includes using a modulator circuit in the implanted device to generate a pulsed radio frequency (RF) signal that encodes the information. 8. The method of claim 2, wherein the sensing the patient parameter using a sensor coupled to the implanted device includes sensing the patient parameter using at least one of a thermal sensor, a chemical sensor, a pressure sensor, and oxygen sensor, a PH sensor, a flow sensor, an electrical sensor, a str... | The Board of Trustees of the Leland Stanford Junior University | A61N001/378 A61N001/05 A61N001/36 A61N001/365 A61B005/00 A61B005/01 A61B005/0215 A61B005/026 A61B005/04 A61B005/145 A61H023/00 A61M005/142 A61N001/362 A61N001/375 A61M031/00 A61N005/06 A61N007/00 A61H001/00 A61N001/372 H02J007/02 H02J050/10 H01Q009/04 H01Q001/27
US09504406 | B2 | 2016-11-29 | Measurement apparatus | 2007-11-29 | A method for determining biological indicators, the method including, in a processing system causing at least one radiation attenuation measurement to be performed and determining at least one first biological indicator using determined radiation attenuation. In addition to this, method includes causing at least one impedance measurement to be performed and determining at least one second biological indicator using a determined impedance measurement. | 1. A method for use in determining a presence, absence or degree of lymphoedema using a processing system, comprising the steps of: a) performing at least one radiation attenuation measurement; wherein the processing system uses a signal generator to control a radiation source for performing the radiation attenuation measurement;b) determining limb volumes for a subject using a determined radiation attenuation; wherein a detector measures an intensity of transmitted radiation and returns the intensity of transmitted radiation to the processing system for determination of limb volumes for the subject;c) performing at least one impedance measurement; wherein the processing system uses a controller to control a signal generator and sensor for performing the at least one impedance measurement;d) determining fluid levels in the subject using a determined impedance measurement wherein the controller returns the at least one impedance measurement to the processing system, or wherein the controller returns at least one derived impedance parameter value to the processing system for determining fluid levels in the subject; and,e) using the processing system to determine an indication of the presence, absence or degree of lymphoedema by: i) using the limb volumes to detect the presence or absence of lymphoedema;ii) using the fluid levels to detect the presence, absence or degree of lymphoedema; and,iii) detecting that lymphoedema is at an early stage if lymphoedema is detected using the fluid levels but not using the limb volumes. 2. The method according to claim 1, further comprising: performing the radiation attenuation measurement by: a) exposing the subject to radiation from the radiation source; and,b) determining the attenuation of radiation transmitted through the subject. 3. The method according to claim 2, further comprising: a) causing the radiation source to scan along a length of the subject; and,b) receiving an indication of radiation attenuation from a detector. 4. The method according to claim 1, further comprising: performing the impedance measurement by: a) applying one or more electrical signals to the subject using a first set of electrodes;b) determining an indication of electrical signals measured across a second set of electrodes applied to the subject; and,c) determining from the indication and the one or more applied signals, the fluid levels. 5. The method according to claim 1, further comprising: a) determining at least one measurement procedure to be performed; and,b) performing the radiation attenuation and impedance measurements in accordance with the determined measurement procedure. 6. The method according to claim 5, further comprising: a) selecting instructions corresponding to the measurement procedure; andb) transferring the instructions to a second processing system, the second processing system being for: i) generating, using the instructions, control signals, the control signals being used to apply one or more sign... | Impedimed Limited | A61B005/053 A61B006/00 A61B005/00
US09504394 | B2 | 2016-11-29 | Electro-optical system, apparatus, and method for ambulatory monitoring | 2006-07-12 | An electro-optical system, apparatus, and method allow long-term, ambulatory measurements to be made on a patient using light transmitted into the patient and resulting light received from the patient. | 1. An electro-optical monitoring system comprising: a light transceiver comprising: a first light source configured to generate light having a first wavelength, the first light source coupled to receive a first periodic electrical signal having a first frequency, the first periodic electrical signal amplitude modulating the first light source to generate first amplitude modulated light, the first light source to transmit the first amplitude modulated light into biological tissue of a person at a transmission rate of at least 0.1 light transmissions per second;a second light source configured to generate light having a second different wavelength, the second light source coupled to receive a second periodic electrical signal having a second different frequency, the second periodic electrical signal amplitude modulating the second light source to generate second amplitude modulated light, the second light source to transmit the second amplitude modulated light into the biological tissue of the person at a rate of at least 0.1 light transmissions per second; anda light receiver configured to receive light from the biological tissue, the received light indicative of a combination of the first amplitude modulated light and the second amplitude modulated light having passed into and out of the biological tissue, the light receiver adapted to provide an electronic transceiver output signal indicative of at least one characteristic of the received light; anda processing/storage circuit, comprising: a first electronic signal source to generate the first periodic electrical signal;a second electronic signal source to generate the second periodic electrical signal;an amplitude demodulator configured to amplitude demodulate the transceiver output signal to provide a first demodulated signal representative of a first characteristic of the received light and to provide a second demodulated signal representative of a second different characteristic of the received light;a signal processor coupled to said amplitude demodulator and adapted to process the first demodulated signal and the second demodulated signal to generate a processed signal, wherein the processed signal includes signal samples having a sample rate of at least 0.1 samples per second;and a storage device coupled to said signal processor and adapted to store at least four hours of the processed signal as a stored-processed signal, wherein the stored-processed signal has a stored signal duration sufficient to detect an intermittent medical condition of the person having an occurrence period of at least four hours. 2. The electro-optical monitoring system of claim 1, wherein said light transceiver includes at least four light sources for providing at least two different light wavelengths and at least two light receivers. 3. The electro-optical monitoring system of claim 1, wherein said signal processor includes at least two of: a physiology measurement processor adapted to measure at least one of ... | The General Hospital Corporation | G01N033/48 G01N033/50 A61B005/024 A61B005/00 A61B005/1455 G06F019/26 G06F019/12
US09480413 | B2 | 2016-11-01 | Arrangement and method for determining the spatial distribution of magnetic particles | 2010-01-29 | A system for determining the spatial distribution of magnetic particles in an examination area. Magnetic field generator generates a spatially inhomogeneous gradient magnetic field with at least one region with a low field strength in which the magnetization of the particles is in a state of non-saturation, whereas they are in a state of saturation in the remaining region. By an arrangement to shift the area with a low field strength within the examination area, a change in the magnetization of the magnetic particles is brought about which can be detected from outside by a detector. At least one of the magnetic field generator, the arrangement and the detector are arranged at least partially on a medical instrument. | 1. A system for determining spatial distribution of magnetic particles in an examination area, the system comprising: an invasive medical instrument;a first coil device having first and second coils configured to generate a magnetic field in the examination area including a first region with a low magnetic field strength and a second region with a higher magnetic field strength;a second coil device configured to generate a spatially variable magnetic field in the examination area to change a spatial position of the first region responsive to movement of the invasive medical instrument thereby changing a magnetization of the magnetic particles local to the invasive medical instrument with the first region substantially following movement of the invasive medical instrument and substantially maintaining a position of the first region with respect to the invasive medical instrument;a third coil device configured to detect the change in the magnetization of the magnetic particles in the examination area affected by the change in the spatial position of the first region; anda processor configured to determine a spatial distribution of the magnetic particles in the examination area, wherein the spatial distribution is determined based on the detected change in magnetization of the magnetic particles,wherein at least one of the first, second and third coil devices are arranged on the invasive medical instrument. 2. The system as claimed in claim 1, wherein the first coil device is arranged on the invasive medical instrument and comprises at least one of a coil arrangement and a permanent magnet. 3. The system as claimed in claim 1, wherein the first coil device is arranged on the invasive medical instrument and comprises at least two coils arranged one inside another that during operation are flowed through by currents that flow respectively in an opposite direction in one of the at least two coils as compared to another one of the at least two coils. 4. The system as claimed in claim 1, wherein the second coil device is arranged on the invasive medical instrument and comprises a coil arrangement with a magnetic core. 5. The system as claimed in claim 1, wherein the third coil device is arranged on the invasive medical instrument and comprises a plurality of coils or coil arrangements, wherein directions of action of the plurality of coils or coil arrangements are at an angle to one another. 6. The system as claimed in claim 1, wherein the invasive medical instrument is a catheter having a tip and the at least one of the first, second and third coil devices are arranged on or in a vicinity of the catheter tip. 7. The system as claimed in claim 6, wherein the invasive medical instrument has an opening located at the tip and the second coil device is arranged on the invasive medical instrument and wherein the first region with the low magnetic field strength is located in front of the opening. 8. The system as claimed in claim 7, wherein the first c... | KONINKLIJKE PHILIPS N.V. | A61B005/05
US09498162 | B2 | 2016-11-22 | Identifying seizures using heart data from two or more windows | 2011-04-25 | Methods and systems for characterizing a seizure event in a patient, including determining a time of beat sequence of the patient's heart, determining a first HR measure for a first window, determining a second HR measure for a second window, wherein at least a portion of the first window occurs after the second window, determining at least one HR parameter based upon said first HR measure and said second HR measure, identifying an onset of the seizure event in response to determining that at least one HR parameter crosses an onset threshold, identifying an end of the seizure event in response to determining that at least one HR parameter crosses an offset threshold. | 1. A method for characterizing a seizure event of a patient, the method comprising: receiving, at an analyzer device, first data during a first time period, the first data corresponding to a first beat sequence of a heart of the patient;determining, via the analyzer device, a first heart rate (HR) measure for a first window of the first time period based on the first data;determining, via the analyzer device, a second HR measure for a second window of the first time period based on the first data, wherein the first window of the first time period occurs after the second window of the first time period, and wherein an intermediate window of the first time period spans from an end of the second window to a start of the first window; anddetermining, via the analyzer device, whether an onset of the seizure event has occurred based on a ratio of the first HR measure to the second HR measure, a ratio of the second HR measure to the first HR measure, or both, wherein the analyzer device determines the onset of the seizure event without requiring brain activity data to verify the heart rate data. 2. The method of claim 1, wherein the first window of the first time period, the intermediate window of the first time period, and the second window of the first time period are consecutive time windows. 3. The method of claim 1, wherein the first HR measure is a measure of a standard deviation of HR in the first window of the first time period and wherein the second HR measure is a measure of a standard deviation of HR in the second window of the first time period. 4. The method of claim 1, further comprising: identifying an end of the seizure event; andsending information indicative of the end of the seizure event to an output device. 5. The method of claim 1, wherein the first window comprises a shorter duration than the intermediate window, and wherein the intermediate window comprises a shorter duration than the second window. 6. The method of claim 1, further comprising: identifying the second heart rate measure based on the second window, wherein the second heart rate measure comprises a stable heart rate;identifying the first heart rate measure based on the first window, wherein the first heart rate measure comprises an increasing heart rate; andisolating a transitional effect, the transitional effect comprises a duration, wherein the stable heart rate transitions to the increasing heart rate. 7. The method of claim 1, wherein at least the first window of the first time period of the second window of the first time period are sliding windows, and further comprising identifying, via the analyzer device, the onset of the seizure event based on a first window of a second time period and a second window of the second time period. 8. The method of claim 7, wherein the second time period at least partially overlaps the first time period. 9. The method of claim 7, wherein the second window of the second time period at least partially overlaps the first ... | CYBERONICS, INC. | A61B005/00 A61B005/0245 A61B005/024
US09486158 | B2 | 2016-11-08 | Active adaptive detuning systems and methods for interventional devices | 2011-07-01 | Active MRI compatible interventional devices, such as catheters, include at least one RF antenna so that they are visible under MRI analysis. However, metallic structures within intravascular devices may heat up significantly during interventional MRI procedures due to eddy current formation over the conductive transmission lines. The electrical field coupling that occurs between interventional devices and RF signals depend on the position and orientation of interventional device within the bore and the insertion length of the interventional device. The system detects an induced current signal during RF transmission phase and selectively adjusts the impedance value associated with the interventional device by using a varactor and integrated circuit components in such a manner that the currents induced in the interventional device are below a threshold current level, thereby controlling current levels and heating in the interventional device. | 1. An active adaptive detuning system for use during a magnetic resonance imaging procedure, the system comprising: a magnetic resonance imaging system to: apply a radio frequency radiation signal across a selected portion of a subject; anddiscontinue application of the radio frequency radiation signal across the selected portion of the subject;an interventional device for insertion into the subject and proximate to the selected portion of the subject, the interventional device comprising: a radio frequency antenna at a distal end of the interventional device to receive an induced current based on another radio frequency signal emitted from tissue surrounding the radio frequency antenna when the interventional device is inserted in the subject; andan inner conductor along a length of the interventional device and connected to the radio frequency antenna to conduct the induced current;an adaptive detuning circuit connected to the inner conductor to: iteratively adjust an impedance value of the interventional device through each of a plurality of impedance values;determine a corresponding magnitude of the induced current in the inner conductor for each of the plurality of impedance values; andset the impedance value of the interventional device to a first one of the plurality of impedance values where the corresponding magnitude of the induced current is below a threshold current level to limit heating of the interventional device when inserted within the subject;the adaptive detuning circuit comprising: a balun circuit to balance impedances between the interventional device and the magnetic resonance imaging system;a matching circuit to dynamically vary the impedance value of the inner conductor to disrupt resonant conditions;a detuning circuit to connect and disconnect the radio frequency antenna from the magnetic resonance imaging system in response to a DC control signal; anda control circuit to: generate the DC control signal when the magnetic resonance imaging system applies the radio frequency radiation signal;detect the magnitude of the induced current in the inner conductor;retrieve the threshold current level from a memory;iteratively adjust the impedance value by adjusting an adaptive detuning capacitance of the adaptive detuning circuit through a series of detuning capacitance values based on the detected magnitude of the induced current;determine the corresponding magnitude of the induced current in the inner conductor for each of the detuning capacitance values;compare the corresponding magnitude of each induced current to the threshold current value; andset the detuning capacitance value to a first one of the detuning capacitance values where the corresponding magnitude of the induced current is below the threshold current level. 2. The active adaptive detuning system of claim 1 wherein the control circuit adjusts a varactor to adjust the detuning capacitance value. 3. The active adaptive detuning system of claim 1 wherein the seri... | The United States of America, as Represented by the Secretary, Department of Health and Human Services | A61B005/055 G01R033/36 G01R033/28 G01R033/34
US09480455 | B2 | 2016-11-01 | Vascular access monitoring device | 2010-06-18 | A vascular access monitoring device for monitoring characteristics of a skin piercing vascular access device comprising: an acoustic sensor operable to detect an acoustic emission created by flow through said vascular access device and produce an electrical signal indicative of said emission; electronics processing means for processing and monitoring said electrical signal, and to determine, by identifying a change of characteristic of said signal, the possibility that the vascular access device has become dislodged from its normal working position. | 1. A vascular access monitoring device fbr monitoring characteristics of a skin piercing vascular access device, the monitoring device comprising: an acoustic sensor operable to detect an acoustic emission created by flow through said vascular access device and produce an electrical signal indicative of said emission; andan electronic monitor that monitors said electrical signal and processes it to determine, by identifying a change of characteristic of said signal, the possibility that the vascular access device has become dislodged from its normal working position;wherein the electronic monitor comprises an electrical input that, in use, receives a signal from an extracorporeal blood pump; andwherein said extracorporeal blood pump is arranged for intermittent pumping and the electronic monitor receives a signal indicative of a pumping cycle of said extracorporeal blood pump. 2. The monitoring device according to claim 1, wherein: the electronic monitor is phase locked with the pumping cycle of the extracorporeal blood pump and wherein said electronic monitor compares the electrical signals on successive cycles of the extracorporeal pump as it induces flow through said vascular access device. 3. The monitoring device according to claim 1 wherein: the electronic monitor monitors background noise and subtracts the background noise from the signal indicative of the acoustic emission. 4. The monitoring device according to claim 3, wherein: the background noise includes noise created by a patient's heartbeat. 5. The monitoring device according to claim 4, further comprising: a second acoustic sensor located on a patient's body, remote from said vascular access device, for measuring the background noise. 6. The monitoring device according to claim 1, wherein: the monitoring device monitors background noise in between pumping cycles of the extracorporeal blood pump. 7. The monitoring device according to claim 6, wherein: the acoustic sensor comprises a single acoustic sensor that is used for creating a signal indicative of acoustic noise due to flow through the vascular access device and indicative of the background noise. 8. The monitoring device according to claim 1, further comprising: a second monitoring device for monitoring presence of the skin piercing vascular access device, the second monitoring device including: a mount having an ultrasonic transmitter and an ultrasonic receiver therein,attachment means for attaching the mount to a patient adjacent a vascular access point such that, in use, the vascular access device entering a patient at the vascular access point, passes underneath a sensing section of the mount, andcontrol electronics to monitor an ultrasonic signal received at the receiver;wherein when the vascular access device is underneath said sensing section, ultrasound produced by said transmitter passes through a patient's skin and is reflected by a patient's body tissues and by the vascular access device, and when the vascul... | Quanta Fluid Solutions, Ltd. | A61B008/00 A61M005/50 A61B007/04 A61B008/08 A61M001/36 A61B005/00 A61B005/02 A61B008/06 A61M005/168
US09498157 | B2 | 2016-11-22 | Robust calibration and self-correction for tissue oximetry probe | 2013-05-03 | A method for calibrating detectors of a self-contained, tissue oximetry device includes emitting light from a light source into a tissue phantom, detecting in a plurality of detectors the light emitted from the light source, subsequent to reflection from the tissue phantom, and generating a set of detector responses by the plurality of detectors based on detecting the light emitted from the light source. The method further includes determining a set of differences between the set of detector responses and a reflectance curve for the tissue phantom, and generating a set of calibration functions based on the set of differences. Each calibration function in the set of calibration functions is associated with a unique, light source-detector pair. The method further includes storing the set of calibration function in a memory of the self-contained, tissue oximetry device. | 1. A method for calibrating detectors of a tissue oximetry device comprising: transmitting source electrical signals to a first light source and a second light source;transforming, by the first and second light sources, the electrical signals into light based on the source electrical signals, emitting light having at least two wavelengths into a first tissue phantom from a first source structure and a second source structure that are optically coupled respectively to the first and second light sources;detecting the light by a plurality of detector structures, subsequent to reflection from the first tissue phantom, wherein the plurality of detector structures comprises a first detector structure, a second detector structure, a third detector structure, and a fourth detector structure,the first and second source structures and the first, second, third, and fourth detector structures are arranged on a probe face of the tissue oximetry device,a first distance is from the first detector structure to the first source structure,a second distance is from the first detector structure to the second source structure,the first distance is greater than the second distance,a third distance is from the second detector structure to the first source structure,a fourth distance is from the second detector structure to the second source structure,the fourth distance is greater than the third distance,a fifth distance is from the third detector structure to the first source structure,a sixth distance is from the third detector structure to the second source structure,the fifth distance is different from the first distance and the second distance,the sixth distance is different from the first distance and the second distance,a seventh distance is from the fourth detector structure to the first source structure,an eighth distance is from the fourth detector structure to the second source structure,the seventh distance is different from the first, second, and fifth distances,the eighth distance is different from the first, second, fifth, and sixth distances,the first distance is greater than each of the second, third, sixth, seventh, and eighth distances, andthe second distance is less than each of the fifth, sixth, seventh, and eight distances;generating digital reflectance data points for the first tissue phantom from detected light detected by the first, second, third, and fourth detector structures;comparing digital reflectance data points for a reflectance curve for the first tissue phantom and the digital reflectance data points for the first tissue phantom for the detected light detected by the first detector structure for the first and second distances, the second detector structure for the third and fourth distances, the third detector structure for the fifth and sixth distances, and the fourth detector structure for the seventh and eighth distances;generating a set of calibration functions based on comparing the digital reflectance data points for the reflect... | ViOptix, Inc. | A61B005/1455 A61B005/1495 A61B005/00 A61M035/00 A61B005/145
US09498121 | B2 | 2016-11-22 | Surgical microscopes using optical coherence tomography and related systems | 2015-06-22 | Some embodiments of the present inventive concept provide optical coherence tomography (OCT) systems for integration with a microscope. The OCT system includes a sample arm coupled to the imaging path of a microscope. The sample arm includes an input beam zoom assembly including at least two movable lenses configured to provide shape control for an OCT signal beam; a scan assembly including at least one scanning mirror and configured for telecentric scanning of the OCT signal beam; and a beam expander configured to set the OCT signal beam diameter incident on the microscope objective. The shape control includes separable controls for numerical aperture and focal position of the imaged OCT beam. | 1. An optical coherence tomography (OCT) system for integration with a stereo microscope, the OCT system comprising: a sample arm coupled to the imaging path of a stereo microscope, the sample arm comprising: an input beam zoom assembly including at least two movable lenses configured to provide shape control for an OCT signal beam;a scan assembly following the input beam zoom including at least one scanning mirror and configured for telecentric scanning of the OCT signal beam; andrelay optics following the scan assembly including a beam expander configured to set the OCT signal beam diameter incident on the stereo microscope main objective;a dichroic beamsplitter positioned within an infinity space of the stereo microscope and between the relay optics and the stereo microscope main objective;wherein the shape control includes separable controls for numerical aperture and focal position of the imaged OCT beam that operate by coordinated motion of the movable lenses within the input beam zoom assembly;wherein the stereo microscope main objective is configured to image in a visible spectral range;wherein the stereo microscope main objective is anti-reflection coated for a visible spectral range and an infrared spectral range; andwherein the relay optics including a beam expander comprises optics to pre-compensate aberration of the OCT signal beam in an infrared spectral range arising from the stereo microscope main objective configured for imaging in a visible spectral range. 2. The OCT system of claim 1, wherein the beamsplitter is set at an angle of not less than 48 degrees and not greater than 55 degrees relative to the optical axis of the stereo microscope main objective. 3. The OCT system of claim 1, wherein a path length adjustment is included in the sample arm between the beam expander and the stereo microscope main objective to accommodate for variances in the focal length of the stereo microscope main objective. 4. The OCT system of claim 1, wherein the telecentric scan assembly comprises a first scanning mirror having an image relayed onto a second scanning mirror and wherein an exit pupil of the OCT sample arm is in the back focal plane of the stereo microscope main objective. 5. The OCT system of claim 4, wherein the exit pupil of the OCT sample arm optics comprise a virtual exit pupil. 6. The OCT system of claim 1: wherein the input beam zoom comprises first and second positive lenses and a negative lens therebetween; andwherein a numerical aperture of the system is set by controlling a first distance between the first positive lens and the negative lens and a second distance between the negative lens and the second positive lens. 7. The OCT system of claim 6, wherein a focus of the OCT system is set by controlling a position of the second positive lens for a particular setting of numerical aperture. 8. The OCT system of claim 1: wherein at least a portion of the OCT path occupies a center channel of the stereo microscope;wherei... | Bioptigen, Inc. | A61B003/14 A61B003/00 A61B003/10 G01B009/02 A61B003/13 G02B021/00 G02B021/02 G02B027/00 G02B027/09 G02B027/14 A61B005/00 G02B001/11
US09480843 | B2 | 2016-11-01 | Method and means for connecting and telecontrolling a large number of electrodes for electrical cell stimulation in living organisms | 2015-04-18 | A system for neural and muscular stimulation, including DBS, cortical and muscle stimulation, heart pacemakers and similar applications. The improvement of our invention over prior art consisting of the possibility of a larger number of electrode pads from where to originate the electrical stimulation for better control of the process. Our invention discloses a system of address wires which controls switches and demultiplexers to select one of a plurality of wires and one of a plurality of electrode pads from where the electric stimulation starts, and latches that maintain some selected choices after the address buses go on to select other wires and other electrode tips. Our invention also discloses time delay lines which are used to keep the stimulating pulses for a pre-assigned time. Finally, our invention discloses telecontrol to select the active electrodes. | 1. A device for electrically stimulating cells, comprising: an electric energy storage at a first position, and a plurality of control electronics at a second position and/or at the first position;a wireless action at a distance electronic device capable of transmitting and receiving information at a distance, the action at a distance electronic device having electronic circuit means for transmitting and/or receiving electronic address bits and/or electronic control bits using a wireless action at a distance device;a picafina device body with a proximal extremity, a distal extremity, an inner lumen and an outer surface;a plurality of stimulating electrodes on the outer surface of the picafina in fixed relative positions at the distal extremity;a plurality of first on/off switches, each of the first on/off switches associated with one of the stimulating electrodes for selecting the associated stimulating electrode;a first plurality of wires running inside the lumen of the picafina with a proximal extremity and a distal extremity;a second plurality of wires running outside the picafina with a proximal extremity and a distal extremity;wherein the first plurality of wires have wires comprising a group of electric power wires, each electric power wire at a different voltage level or at the same voltage level or at a different current level or at the same current level, the first plurality of wires being connected to the stimulating electrodes via the plurality of first on/off switches at their distal extremity and to the second plurality of wires at their proximal extremity;a plurality of second on/off switches, each of the second on/off switches associated with one of the wires belonging to the first plurality of wires running inside the lumen;the second plurality of wires running outside the picafina device body configured to connect the first plurality of wires to the electric energy storage;the means for transmitting and/or receiving electronic address bits and/or electronic control bits using a wireless action at a distance device having sufficient bits to form a first address to uniquely identify each of the stimulating electrodes and to form a second address to uniquely identify each of the wires from the first plurality of wires;a plurality of first address decoders, wherein each of the first address decoders having a first unique digital address is capable of selecting the state of one of the first on/off switches according to the first address from the means for transmitting and/or receiving electronic address bits and/or electronic control bits using a wireless action at a distance device;a plurality of second address decoders, wherein each of the second address decoders having a second unique digital address is capable of selecting the state of the second on/off switches according to the second address from the means for transmitting and/or receiving electronic address bits and/or electronic control bits using a wireless action at a distan... |  | A61N001/05 A61N001/36 A61B005/04 G01R001/073 A61B005/00 A61B005/05 A61N001/372 A61N001/375 G01R001/067
US10555675 | B2 | 2020-02-11 | Method for projecting blood loss of a patient during a surgery | 2016-05-13 | Systems for monitoring blood loss include a display for simultaneously depicting a current blood loss metric at different time points or along a time line. In addition, historical or comparative blood loss information is provided on the display so that the healthcare provider can see assess the current blood loss metric relative to other metrics, so that the healthcare provider can more accurately assess and manage the patient's status. | 1. A method of monitoring a patient in a medical procedure, comprising: at one or more processors:estimating real-time blood loss of the patient;selecting at least one reference blood loss data set corresponding to a reference medical procedure;estimating future blood loss of the patient based at least partially on the estimated real-time blood loss and the at least one reference blood loss data set; andproviding an indication of the estimated future blood loss of the patient on a display associated with the one or more processors. 2. The method of claim 1, wherein selecting at least one reference blood loss data set comprises selecting at least one reference blood loss data set from a database of prior medical procedures. 3. The method of claim 1, wherein the indication of estimated real-time blood loss and the estimated future blood loss are displayed simultaneously on a monitor screen. 4. The method of claim 1, further comprising displaying the estimated real-time blood loss and the indication of estimated future blood loss on a two-dimensional plot. 5. The method of claim 4, wherein the two-dimensional plot depicts estimated blood loss over time. 6. The method of claim 4, further comprising displaying the at least one reference blood loss data set on the two-dimensional plot. 7. The method of claim 6, wherein displaying the at least one reference blood loss data set comprises displaying at least one blood loss tracing over time. 8. The method of claim 7, wherein each of the at least one blood loss tracings is based upon a single historical medical procedure. 9. The method of claim 8, wherein displaying the at least one reference blood loss data set comprises displaying a plurality of database blood loss tracings over time. 10. The method of claim 6, wherein the at least one reference blood loss data set is provided as at least one band plot on the two-dimensional plot. 11. The method of claim 10, wherein the at least one band plot comprises a plurality of nested confidence bands on the two-dimensional plot. 12. The method of claim 6, wherein the estimated real-time blood loss and the estimated future blood loss are overlaid on the at least one reference blood loss data set. 13. The method of claim 1, further comprising receiving the at least one reference blood loss data set from a remote server. 14. The method of claim 1, wherein selecting the at least one reference blood loss data set is based at least in part upon type of medical procedure. 15. The method of claim 1, wherein selecting the at least one reference blood loss data set is based at least in part upon one or more patient factors. 16. The method of claim 15, wherein selecting the at least one reference blood loss data set is based at least in part upon one or more health condition or disease factors, or practice-based factors. 17. The method of claim 16, wherein the at least one reference blood loss data set comprises an average, median, mode or a range of historic... | Gauss Surgical, Inc. | A61B005/02 A61B005/00
US09498160 | B2 | 2016-11-22 | Method for penetrating tissue | 2014-09-29 | A tissue penetrating system has a housing member. A plurality of penetrating members are positioned in the housing member. A tissue stabilizing member is coupled to the housing. A penetrating member sensor is coupled to the plurality of penetrating members. The penetrating member sensor is configured to provide information relative to a depth of penetration of a penetrating member through a skin surface. | 1. A method for injecting an agent to a tissue site, comprising: measuring an amount of elastic tenting of skin of the body part when a penetrating member depresses the skin in a direction inward below a surface of the skin to determine elasticity of the skin;storing in a processor the amount of elastic tenting of the skin;selecting a driver profile from a set of alternative driver profiles stored in the processor that includes elastic tenting of the skin and a depth setting using stored tenting information in the processor, which is dependent on a value of the measured amount of elastic tenting and influences the injection of the agent;settling at the depth setting for a certain period of dwell time before starting to withdraw from the withdrawal site;injecting an agent; wherein the dwell time is related to the amount of elastic tenting of the skin depressed by the penetrating member trying to puncture the surface of the skin and variance in skin deformation. 2. The method of claim 1, wherein selecting a setting includes determining at least one of the penetrating member position and acceleration. 3. A method for injecting an agent to a tissue site, comprising: measuring an amount of elastic tenting of skin of the body part when a penetrating member depresses the skin during a number of agent injections, the elastic skin tenting being in a direction inward below a surface of the skin;storing in a processor the amount of elastic tenting of the skin;selecting a driver profile from a set of alternative driver profiles stored in the processor that includes elastic tenting of the skin;using the penetrating member to create a penetration of the skin to the tissue site in response to the driver profile that is selected from the processor;using the driver profile information that is selected to deliver the agent at the tissue site. 4. The method of claim 3, wherein at least one of the following settings is selected from the processor: blocking or releasing of a penetrating member; setting a puncture or brake depth of a penetrating member selected for creating the opening in the body; setting a geometric shape of a press-on area of a system for injecting the agent; displaying text on a display device; and displaying or setting evaluation parameters which are used by a system for analyzing body fluid. 5. The method of claim 3, further comprising: providing an audio output of relating to the injection. 6. The method of claim 3, wherein a depth of penetration of a penetrating member is 100 to 2500 microns. 7. The method of claim 3, wherein a depth of penetration of a penetrating member is 500 to 750 microns. 8. The method of claim 3, further comprising: using a feedback loop coupled to a processor. 9. The method of claim 3, wherein in a first direction a penetrating member moves toward a target tissue at a speed that is different than a speed at which the penetrating member moves away from the target tissue. 10. The method of claim 3, wherein in a ... | Sanofi-Aventis Deutschland GMBH | A61N001/30 A61B005/151 A61M005/32 A61B005/15 A61B005/00 A61B005/145 A61B005/1486
US09492111 | B2 | 2016-11-15 | Methods and materials for stabilizing analyte sensors | 2006-07-26 | The disclosure provides a sensor including a sensor having an external surface and a cannula. The cannula comprises a substantially cylindrical wall encircling a lumen, at least one aperture and a distal end. The sensor is positioned within the lumen and the distal end of the cannula extends beyond the sensor. This configuration functions for example to stabilize chemical reactions associated with the sensor by creating a buffer zone between the sensor and the surrounding tissues at the site of implantation. In certain embodiments, the sensor can further comprise an accessory material in proximity to the external surface, wherein the accessory material modifies the biological response of a tissue that is in contact with the sensor. The sensor can also comprise anchors that keeps the sensor in contact with subcutaneous tissue of a subject upon insertion of the sensor into the body of the subject. | 1. A sensor system comprising: a sensor having a chemically reactive surface that reacts with an analyte to be sensed; anda cannula comprising:a substantially cylindrical housing that surrounds the sensor;at least one aperture disposed in the housing that allows the analyte to diffuse therethrough so as to contact the chemically reactive surface;an end that extends beyond an end of the sensor;an accessory material provided in proximity to the chemically reactive surface, wherein:the accessory material fills the at least one aperture of the cannula;the accessory material is disposed in the aperture such that a surface of the accessory material is substantially flush with a surface of the cannula; andthe sensor system is adapted to contact a tissue such that the accessory material is configured to contact and modify a biological response of the tissue. 2. The sensor system of claim 1, wherein the cannula comprises polyurethane. 3. The sensor system of claim 1, wherein the biological response comprises protein deposition, inflammation or proliferation of macrophages or foreign body giant cells. 4. The sensor system of claim 1, wherein the accessory material comprises a hydrophilic polymer. 5. The sensor system of claim 4, wherein the hydrophilic polymer comprises polyhydroxyethylmethacrylate (PHEMA), polyurethane, polysaccharide, polyacrylamide, or polyurea. 6. The sensor system of claim 4, further comprising an anchor that assists sensor contact with subcutaneous tissue of a subject upon insertion of the sensor into a subject. 7. The sensor system of claim 6, wherein the anchor comprises barbs affixed to the cannula. 8. The sensor system of claim 6, wherein the anchor expands after insertion of the sensor into the subject. 9. The sensor system of claim 1, wherein the sensor comprises an enzymatic, molecular recognition, optochemical or electrochemical sensor. 10. The sensor system of claim 1, wherein the sensor comprises a glucose sensor. 11. The sensor system of claim 1, wherein the accessory material comprises a sustained release material that delivers a therapeutic agent. 12. The sensor system of claim 11, wherein the therapeutic agent comprises an anti-inflammatory, anti-bacterial, anti-viral, anti-coagulant, anti-proliferative or disinfecting agent, or a growth factor. 13. A method of stabilizing an environment for a chemical reaction between an in vivo analyte and an enzyme that reacts with the analyte, the method comprising performing the chemical reaction using an implanted sensor system comprising: a sensor having an chemically reactive surface comprising the enzyme; anda cannula comprising:a substantially cylindrical housing that encircles the sensor;at least one aperture disposed in the housing that allows the analyte to diffuse therethrough so as to contact the chemically reactive surface; andan end that extends beyond an end of the sensor,wherein the aperture and the chemically reactive surface of the implanted sensor syste... | Medtronic MiniMed, Inc. | A61B005/00 A61B005/1486 A61B005/145
US09498191 | B2 | 2016-11-22 | Device and method for use in the collection of whole saliva in research and diagnostics | 2012-08-16 | An embodiment in accordance with the present invention provides a device for collecting a specimen of oral fluids. The device includes an elongate tubular member with a first end being configured to come into contact with a mouth of a subject. The device also includes a coupler, wherein the first end of the coupler is configured to couple to a second end of the elongate tubular member and wherein the second end of the coupler is configured to couple the device to a collection vial. A chamber is defined by the outer wall of the elongate tubular member and positioned proximate to the second end of the elongate tubular member, and a filter is disposed within the chamber. An exhaust port is defined by the coupler to allow pressure to escape from the device to ease the collection of the specimen. | 1. A device for collecting a specimen of oral fluids comprising: an elongate tubular member, having a first end and a second end and an outer wall defining a lumen extending therethrough wherein the first end of the elongate tubular member is configured to come into contact with a mouth of a subject;a coupler having a first end and a second end and an outer wall defining a lumen extending therethrough, wherein a first end of the coupler is configured to couple to a second end of the elongate tubular member and wherein the second end of the coupler is configured to couple the device to a collection vial;a chamber defined by the outer wall of the elongate tubular member and positioned proximate to the second end of the elongate tubular member;a filter disposed within the chamber;an exhaust port defined by the coupler to allow pressure to escape from the device; anda treated coupler wherein the treated coupler further comprises the coupler treated with at least one selected from the group of a bacteria static agent to enable the specimen to be held at room temperature during transit, dyes to enable the subject to determine how much specimen has been deposited relative to volume requirements, dyes to determine if sample degradation has occurred, and inhibitors to prevent the degradation of analytes of primary interest in the specimen. 2. The device of claim 1 wherein the filter further comprises a polymer blended foam or other material. 3. The device of claim 1 wherein the exhaust port further comprises a channel defined by the outer wall of the coupler. 4. The device of claim 1 further comprising a specimen collection vial having a volume capacity of approximately 50 μL to 5 mL. 5. The device of claim 1 wherein the outer wall of the coupler further defines a press fit taper such that the device can be press-fit into collection vials of varying size. 6. A device for collecting a specimen of oral fluids comprising: an elongate tubular member, having a first end and a second end and having a lumen extending therethrough wherein the first end of the elongate tubular member is configured to come into contact with a mouth of a subject;a treated coupler having a first end and a second end and a lumen extending therethrough, wherein a first end of the treated coupler is configured to couple to a second end of the elongate tubular member and wherein the second end of the treated coupler is configured to couple the device to a standard collection vial; andwherein the treated coupler further comprises the coupler treated with at least one selected from the group of a bacteria static agent to enable the specimen to be held at room temperature during transit, dyes to enable the subject to determine how much specimen has been deposited relative to volume requirements, dyes to determine if sample degradation has occurred, and inhibitors to prevent the degradation of analytes of primary interest in the specimen. 7. The device of claim 6 further comprising a c... | The Johns Hopkins University | A61B005/00 A61B010/00
US10076670 | B2 | 2018-09-18 | Consistency monitoring for ECG shock advisory decisions | 2014-12-24 | A defibrillator or other patient monitoring device (20) employing an ECG monitor (23) and a controller (25). The ECG monitor (23) monitors an ECG waveform of a heart of a patient. The controller (25) segments the ECG waveform, and for each ECG waveform segment of a series of ECG waveform segments, generates an ECG shock advisory between a shock decision, a no-shock decision and an optional shock indecision. The controller (25) further monitors a consistency of the ECG shock advisories between consistent shock decisions, consistent no-shock decisions, and optional inconsistent shock decisions. | 1. A defibrillator, comprising: an ECG monitor configured for monitoring an ECG waveform of a heart of a patient; anda defibrillation controller operably connected to the ECG monitor to segment the ECG waveform, wherein, for each ECG waveform segment of a series of ECG waveform segments, the defibrillation controller generates an ECG shock advisory between a shock decision and a no-shock decision, andwherein the defibrillation controller monitors a consistency of the ECG shock advisories between consistent shock decisions and consistent no-shock decisions. 2. The defibrillator of claim 1, wherein each ECG shock advisory is between the shock decision, the no-shock decision and a shock indecision. 3. The defibrillator of claim 2, wherein the consistency of the ECG shock advisories is between consistent shock decisions, consistent no-shock decisions and inconsistent shock decisions. 4. The defibrillator of claim 1, wherein, to monitor the consistency of the ECG shock advisories, the defibrillation controller calculates a consistency score of the ECG shock advisories. 5. The defibrillator of claim 4, wherein, to monitor the consistency of the ECG shock advisories, the defibrillation controller compares the consistency score to at least one of a consistent shock threshold and a consistent no-shock threshold. 6. The defibrillator of claim 5, wherein the defibrillation controller generates a consistency shock advisory responsive to the comparison of the consistency score to at least one of the consistent shock threshold and the consistent no-shock threshold. 7. The defibrillator of claim 6, wherein the defibrillation controller generates a defibrillation shock advisory as a logical combination of the consistency shock advisory and at least one ECG shock advisory. 8. The defibrillator of claim 5, wherein the defibrillation controller generates a consistency shock indication of the comparison of the consistency score to at least one of the consistent shock threshold and the consistent no-shock threshold. 9. The defibrillator of claim 1, wherein the defibrillator is at least one of an automatic external defibrillator or an advanced life support defibrillator. 10. The defibrillator of claim 1, wherein the defibrillator comprises at least one of an automatic external defibrillator, an advanced life support defibrillator or a patient monitor. 11. A defibrillation controller, comprising: a shock advisor configured for segmenting an ECG waveform of a heart of a patient into a series of ECG waveform segments, wherein, for each ECG waveform segment of the series of ECG waveform segments, the shock advisor generates an ECG shock advisory between a shock decision and a no-shock decision; anda consistency monitor operably connected to the shock advisor and configured to monitor a consistency of the ECG shock advisories between consistent shock decisions and consistent no-shock decisions. 12. The defibrillation controller of claim 11, wherein the ECG shock... | Koninklijke Philips N.V. | A61N001/39 A61B005/04 A61B005/00 A61B005/0404 A61B005/046
US10610150 | B2 | 2020-04-07 | Remote microelectromechanical labor detection system | 2015-05-07 | The present invention provides an improved light system for labor detection by monitoring the status of a cervix, including dilation, during pregnancy and for monitoring vaginal pH at the cervix to detect the leakage of amniotic fluid, including a MEMS receiver programmed to receive and process MEMS cervical data into cervical status data for transmission to a remote network monitor a first cervical MEMS device positioned at a first cervix location and a second cervical MEMS device positioned at a second cervix location providing MEMS cervical data for transmission to the short range wireless receiver for detecting labor. | 1. A system for labor detection by monitoring an internal status of a cervix for a labor condition said system comprising; a MEMS receiver comprising a processor, a controller, a short range wireless receiver and a long range wireless transceiver;said controller coupled to said processor, said short range wireless receiver and said long range wireless transceiver;said controller configured to control said MEMS receiver and said processor, such that MEMS cervical data is received by said MEMS receiver and processed by said processor into cervical status data, whereby said MEMS cervical data includes pH data and proximity data;said MEMS receiver configured to receive said MEMS cervical data at a timed interval;said MEMS receiver configured to process said MEMS cervical data into said cervical status data for transmission to a remote network monitor;wherein said cervical status data includes membrane condition;a first cervical MEMS device configured for implanting at a first cervix location and comprising a transmitter, a MEMS processor, a memory, a first power supply coupled to a first proximity sensor and a pH sensor; anda second cervical MEMS device configured for implanting at a second cervix location which is spaced from said first cervical MEMS device a distance;said second cervical MEMS device in communication with said first cervical MEMS device and comprising a second power supply coupled to a second proximity sensor;said second cervical MEMS device separated from said first cervical MEMS device said distance, wherein the MEMS processor is configured to process information representing the distance from said first proximity sensor and said second proximity sensor at the timed interval, wherein the proximity data includes the information representing the distance;wherein said first proximity sensor, second proximity sensor, and pH sensor provide said MEMS cervical data for selective transmission by said transmitter to said short range wireless receiver at said timed interval to said MEMS receiver;wherein said MEMS processor is configured to compare a relative change in information representing a prior distance of a previous instance stored in the memory to said information representing the distance with a predetermined threshold;wherein said first cervical MEMS device and second cervical MEMS device are configured to initially be in a normal proximity detection mode, and wherein upon the MEMS processor detecting that the relative change meets the predetermined threshold, the first MEMS device and the second MEMS device are switched to an active detection mode, and the transmitter is configured to transmit an alert to said MEMS receiver; andwherein in the active detection mode, said MEMS processor is configured to obtain said cervical data at an increased frequency, and wherein said transmitter transmits said MEMS cervical data to said MEMS receiver at said increased frequency. 2. The system for labor detection of claim 1 wherein said first ... | - | A61B005/00 H04B007/155 H04L029/08 A61B005/145
US09504803 | B2 | 2016-11-29 | Catheter set comprising guide wire | 2015-09-01 | The present invention relates to a catheter set for nerve treatment used for delivering a stimulus or a drug to nerves in the human body. According to the present invention, the catheter set for nerve treatment includes: a catheter capable of delivering a drug to a target nerve through a tube line, having a tube shape; a cylindrical cannula for supporting the catheter when inserted into the body tissue while slidably accommodating the catheter inside; a conductive guide wire to be accommodated inside the catheter, having one exposed end; and a conductive first stimulator connector for delivering an electric stimulus to the one exposed end of the guide wire, electrically connected to the other end of the guide wire. Therefore, it is possible to accurately place the end of the catheter at the location of the target nerve, to prevent the end of the catheter from deviating from the target nerve during an operation, and to finely adjust the location of the catheter even after removing the cannula. | 1. A catheter set for nerve treatment, which is used to deliver a stimulus or a drug to a nerve of the human body, comprising: a catheter capable of delivering a drug to a target nerve through a tube line, having a tube shape;a cylindrical cannula for supporting the catheter when inserted into the body tissue while slidably accommodating the catheter inside;a conductive guide wire to be accommodated inside the catheter, having one exposed end, wherein the exposed end of the conductive guide wire is bent in a predetermined direction; anda conductive first stimulator connector for delivering an electric stimulus to the one exposed end of the guide wire, electrically connected to the other end of the guide wire. 2. The catheter set of claim 1, wherein the cannula is made of a metal. 3. The catheter set of claim 2, wherein the catheter is made of a synthetic resin insulating the catheter from the metal cannula. 4. The catheter set of claim 1 wherein the guide wire has greater solidity than the catheter. 5. The catheter set of claim 1, wherein one end of the cannula is sharply formed to enable insertion through body tissue. 6. The catheter set of claim 1, wherein, on the guide wire, a standard graduation corresponding to a length obtained by adding a length of an exposed end of the guide wire to the whole length of the catheter is marked. 7. The catheter set of claim 6, wherein reference graduations are marked around the standard graduation on the guide wire to identify a sliding distance of the guide wire inside the catheter. 8. The catheter set of claim 1, wherein the one end of the guide wire is formed to be bent in one direction so that a location of one end of the catheter is adjusted when the catheter is inserted inside the body tissue. 9. The catheter set of claim 1, wherein the guide wire is made of a metallic material to identify a figure of the guide wire inserted inside the body tissue through radiation irradiation. 10. The catheter set of claim 1, wherein the electric stimulus is delivered to the exposed end of the conductive guide wire when the catheter set is located near the target nerve. | SEWOON MEDICAL CO., LTD. Sang-sik Choi | A61M025/00 A61B017/34 A61M025/09 A61N001/05 A61B005/05 A61B005/00 A61N001/36
US20160324856 | A1 | 2016-11-10 | USE OF SGC STIMULATORS FOR THE TREATMENT OF NEUROMUSCULAR DISORDERS | 2015-01-13 | The present disclosure relates to methods, uses, pharmaceutical compositions and kits comprising a sGC stimulator or a pharmaceutically acceptable salt thereof, alone or in combination with one or more additional therapeutic agents, for the treatment of a neuromuscular disorder associated with loss or alteration of function of nitric oxide synthase (NOS). | 1. A method of treating a neuromuscular disorder associated with loss or alteration of function of nitric oxide synthase (NOS) in a patient in need thereof, comprising administering to said patient a therapeutically effective amount of an sGC stimulator or a pharmaceutically acceptable salt thereof, wherein said neuromuscular disorder is associated with one or more mutations in genes associated with the dystrophin glycoprotein complex (DGC). 2. (canceled) 3. The method of claim 1, wherein said neuromuscular disorder is associated with one or more mutations in the dystrophin gene. 4. The method of claim 1, wherein the disorder is Muscular Dystrophy. 5. The method of claim 4, wherein the disorder is Duchenne Muscular Dystrophy. 6. The method of claim 4, wherein the disorder is Becker Muscular Dystrophy. 7. The method of claim 1, wherein said sGC stimulator or pharmaceutically acceptable salt thereof is administered as a monotherapy. 8. The method of claim 1, wherein said sGC stimulator or pharmaceutically acceptable salt thereof is administered in combination with a therapeutically or prophylactically effective amount of one or more additional therapeutic agents. 9. The method of claim 8, wherein the additional therapeutic agent is selected from an anti-inflammatory drug; nitric oxide; a NO-donor; a Nitric Oxide synthase substrate; a sGC stimulator; a sGC activator; a PDE5 inhibitor; a compound that is a genetic modifier; a compound that increases the function or localization of dystrophin; a compound that affects translation, stop codons and/or exon skipping; and a compound that increases utrophin expression. 10-19. (canceled) 20. The method of claim 1, wherein the patient in need thereof is an adult. 21. The method of claim 1, wherein the patient in need thereof is a child. 22-29. (canceled) 30. The method of claim 1, wherein treatment with a sGC stimulator or a pharmaceutically acceptable salt thereof results in an observable or measurable decrease in the progression of muscle wasting. 31. The method of claim 30, wherein the decrease in the progression of muscle wasting is measured by using a 6-minute walking distance test, a stair climbing test, a stair climbing test wherein the time required for going from seating to a standing position is determined, or by measuring improvements in tissue blood flow after exercise or muscle stimulation. 32-34. (canceled) 35. The method of claim 1, wherein treatment with a sGC stimulator or a pharmaceutically acceptable salt thereof results in an observable or measurable a) increase in the degree of muscle function, b) increase in muscle strength, c) decrease in fatigue, d) reduction in the risk of muscular injury, e) reduction in the level of muscle or bone deformity, and/or f) reduction in the rate of appearance of new muscle or bone deformity. 36. The method of claim 1, wherein treatment with a sGC stimulator or a pharmaceutically acceptable salt thereof results in an observable or measurab... |  | A61K031/506 A61B005/026 A61B005/00 A61K045/06 A61K031/519
US20160334371 | A1 | 2016-11-17 | METHOD AND DEVICE FOR DETERMINING THE PROPORTION OF MOLECULAR OXYGEN IN A RESPIRATORY GAS BY MEANS OF SOUND | 2015-07-31 | The invention relates to a method for determining the proportion of molecular oxygen in a respiratory gas, for example in lung function diagnostics, comprising the introduction of the respiratory gas into a measurement tube, transmitting a sound signal by means of a sound transmitter and receiving the sound signal by means of a sound receiver, defining a sound measurement zone by means of the sound transmitter and the sound receiver, determining the average molar mass of the respiratory gas by means of a sound propagation time measured over the measurement zone, and determination of the carbon dioxide content of the respiratory gas with a carbon dioxide gas sensor. The invention also relates to a device for performing the method. | 1. Method and device for determining the proportion of molecular oxygen in a respiratory gas, for example in lung function diagnostics, comprising the steps introduction of the respiratory gas into a measurement tube (104),transmitting a sound signal by means of a sound transmitter (102) and receiving the sound signal by means of a sound receiver (102)defining a sound measurement zone by means of the sound transmitter (102) and the sound receiver (102),determining the average molar mass of the respiratory gas by means of the sound propagation time measured over the sound measurement zone, anddetermination of the carbon dioxide proportion of the respiratory gas with a carbon dioxide gas sensor,characterised in that the determination of the proportion of molecular oxygen in the respiratory gas is performed by means of difference formation from the determined mean molar mass of the respiratory gas and from the determined carbon dioxide proportion. 2. Method according to the preceding claim, characterised in that the determination of the proportion of molecular oxygen (CM O2) is performed by means of the formula CM O2=k1(Mrespiratory gas−k2*CM CO2−k3)where CM O2 is the proportion of molecular oxygen in the respiratory gas Mrespiratory gas is the average molar mass of the respiratory gas, CM CO2 is the proportion of carbon dioxide in the respiratory gas and k1, k2 and k3 represent dimensional constants. 3. Method according to claim 1, characterised in that the sound measurement zone extends along the flow direction of the respiratory gas in the measurement tube (104) and is passed through a total of two times in mutually opposite directions. 4. Method according to claim 1, characterised in that the sound transmitter (102) is an ultrasound source and/or the sound receiver (102) is an acoustic sensor or a microphone. 5. Method according to claim 1, characterised in that the carbon dioxide gas sensor is an infrared receiver (112), which receives an infrared signal transmitted by an infrared transmitter (110), the frequency of the transmitted infrared signal lying in the absorption spectrum of carbon dioxide and the attenuation of the intensity of the infrared signal representing a measure of the carbon dioxide proportion in the respiratory gas. 6. Method according to the preceding claim, characterised in that an infrared measurement zone is defined by the infrared transmitter (110) and the infrared receiver (112), which crosses the flow direction of the respiratory gas in the measurement tube (104). 7. Method according to claim 1, characterised in that the infrared transmitter (110) is an infrared source and/or the infrared receiver (112) is an optical sensor. 8. Method according to claim 1, characterised in that the temperature and/or the air pressure of the respiratory gas is measured. 9. Device for determining the proportion of molecular oxygen in a respiratory gas according to the method in claim 1, for example in lung function diagnostics, c... |  | G01N029/024 A61B005/083 A61B005/097 G01N033/497
US20160338777 | A1 | 2016-11-24 | System and Method for Precision Position Detection and Reproduction During Surgery | 2016-05-12 | A computerized visual orientation surgery assist system and method receives initial anatomic image information of a patient scan taken at a registration position of the patient; receives initial positional information from a sensor positioned on the patient at a registration position, where the positional sensor senses spatial position in three dimensions and transmits the positional information; establishes the initial positional information as an origin in three-dimensional space for the initial anatomic image information; displays a visual representation of the initial anatomic image information on a computerized display; receives subsequent positional information from the sensor associated with movement of the patient; and updates the computerized display to reflect the subsequent positional information with respect to the initial positional information. | 1. A visual orientation surgery assist system comprising: a positional sensor sensing spatial position in three dimensions and transmitting positional information in three dimensions; anda computerized display system including a display, a receiver receiving the positional information from the positional sensor, a microcontroller operatively coupled to the receiver and to the display and having access to system memory, the system memory including software instructions causing the CPU to perform the steps of; receiving initial anatomic image information of a patient scan taken at a registration position of the patient;receiving initial positional information from the sensor positioned on the patient at the registration position;establishing the initial positional information as an origin in three-dimensional space for the initial anatomic image information;displaying a visual representation of the initial anatomic image information on the display;receiving subsequent positional information from the sensor associated with movement of the patient; andupdating the display to reflect the subsequent positional information with respect to the initial positional information. 2. The visual orientation surgery assist system of claim 1, wherein the positional sensor includes a triple-axis gyrometer, a triple-axis accelerometer, and a triple-axis magnetometer. 3. The visual orientation surgery assist system of claim 2, wherein the positional sensor further includes a computing component programmed with a fusion algorithm that combines outputs of the triple-axis gyrometer, the triple-axis accelerometer, and the triple-axis magnetometer into positional information comprising pitch, yaw and roll information. 4. The visual orientation surgery assist system of claim 1, wherein the positional information transmitted by the positional sensor includes pitch, yaw and roll information. 5. The visual orientation surgery assist system of claim 1, wherein the patient scan includes an x-ray scan. 6. The visual orientation surgery assist system of claim 5, wherein the visual representation of the initial anatomic image information on the display includes x-ray scan images. 7. The visual orientation surgery assist system of claim 6, wherein the subsequent positional information updated to the display includes tilt and rotation information overlayed with the visual representation of the initial anatomic image information. 8. The visual orientation surgery assist system of claim 6, wherein the subsequent positional information updated to the display includes translational information with respect to the origin overlayed with the visual representation of the initial anatomic image information. 9. The visual orientation surgery assist system of claim 8, wherein the software instructions cause the CPU to perform the additional step of providing at least one of a visual and an audible notification when the subsequent positional information updated to the display reaches a... | Radlink, Inc. | A61B034/10 G06T011/60 A61B006/00 A61B090/00 A61B005/00 G06T013/80 A61B005/11
US20160331299 | A1 | 2016-11-17 | DEVICES AND METHODS FOR MONITORING PREGNANCY | 2015-01-31 | Devices, systems and methods are described herein that enable and make assessments related to pregnancy, including assessments related to a labor-related status such as the onset of true labor. In some embodiments, a pregnancy monitoring system comprises a portable, noninvasive data acquisition device adhered to a patient's skin, comprising at least two electrodes to measure uterine electrical activity, signal processing means, data storage means, and a battery. Systems for notification of the labor-related status are described. | 1-25. (canceled) 26. A system for packaging and dispensing an adhesively-secured pregnancy monitoring device, the system comprising: a portable pregnancy monitoring device comprising an adhesive interface, at least one electrode, and a processor;a removable backer covering at least part of the adhesive interface; anda dispenser that substantially covers the portable pregnancy monitoring device and the removable backer. 27. The system of claim 26, further comprising a preparatory wipe for preparation of a patient's skin for application of the adhesively-secured pregnancy monitoring device. 28. The system of claim 26, further comprising an abrading surface for abrading a patient's skin prior to application of the adhesively-secured pregnancy monitoring device. 29. The system of claim 26, further comprising a plurality of adhesive patches, the adhesive patches comprising an adhesive interface and a removable backer. 30. The system of claim 26, wherein the dispenser comprises a cardboard enclosure. 31-42. (canceled) 43. A method of comparing signals detected by a first and a second pair of electrodes electrically coupled to skin of a pregnant female to monitor uterine electrical activity, the method comprising: applying a given electric potential across an anatomical region generally spanned by a pair of electrodes electrically coupled to the skin of the pregnant female using a first adhesive patch;recording the impedance detected by the pair of electrodes;replacing the first adhesive patch with a second adhesive patch;applying the given electric potential across the anatomical region;recording the impedance detected by the pair of electrodes; andcalculating a ratio between the impedances detected by the pair of electrodes before and after replacement of the first adhesive patch. 44. A method for assessing the likelihood of a labor-related status of a pregnant female, the method comprising: removing an adhesive patch from a backer;electrically coupling at least two electrodes to skin of the pregnant female using the adhesive patch;receiving a processed uterine activity signal generated from measured uterine electrical activity;measuring a first value of one or more parameters associated with a first processed uterine activity signal;measuring a second value of the one or more parameters associated with a second processed uterine activity signal that occurs a duration of time t after the first processed uterine activity signal;calculating a rate of change in the value of the one or more parameters, by dividing the difference between the second and first values of the one or more parameters by the duration of time t;calculating a difference in the value of the one or more parameters, by subtracting the first value from the second value of the one or more parameters; andassessing the likelihood of the labor-related status based at least in part on one or more of the following: the rate of change, a value derived from the rate of change, the diff... |  | A61B005/00 A61B005/0488 A61B005/11 A61B005/053
US20160338594 | A1 | 2016-11-24 | Grayscale Thermographic Imaging | 2015-12-30 | Through the measurement and interpretation of the pixels of grayscale digital thermographic images of abnormalities of the skin and its subcutaneous tissue, early intervention and treatment of abnormalities of the skin and its subcutaneous tissue are possible, thereby assisting clinicians in making significant impacts on prevention and treatment. | 1. A method of detecting abnormalities in mammalian skin and subcutaneous tissue, said method comprising the steps of: providing a infrared imaging device, said device comprising a first laser emitting device and a second laser emitting device, wherein beams from said first and second laser emitting devices converge at a predetermined distance from a target; arranging said imaging device at a distance from said target such that said beams converge; defining a first skin area on a mammal; identifying a length and a width for said first skin area; acquiring a long-wave infrared image of said first skin area from said predetermined distance using said imaging device; defining a pixel value for a predetermined range of temperature in said first skin area; calculating an average pixel value for said first skin area; defining a second skin area on a mammal; identifying a length and a width of said second skin area; acquiring a long-wave infrared image of said second skin area from said predetermined distance using said imaging device; defining a pixel value for a predetermined range of temperature in said second skin area; calculating an average pixel value for said second skin area; calculating an average pixel value for said second skin area; calculating a ratio between said first skin area average pixel value and said second skin area average pixel value; and calculating a width for each of said skin areas. |  | A61B005/00 G06T007/00
US20160324465 | A1 | 2016-11-10 | SYSTEMS AND METHODS FOR DIAGNOSING SLEEP | 2015-01-08 | Systems and methods for sleep stage determination are disclosed. Example systems disclosed herein includes a complexity module operable to measure the complexity of regularities in an EEG channel, and a stager operable to output at least one corresponding sleep stage. Some example systems also include monitoring a subject, and determine the subject may have impairment, Alzheimer's disease, or anesthesia problem that is associated with sleep staging problem. | 1. A system for determining sleep staging, comprising: a complexity module operable to measure the complexity of regularities in an EEG channel; anda stager operable to output at least one corresponding sleep stage. 2. The system of any preceding claim, further comprising another module operable to monitor a non-EEG channel for improving accuracy sleep staging determination. 3. The system of any preceding claim, further comprising at least one pre-processor for filtering at least one channel. 4. The system of any preceding claim, further comprising at least one DPA module operable to provide a rolling distribution of waves in at least one frequency band. 5. The system of any preceding claim, further comprising an EMG analyzer operable to evaluate skeletal EMG. 6. The system of any preceding claim, further comprising a spectrum analyzer operable to detect artifacts and short-lived transients in the EEG channel. 7. The system of any preceding claim, further comprising a REM/SEM detector 8. The system of any preceding claim, wherein the stager further comprises an estimate end-points module. 9. The system of any preceding claim, wherein the stager further comprises an interpreter module operable to EMG activity and outputs representative levels of skeletal muscle tone for wake (W), non REM (NREM) and REM sleep. 10. The system of any preceding claim, wherein the stager further comprises a REM complexity module operable to estimate the complexity of REM sleep. 11. The system of any preceding claim, wherein the stager further comprises a REM boundaries module. 12. The system of any preceding claim, wherein the stager further comprises a synthesize ideal REM module. 13. The system of any preceding claim, wherein the stager further comprises a staging loop module that proceeds epoch-by-epoch and outputs the corresponding sleep stage. 14. The system of any preceding claim, further comprising plurality of electrodes placed on a patients head in a pattern without scalp electrodes. 15. A method for determining sleep stages and generating a hypnogram comprising measuring a complexity of an EEG channel. 16. Systems and methods for diagnosis of sleep, comprising: a specific electrode configuration having at least one of A1-REF and A2-REF or another ear application;wherein the electrode configuration is used for at least one of: generating a hypnogram;determining the state of consciousness of a patient;or for any other application. 17. Systems and methods for detecting impairment due to sleepiness, including at least one of: monitoring a subject;determining when the subject is experiencing a sleep state associated with impairment;warning the subject of the impairment;logging at least one risk level associated with the impairment. 18. The systems and methods of claim 17 used for at least one of: drivers of vehicles;operators of installations that require increased vigilance; andwhere errors due to impairment of the subject can have negative conse... |  | A61B005/00 A61B005/0492 A61B005/18 A61B005/0478
US20160324468 | A1 | 2016-11-10 | SYSTEM, METHOD AND APPARATUS FOR POST-OPERATIVE BARIATRIC WEIGHT LOSS PERFORMANCE TRACKING | 2016-05-06 | A mobile application for a mobile computing device that charts a patient's weight loss after a bariatric surgical procedure compared to a reference curve. By having a reference curve for the patient to conduct a self-comparison, the App can potentially encourage the user to try harder to either meet or beat the average weight loss over time, resulting in improved results for the patient. | 1. A system for comparing bariatric weight loss of a post operative patient, comprising: a computer system; anda computer program product comprising a computer-readable, tangible storage device having a non-transitory computer-readable program code stored therein, said computer readable program code containing instructions that are carried out by a processor of the computer system that, when executed, cause the machine to perform the following process steps: receiving a current weight value of the post operative patient;presenting the current weight value on a graphical display in comparison to a reference weight loss curve comprising a plurality of historical weight loss values temporally recorded for a plurality of prior bariatric patients. 2. The system of claim 1, wherein the step of receiving further comprises: receiving a manual current weight value via a control of a graphical user interface presented on the display. 3. The system of claim 1, wherein the step of receiving further comprises: automatically receiving the current weight value from a scale in communication with the computer system. 4. The system of claim 1, further comprising the step of: transmitting the current weight value to a server in communication with the computer system. 5. The system of claim 4, further comprising: storing the current weight value on the server. 6. The system of claim 5, further comprising: retrieving the current weight value; andtemporally presenting the current weight values as a user weight loss curve. 7. The system of claim 6, further comprising: presenting the user weight loss curve in a temporal comparison to the reference weight loss curve from a temporal reference point. 8. The system of claim 7, wherein the temporal reference point corresponds to a date a bariatric surgical procedure is performed. 9. The system of claim 7, wherein the temporal reference point corresponds to a goal date for achieving a weight loss goal. 10. The system of claim 6, further comprising: updating the reference weight loss curve for a subsequent user based on the stored current weight values. 11. The system of claim 7, wherein the reference curve is adjusted for a height and an initial weight of the post operative patient 12. The system of claim 11, wherein the reference curve is generated based on the plurality of historical weight loss values obtained from prior patients having a corresponding type of bariatric surgical procedure as the post operative patient. |  | A61B005/00 G01G019/44 A61F005/00 H04L029/08 A61B005/107
US20160317074 | A1 | 2016-11-03 | INFORMATION PROCESSING SYSTEM AND INFORMATION PROCESSING APPARATUS | 2016-07-15 | An example of an information processing system includes a hand-held terminal. The hand-held terminal senses sensor information for determining an emotion of a user. The sensor information may be, for example, information of a sound sensed by a microphone, or information of an image captured by a camera. The information processing system determines the emotion of the user on the basis of the sensor information. The hand-held terminal senses the sensor information in a period during which the hand-held terminal is in a standby state. The standby state is, for example, a state in which a display of the hand-held terminal is turned off. | 1. An information processing system comprising a hand-held terminal, the hand-held terminal including sensing means for sensing sensor information for determining an emotion of a user,the information processing system comprising emotion determining means for determining the emotion of the user on the basis of the sensor information, andthe sensing means sensing the sensor information in a period during which the hand-held terminal is in a standby state. 2. The information processing system according to claim 1, wherein the hand-held terminal includes: information acquisition means for acquiring user-related information different from the sensor information and related to the user; andsensing control means for controlling, on the basis of the user-related information, whether or not to perform sensing of the sensor information. 3. The information processing system according to claim 2, wherein the information acquisition means acquires, as the user-related information, information representing behavior and/or activity of the user. 4. The information processing system according to claim 2, wherein the hand-held terminal further includes period judgment means for judging, on the basis of the user-related information, whether or not the current time is in a period during which a predetermined event related to the user is performed, andthe sensing means senses the sensor information in the period during which the predetermined event is performed. 5. The information processing system according to claim 1, wherein the sensing means is operable in at least a first sensing mode for sensing the sensor information at a relatively long time interval, and a second sensing mode for sensing the sensor information at a relatively short time interval or continuously,the hand-held terminal includes sensing control means for switching an operation mode of the sensing means to the second sensing mode when the sensor information sensed in the first sensing mode satisfies a predetermined condition, andthe emotion determining means determines the emotion of the user on the basis of the sensor information sensed in the second mode. 6. The information processing system according to claim 1, wherein the hand-held terminal further includes operation judgment means for judging whether or not the user is operating the hand-held terminal, andthe sensing means senses the sensor information when the operation judgment means judges that the user is operating the hand-held terminal. 7. The information processing system according to claim 1, wherein the emotion determining means successively determines the emotion of the user on the basis of the sensor information successively sensed by the sensing means, andthe information processing system further comprises presentation means for successively presenting the user with a determination result of the emotion. 8. An information processing system, comprising: sensing means for sensing sensor information for determining an emoti... |  | A61B005/16 A61B005/00 A61B005/11
US10067606 | B2 | 2018-09-04 | Touch screen display device and method of touch input control | 2014-09-15 | A touchscreen display device and method of user input control therefor includes a graphical display that senses at least a touch down state and a touch off state at a plurality of locations displaying information. A processor is configured to receive the touch down states and touch off states at each of the plurality of locations. The processor is configured to measure an elapsed time from receipt of at least one touch down state at a subset of the plurality of locations. The processor further is configured to alter the display of information at the subset of locations if the touch down state persists beyond a predetermined elapsed time indicative of an interference. | 1. A touchscreen display device, comprising: a graphical display that senses at least touch down states and touch off states at a plurality of locations displaying information; anda processor configured to: receive the touch down states and touch off states at each of the plurality of locations;count newly detected touch down states within a predetermined elapsed time;if a count of the newly detected touch down states exceeds a predetermined threshold number, calculate an area in locus of the newly detected touch down states and alter the display of the information in the area;measure an elapsed time from receiving at least one touch down state at a subset of the plurality of locations; andalter the display of information at the subset of locations if the touch down state persists beyond the predetermined elapsed time indicative of an interference. 2. The touchscreen display device of claim 1, wherein the subset of locations corresponds to a user input control and the processor is configured to relocate the user input control to a non-overlapping subset of locations if the touch down state persists beyond the predetermined elapsed time indicative of an interference. 3. The touchscreen display device of claim 1, wherein the touchscreen display device is part of a medical device. 4. The touchscreen display device of claim 3, wherein the medical device is selected from a patient monitor, medical imaging system, an anesthesia machine, and a vaporizer. 5. The touchscreen display device of claim 1, wherein the graphical display is a multi-touch display device. 6. The touchscreen display device of claim 1, further comprising: a graphical user interface (GUI) presented on the graphical display by the processor, the graphical user interface comprising at least one user input control at the subset of the plurality of locations. 7. The touchscreen display device of claim 6, wherein if the touch down state persists beyond the predetermined elapsed time, the processor operates the graphical display to modify the GUI to present a visual alert associated with the subset of the plurality of locations. 8. The touchscreen display device of claim 7, wherein if the touch down state persists beyond the predetermined elapsed time, the processor further operates to disable user inputs received by the graphical display within the subset of the plurality of locations. 9. The touchscreen display device of claim 8, wherein the subset of the plurality of locations is a first subset of the plurality of locations and if the touch down state persists beyond the predetermined elapsed time, the processor further operates the graphical display to modify the GUI to relocate the user input control within the GUI to a second subset of the plurality of locations that is separate from the first subset of the plurality of locations. 10. The touch screen display device of claim 9, wherein the processor receives a plurality of touch down states and wherein the subset of the plur... | GENERAL ELECTRIC COMPANY | G06F003/041 G06F003/044 G06F003/0488 A61B090/00 A61M016/01 G06F003/0481 G16H040/63 A61B005/00 A61M016/00
US10314489 | B2 | 2019-06-11 | Wearable health monitoring system | 2016-05-04 | Devices, systems and methods are disclosed which relate to remotely monitoring the health of an individual. The individual wears a health monitoring device, with an attached strap, capable of sensing characteristics of the individual. These characteristics may include voice level and tone, movements, blood pressure, temperature, etc. The device allows individuals to constantly monitor their health without having to physically visit a doctor or other health care professional. Wireless communication, for instance with an Internet Protocol Television (IPTV) set-top box, allows measurements to be made and evaluated by a computerized healthcare service provider. For a more accurate evaluation, measurements are sent over the INTERNET to a service. The device communicates with services in order to diagnose the individual based upon the characteristics. | 1. A device, comprising: a processing system including a processor; anda memory that stores executable instructions that, when executed by the processing system, facilitate performance of operations, comprising: obtaining a baseline health performance sample of a user of the device, wherein the baseline health performance sample comprises a first measurement corresponding to a first movement of the user;receiving a request for a new health performance sample;capturing an input representing the new health performance sample according to the request, wherein the input comprises a second measurement corresponding to a second movement of the device relative to a second processor, wherein the second movement is determined according to arrival time data associated with signals that are transmitted according to instructions from the second processor;comparing the second measurement to the first measurement to determine a difference in user health performance; andtransmitting information associated with the difference in user health performance to the second processor. 2. The device in claim 1, wherein a first signal of the signals originates from the second processor and comprises a data packet, wherein a second signal of the signals comprises an audio tone, and wherein the determining the second movement according to arrival time data comprises determining a distance between the device and the second processor according to a time difference of arrival between the first and second signals at the device. 3. The device in claim 1, further comprising a microphone, wherein the baseline health performance sample further comprises a first voice sample of the user received via the microphone, andwherein the input further comprises a second voice sample received via the microphone. 4. The device in claim 3, wherein the operations further comprise: comparing the second voice sample to the first voice sample to determine the difference in user health performance; andtransmitting information associated with the difference in user health performance, based on the comparing of the second voice sample to the first voice sample, to the second processor. 5. The device in claim 1, further comprising: receiving another request for a subsequent performance sample of the user from the second processor;obtaining the subsequent performance sample of the user;comparing the subsequent performance sample to a downloaded baseline performance sample to determine an updated difference of user performance, wherein the second processor downloads the downloaded baseline from an interactive television network;determining an updated health condition of the user based on the updated difference in the user health performance; andtransmitting information regarding the updated health condition to the second processor. 6. The device in claim 1, further comprising an accelerometer, and wherein the operations further comprise: obtaining a baseline movement sample of the user by the accel... | AT&T Intellectual Property I, L.P. | A61B005/00 A63B024/00 A61B005/021 A61B005/024 A61B005/08 A61B005/103 A61B005/145 H04N021/4788 H04N021/81 G16H050/30 G06F019/00 A63B071/06 H04W004/02
US09492092 | B2 | 2016-11-15 | Method for continuously monitoring a patient using a body-worn device and associated system for alarms/alerts | 2009-05-20 | The invention provides a body-worn monitor that measures a patient's vital signs (e.g. blood pressure, SpO2, heart rate, respiratory rate, and temperature) while simultaneously characterizing their activity state (e.g. resting, walking, convulsing, falling). The body-worn monitor processes this information to minimize corruption of the vital signs by motion-related artifacts. A software framework generates alarms/alerts based on threshold values that are either preset or determined in real time. The framework additionally includes a series of ‘heuristic’ rules that take the patient's activity state and motion into account, and process the vital signs accordingly. These rules, for example, indicate that a walking patient is likely breathing and has a regular heart rate, even if their motion-corrupted vital signs suggest otherwise. | 1. A method for continuously monitoring a patient, comprising the following steps: detecting a first time-dependent physiological waveform indicative of one or more contractile properties of the patient's heart with a first sensor comprising a first detector configured to be worn on the patient's body;detecting a second time-dependent physiological waveform indicative of one or more contractile properties of the patient's heart with a second sensor comprising a second detector configured to be worn on the patient's body;detecting a first time-dependent motion waveform with a first motion-detecting sensor adapted to be positioned on the patient's wrist, detecting a second time-dependent motion waveform with a second motion-detecting sensor adapted to be positioned on the patient's upper arm, and detecting a third time-dependent motion waveform with a third motion-detecting sensor adapted to be positioned on the patient's chest, wherein each time-dependent motion waveform is indicative of motion of the location on the patient's body to which the corresponding motion detecting sensor is affixed;processing the first and second time-dependent physiological waveforms to determine at least one vital sign from the patient;analyzing at least a portion of the first, second, and third time-dependent motion waveforms with a motion-determining algorithm;determining the patient's activity state by discriminating between resting, moving, sitting, standing, walking, running, falling, lying down, and convulsing states by using results of said analyzing at least a portion of the first, second, and third time-dependent motion waveforms; andgenerating an alarm by processing the patient's activity state and comparing the at least one vital sign to a predetermined alarm criteria corresponding to the activity state. 2. The method of claim 1, wherein the analyzing step further comprises calculating a mathematical transform of at least one of the first, second, and third time-dependent motion waveforms to determine a frequency-dependent motion waveform. 3. The method of claim 2, wherein the analyzing step further comprises analyzing frequencies in the frequency-dependent motion waveform within a band between 0-3 Hz to determine if the patient is walking. 4. The method of claim 3, wherein the analyzing step further comprises analyzing frequencies in the frequency-dependent motion waveform within a band between 0-10 Hz to determine if the patient is convulsing. 5. The method of claim 4, wherein the analyzing step further comprises analyzing frequencies in frequency-dependent motion waveform within a band between 0-15 Hz to determine if the patient is falling. 6. The method of claim 1, wherein the analyzing step further comprises calculating a time-dependent change in at least two of the first, second, and third time-dependent motion waveforms. 7. The method of claim 6, wherein the analyzing step further comprises calculating a standard deviation of at least one of th... | SOTERA WIRELESS, INC. | A61B005/08 A61B005/0205 A61B005/021 G08B021/04 A61B005/02 A61B005/022 A61B005/0402 A61B005/00 A61B005/01 A61B005/024 A61B005/0245 A61B005/04 A61B005/0404 A61B005/0452 A61B005/0456 A61B005/11 A61B005/145 G06F019/00
US09492089 | B2 | 2016-11-15 | Dynamic optical tomographic imaging devices methods and systems | 2011-11-11 | The disclosed subject matter includes optical tomographic systems for acquiring and displaying dynamic data representing changes in a target tissue sample to external provocation. For example, the disclosed devices, methods and systems may be used for quantifying dynamic vascular changes caused by imposed blood pressure changes for diagnosing peripheral artery disease. | 1. An optical tomography imaging system for detecting peripheral artery disease, comprising: an external body part stimulator;a controller controlling the external body part stimulator, the external body part stimulator applying a mechanical stimulus to a target body part to be inspected; andan interlacing module arranged to image a peripheral body part of the body part using a plurality of light sources and a plurality of light detectors, wherein the controller:controls each of the plurality of light sources to emit light sequentially such that light is transmitted through the body part and transmitted light is detected by the plurality of light detectors, applies a first mechanical stimulus while acquiring a first series of time separated data from the light detected by the light detectors and later applies a second mechanical stimulus while acquiring a second series of time separated data from the light detected by the light detectors, generates a first three-dimensional cross sectional tomographic image of the body part responsive to the first series of time separated data, and generates a second three-dimensional cross sectional tomographic image of the body part responsive to the second series of time separated data, andgenerates and displays visual representations derived from the first three-dimensional cross sectional tomographic image and the second three-dimensional cross sectional tomographic image, thereby displaying a representation of a differential response of the body part to the first and second mechanical stimuli,wherein the interfacing module includes a member shaped to enclose a portion of the body part, the interfacing module being adjustable in axial and radial dimensions,wherein the plurality of light sources and the plurality of light detectors are positioned on the member in a plurality of rows, each row encircling the portion of the body part, and each row being independently movable along vertical and radial directions, andwherein the plurality of light sources and the plurality of light detectors are detachably attached to the member so as to be positioned around the portion of the body part,the interfacing module further including connecting members connecting the rows to each other so as to allow the rows to be moved relative to each other by changing the mutual spacing of the rows and thereby to permit the interfacing module to inspect different portions of the body part and to permit different sized body parts to be accommodated thereby. 2. The system of claim 1, wherein the external body part stimulator is a compression applicator. 3. The system of claim 2, wherein the external body part stimulator is a pressure cuff. 4. The system of claim 1, wherein the first three-dimensional cross sectional tomographic image of the body part and the second three-dimensional cross sectional tomographic image of the body part represent perfusion rates of blood. 5. The system of claim 1, wherein the first three-dimensional c... | THE TRUSTEES OF COLUMBIA UNIVERSITY IN THE CITY OF NEW YORK | A61B005/00 A61B005/02
US09488574 | B2 | 2016-11-08 | Device for imaging the interior of an optically turbid medium and receptacle unit for such a device | 2008-10-13 | A device (1) for imaging the interior of an optically turbid medium is provided. The device comprises a receptacle (3; 103) structured to accommodate an optically turbid medium for examination and an optically matching medium filling a space between an inner surface (6; 106) of the receptacle (3; 103) and the optically turbid medium. The device comprises at least one light source generating light to be coupled into the receptacle (3; 103) and at least one detector for detecting light emanating from the receptacle (3; 103). A coupling surface (10; 110) optically coupled to the inner surface (6; 106) of the receptacle and a coupling member (11; 111) optically coupled to the light source and the detector are provided. The coupling surface (10; 110) and the coupling member (11; 111) are movable to a plurality of different positions relative to each other and structured to establish an optical connection from the light source to the inner surface (6; 106) of the receptacle and from the inner surface (6; 106) of the receptacle to the at least one detector in the plurality of different positions. | 1. A device for imaging an interior of an optically turbid medium comprising: a receptacle configured to accommodate the optically turbid medium for examination and an optically matching medium filling a space between an inner surface of the receptacle and the optically turbid medium;at least one light source generating light to be coupled into the receptacle;at least one detector for detecting light emanating from the receptacle;a coupling surface optically coupled to the inner surface of the receptacle; anda coupling member optically coupled to the light source and the detector;wherein the coupling member is movable to a plurality of different positions relative to the coupling surface and configured to establish an optical connection from the light source to the inner surface of the receptacle and from the inner surface of the receptacle to the at least one detector in the plurality of different positions, andwherein an optically matching fluid is provided between the coupling member and the coupling surface for providing optical coupling between the coupling member and the coupling surface, and for acting as a lubricant for the relative movement between the coupling member and the coupling surface. 2. The device for imaging the interior of an optically turbid medium according to claim 1, wherein the coupling member is rotatably movable relative to the coupling surface about a rotational axis of symmetry (Z). 3. The device for imaging the interior of an optically turbid medium according to claim 1, wherein the coupling member is further linearly movable in the direction of the axis of symmetry (Z). 4. The device for imaging the interior of an optically turbid medium according to claim 1, wherein the coupling surface has a cylindrical shape. 5. The device for imaging the interior of an optically turbid medium according to claim 1, wherein the coupling surface is formed by an outer surface of the receptacle facing away from the turbid medium to be examined. 6. The device for imaging the interior of an optically turbid medium according to claim 1 wherein the receptacle is made from a material having optical properties the same as optical properties of the optically matching fluid. 7. The device for imaging the interior of an optically turbid medium according to claim 1 wherein the inner surface of the receptacle is coupled to the coupling surface by means of light guiding fibers. 8. The device for imaging the interior of an optically turbid medium according to claim 1, wherein the device comprises a receptacle unit comprising the receptacle and the coupling surface, the receptacle unit being attachable to and detachable from the device. 9. The device for imaging the interior of an optically turbid medium according to claim 1, wherein the device is a medical image acquisition device. 10. A device for imaging an interior of an optically turbid medium, the device comprising: a receptacle configured to accommodate an optically turbid medium ... | KONINKLIJKE PHILIPS N.V. | G01N021/47 A61B005/00 G01N021/17
US09486364 | B2 | 2016-11-08 | Devices and methods for reshaping cartilage structures | 2014-03-04 | Described are methods of reshaping a cartilage structure. One such method comprises creating a virtual three dimensional image of the cartilage structure; manipulating the virtual three dimensional image of the cartilage structure so as to obtain a virtual three dimensional image of a desired final shape of the cartilage structure; creating a virtual prototype of a device to hold the cartilage structure in the desired final shape of the cartilage structure; manufacturing the device; lasing the cartilage structure; and fitting the manufactured device to the cartilage structure (e.g., ear). | 1. A method of shaping a subject's ear to a desired shape and/or position, the method comprising: analyzing the subject's ear to determine what the ear's desired shape and/or position is,providing an ear trellis that comprises an encasing structure for the ear that includes an inner portion that corresponds to a portion of the ear's desired shape,lasing the ear so as to stimulate chondrogenesis in the ear,encasing at least a portion of the lased ear within the encasing structure so that the lased ear is able to form into the desired shape and/or position, andmaintaining the ear within the encasing structure thus to form the lased ear into the desired shape and/or position. 2. The method according to claim 1, wherein the encasing structure is maintained on the subject's ear for a period of at least three weeks. 3. The method according to claim 1, wherein the ear trellis comprises: a first portion fitting over the helix of the subject's outer ear, anda second portion having a proximal end and a distal end, the proximal end projecting from and attached to the first portion;wherein, when the device is associated with the subject's ear, the second portion extends from the first portion, across the ear's anti-helix, and the distal end of the second portion fits into the ear's scapha under the helix at about the lower crura of the anti-helix and/or the fossa trangularis; andwherein the first portion comprises a first surface configured to fit against and be attached to the skull, or the skin over the skull, behind the ear. 4. The method according to claim 3, wherein the second portion is of a length or has a bias such that when associated with the subject's ear, the second portion exerts pressure on its distal and proximal ends so as to force the first portion and the helix away from the distal end and towards the mastoid. 5. The method according to claim 3, wherein the first portion has a single potential attachment point for the second portion. 6. The method according to claim 3, wherein the first portion further comprises a projection that extends around the ear's helix and fits into the scapha. 7. The method according to claim 1, wherein the ear trellis comprises: a first surface configured to fit against and be adhered to the subject's head behind the ear, and, upon fitting of the device onto the subject, hold the ear in a relative position with respect to the head; anda second surface configured to fit against and be attached to the rear surface of the ear, wherein the second surface provides a shaping surface conforming to the ear's desired final shape. 8. The method according to claim 1, wherein: the encasing step comprises affixing a first portion of the ear trellis to the subject's head. 9. The method according to claim 8, wherein: the ear trellis is installed to dispose a portion of the trellis at a position between the rear surface of the ear and the skull. 10. The method according to claim 8, wherein: the affixing step is accomplis... | Chondrocyte, LLC | A61F002/18 A61F011/00 A61B005/107 H04L029/08 H04L029/06 A61B017/00
US10039499 | B2 | 2018-08-07 | Detecting heart failure by monitoring the time sequence of physiological changes | 2016-07-21 | Systems and methods for detecting heart failure by monitoring the time-sequence of physiological changes of a subject using a state machine circuit configured to receive information about physiological characteristics of the subject is described. The current state transitions between a first and a second state in response to a first transition trigger. The current state transitions between the second and first states in response to at least one of the expiration of a first timer or ceasing of the first transition trigger. The current state transitions between the second and third states in response to a second transition trigger. The current state transitions between the third and second states in response to at least one of expiration of a second timer or ceasing of the second transition trigger. | 1. A system to detect a condition of worsening heart failure, the system comprising: a state machine circuit, configured to receive information about different first and second physiological characteristics of a subject, wherein the state machine comprises:a state sequence of at least first, second, and third states, wherein a state represents a physiological status of the subject, and wherein the first state includes a status of post-S2 heart sound energy in a sensed electrical heart sound signal and the third state corresponds to a worsening heart failure event of the subject;a first forward state transition from the first state to the second state in response to a first transition trigger, wherein the first transition trigger includes a change in the post-S2 heart sound energy;a first reverse state transition from the second state to the first state in response to first of expiration of a first timer and ceasing of the first transition trigger;a second forward state transition from the second to the third state in response to a second transition trigger associated with worsening heart failure status of the subject; anda second reverse state transition from the third state to the second state in response to first of expiration of a second timer and ceasing of the second transition trigger, and generating an alert indicating worsening heart failure event of the subject otherwise. 2. The system of claim 1, further comprising a third reverse state transition from the third device state to the first device state, wherein the third reverse state transition is in response to expiration of a third timer. 3. The system of claim 1, further comprising a plurality of physiological sensors, wherein the physiological sensors produce respective physiological signals including information about the first and second physiological characteristics. 4. The system of claim 1, further comprising an ambulatory heart sound sensing circuit configured to generate the heart sound signal including the post-S2 heart sound information. 5. The system of claim 4, wherein the first device state comprises a baseline status of post-S2 heart sound energy. 6. The system of claim 1, wherein the first and second transition triggers further include a time sequence parameter, wherein the time sequence parameter corresponds to a minimum time prior to transitioning from the first device state to the second device state or transitioning from the second device state to the third device state. 7. The system of claim 1, including a response circuit coupled to the state machine circuit, wherein the response circuit is operable to provide a specified response following the second forward state transition to the third state. 8. The system of claim 7, wherein the response circuit is configured to generate the alert following the second forward state transition to the third state. 9. The system of claim 7, wherein the response circuit is configured to generate a report following the sec... | Cardiac Pacemakers, Inc. | A61B005/00 A61B005/0402 A61B005/042 A61B005/08 A61B007/00 A61B007/04 A61B005/053
US11170893 | B2 | 2021-11-09 | System for managing use of medical devices | 2016-05-11 | A system and method for managing use of medical devices. The system includes: an apparatus intended to be used in combination with one or more medical devices; one or more processing units; authorizing means, which may be associated to a medical device and including one identifier parameter able to uniquely identify said device. The processing unit includes: one reader module configured for acquiring the identifier parameter from the authorizing means; one enabling module configured to allow or inhibit use of the device with the apparatus on the basis of control parameters; and at least one calculation module configured for setting the number of uses of the device. The control parameters include the identifier parameter acquired and the number of uses calculated. | 1. A system for managing use of disposable anorectal probes, comprising: an apparatus;one or more processing units; anda kit comprising (i) a disposable anorectal probe and (ii) authorizing means comprising a card with a respective memory unit, wherein the card is associated to the disposable anorectal probe and configured to prevent use of the probe if the probe was used in a previous diagnostic examination, the authorizing means comprising at least one identifier parameter able to univocally identify said probe, wherein said memory unit stores a pre-recorded value of a maximum number of uses of the probe allowed and is configured for recording a number of uses of the probe, and wherein said memory unit comprises at least one calculation module that is configured for setting the number of uses of the probe;wherein the one or more processing units of the system are configured for inhibiting use of the apparatus based on control parameters comprising the identifier parameter acquired and the number of uses of the disposable anorectal probe calculated,wherein said one or more processing units comprise:at least one reader module configured for acquiring said identifier parameter from said authorizing means; andat least one enabling module comprising a comparison module configured for checking whether an identifier parameter acquired is comprised within a set of acceptable parameters and whether the number of uses calculated exceeds the maximum number of uses of the probe allowed, said set of acceptable parameters and said maximum number of uses of the probe allowed being recorded on one or more memory modules, wherein the enabling module is configured for enabling or preventing use of the probe in combination with said apparatus on the basis of said control parameters, and further configured for preventing use of the apparatus in combination with the probe if the calculation module has determined that the probe was already used once. 2. The system according to claim 1, wherein said calculation module comprises a counter module configured for determining how many times a specific identifier parameter has been acquired and recognized as acceptable by said comparison module. 3. The system according to claim 1, wherein said calculation module comprises a timer module configured for determining usage duration of the probe. 4. The system according to claim 3, wherein the control parameters include usage duration calculated by the timer module. 5. The system according to claim 1, wherein at least a processing unit comprises a decryption module. 6. The system according to claim 1, wherein said authorizing means further comprises a RFID transponder, said reader module including means for reading RFID transponders. 7. The system according to claim 1, wherein the apparatus is of the type suitable for enabling operation and acquiring detections of said probe. 8. A method for managing use of disposable anorectal probes, comprising use of the system of cla... | THD S.P.A. | G16H040/63 G16H040/40 G16H040/20 A61B090/00 A61B090/98 A61B005/03 A61B005/11 A61B005/00 A61B017/00
US09480745 | B2 | 2016-11-01 | Targeted treatment of anerobic cancer | 2013-02-22 | The present invention relates to a pharmaceutical cocktail and methods of treatment involving said cocktail, in particular, a combination of effective amounts of a carbonic anhydrase inhibitor, in combination with effective amounts of an angiogenesis inhibitor, including a vascular endothelial growth factor (VEGF) inhibitor such as bevacizumab for the treatment of cancer. In other embodiments, it relates to compositions and methods of treating cancer involving effective amounts of a carbonic anhydrase inhibitor. Pharmaceutical compositions and methods of treating cancer (eliminating the tumor, shrinking the tumor, prolonging the life of the patient, increasing quality of life by decreasing the grade of adverse events seen with other cancer treatments, and/or preventing/reducing the likelihood of the tumor's metastases) are additional aspects of the present invention. In addition, the present invention may be used to favorably impact the therapeutic result of patients who have not responded to alternative, traditional anti-cancer therapy. | 1. A method of treating cancer comprising administering to a patient an effective amount of a loop diuretic and an angiogenesis inhibitor, wherein said patient has metastases and said administration reduces metastases of said cancer. 2. The method according to claim 1 wherein said angiogenesis inhibitor is a humanized monoclonal antibody. 3. The method of claim 2, wherein said antibody is bevacizumab. 4. The method according to claim 1 wherein said treating comprises repeated administration of at least one of the loop diuretic and angiogenesis inhibitor. 5. The method according to claim 1 wherein said loop diuretic is bumetanide. 6. The method according to claim 1 wherein said cancer is hypoxic cancer. 7. The method according to claim 1 wherein said administering results in the shrinkage of said cancer. 8. A pharmaceutical composition comprising an effective amount of a loop diuretic and an angiogenesis inhibitor, wherein said angiogenesis inhibitor is bevacizumab. 9. The composition according to claim 8 wherein said loop diuretic is bumetanide. 10. The composition according to claim 8 formulated for intravenous administration. 11. A pharmaceutical composition comprising an effective amount of a loop diuretic and an angiogenesis inhibitor, wherein said loop diuretic is bumetanide. 12. The composition according to claim 11, formulated for intravenous administration. 13. The composition according to claim 11, wherein said angiogenesis inhibitor is bevacizumab. | University Hospitals Cleveland Medical Center | A61K039/395 A61K009/00 A61K031/196 A61K045/06 C07K016/22 A61K031/195 A61B005/055 A61K039/00
US09508256 | B2 | 2016-11-29 | Magnetic resonance imaging (MRI) with dual agent characterization | 2013-10-31 | Example apparatus and methods concern determining whether a target material appears in a region experiencing nuclear magnetic resonance. One method acquires a baseline value for a magnetic resonance parameter (MRP) while the region is not exposed to a molecular imaging agent that affects the MRP, acquiring a non-specific uptake value for the MRP while the sample is influenced by a non-specific molecular imaging agent and acquiring a specific uptake value for the MRP while the sample is influenced by a specific molecular imaging agent. The non-specific masking problem is solved by characterizing the region as a function of the baseline value, the non-specific uptake value, and the specific uptake value. The function relies on the similarities and differences between non-specific uptake of the non-specific molecular imaging agent, non-specific uptake of the specific molecular imaging agent, and specific uptake of the specific molecular imaging agent. | 1. A method, comprising: acquiring a baseline value for a magnetic resonance (MR) parameter from a region in a sample while the sample is not exposed to a molecular imaging agent that affects the MR parameter in the sample;acquiring a non-specific uptake value for the MR parameter while the sample is influenced by a non-specific molecular imaging agent that does not recognize a target material and where the non-specific molecular imaging agent may affect the MR parameter due to non-specific uptake of the non-specific molecular imaging agent;acquiring a specific uptake value for the MR parameter while the sample is influenced by a specific molecular imaging agent that does recognize the target material and where the specific molecular imaging agent may affect the MR parameter due to non-specific uptake of the specific molecular imaging agent and due to specific uptake of the specific molecular imaging agent, and characterizing the region as a function of the baseline value, the non-specific uptake value, and the specific uptake value,where the baseline value, the non-specific uptake value, and the specific uptake value are a function of magnetic resonance experienced in the sample as excited by an NMR apparatus,where non-specific uptake of the non-specific molecular imaging agent in an area that does not include the target material and non-specific uptake of the specific molecular imaging agent in an area that does not include target material do not produce a measurably different effect on the MR parameter,where specific uptake of the specific molecular imaging agent in an area that includes the target material and non-specific uptake of the non-specific molecular imaging agent in an area that does include the target material produce a measurably different effect on the MR parameter in the region, andwhere specific uptake of the specific molecular imaging agent in an area that includes the target material and non-specific uptake of the specific molecular imaging agent in an area that does not include the target material produce a measurably different effect on the MR parameter in the region. 2. The method of claim 1, where the MR parameter is T1 relaxation or T2 relaxation. 3. The method of claim 1, where the region is bounded by a voxel used in magnetic resonance imaging (MRI) reconstruction, and where the voxel size is less than 2×2×2 mm3. 4. The method of claim 1, where the region is bounded by a voxel used in magnetic resonance imaging (MRI) reconstruction, and where the voxel size is greater than or equal to 2×2×2 mm3. 5. The method of claim 1, where the sample is excited by and where the baseline value, the non-specific uptake value, and the specific uptake value are acquired in response to a Drive Equilibrium Single Pulse Observation of T1 (DESPOT1) MR approach or a Magnetic Resonance Fingerprinting (MRF) approach. 6. The method of claim 1, where the sample is a human tissue. 7. The method of claim 1, where the target material is a pr... | CASE WESTERN RESERVE UNIVERSITY | A61K049/06 G01R033/48 G01R033/56 G01R033/563 G01R033/58 A61B005/055 G08C023/06 G01R033/36 A61B005/00
US10410538 | B2 | 2019-09-10 | System and method for educating users, including responding to patterns | 2016-05-06 | Provided are systems and methods using which users may learn and become familiar with the effects of various aspects of their lifestyle on their health, e.g., users may learn about how food and/or exercise affects their glucose level and other physiological parameters, as well as overall health. In some cases the user selects a program to try; in other cases, a computing environment embodying the system suggests programs to try, including on the basis of pattern recognition, i.e., by the computing environment determining how a user could improve a detected pattern in some way. In this way, users such as type II diabetics or even users who are only prediabetic or non-diabetic may learn healthy habits to benefit their health. | 1. A method of optimizing a diabetes therapy involving a medicament, comprising: receiving data about a first medicament to be ingested by a user in a first regimen, wherein the first regimen indicates a course of treatment for the user including ingestion of the first medicament;monitoring and storing glucose concentration data of the user;receiving data from a cloud connected source, the data pertaining to medicaments and/or regimens attempted by a plurality of other users, the plurality of other users determined by having similar demographics to the user;analyzing the monitored and stored glucose concentration data of the user, wherein the analyzing is based at least in part on the data pertaining to medicaments and/or regimens attempted by the plurality of users;evaluating the analyzed glucose concentration data of the user against the first regimen; anddisplaying an output responsive to the evaluating. 2. The method of claim 1, the similar demographics including one or more similar demographic parameters selected from the group consisting of: age, ethnicity, weight, BMI, and type of diabetes. 3. The method of claim 1, wherein the evaluating includes determining either the first medicament or the first regimen to be non-optimal for the user, and further comprising: determining a second medicament or a second regimen, or both, for the user; anddisplaying an output indicating the second medicament, or the second regimen, or both. 4. The method of claim 1, wherein the regimen includes data about a dosage of a respective medicament and the timing of ingestion of the respective medicament. 5. The method of claim 1, further comprising monitoring other data about the user, and wherein the analyzing or evaluating steps, or both, are based on the glucose concentration data and the other data. 6. The method of claim 5, wherein the other data includes activity data. 7. The method of claim 5, wherein the other data include data about other analytes. 8. The method of claim 5, wherein the other data include meal data. 9. The method of claim 8, wherein the meal data is received from: a social network;user entry;a food app; orphotographic data. 10. The method of claim 1, further comprising determining user compliance with the regimen. 11. The method of claim 1, further comprising transmitting an indication of the output to a cloud connected entity, along with demographic data about the user. | DexCom, Inc. | A61B005/1495 A61B005/145 G09B019/00 G16H050/50 G16H015/00 G06F019/00 A61B005/11 A61B005/00
US09498648 | B2 | 2016-11-22 | 3D imaging method for accurate in-plane tracking of lesion to be treated using MRgRT | 2013-07-26 | When monitoring a position of organ(s) at risk (OAR) near a target volume to be irradiated, a LINAC radiation beam source position is identified around a target volume, and a plane perpendicular to a radiation beam is identified. A first phase encoding direction within the plane is assigned, and a second phase encoding direction perpendicular to the first phase encoding direction is assigned. A read-out direction parallel to the radiation beam is assigned, and an MR image of the target volume and any OAR(s) is generated. The position of the target volume relative to the radiation beam is determined and a collimator between the LINAC source and the volume of interest and target volume is controlled to maintain the radiation beam on the target volume and away from any OAR(s) based on the determined position of the target volume. | 1. A system that facilitates monitoring a position of a target volume that is being irradiated, including: an MR scanner;a LINAC device; anda processor configured to execute computer-executable instructions stored in a memory, the instructions comprising: identifying a position of a linear accelerator (LINAC) radiation beam source around the target volume;identifying an imaging volume of interest defined at one face by a plane perpendicular to a radiation beam emitted by the LINAC source, the imaging volume of interest comprising the target volume and at least one organ at risk (OAR);assigning a first phase encoding direction parallel to the plane;assigning a second phase encoding direction parallel to the plane, the second phase encoding direction being perpendicular to the first phase encoding direction;assigning a read-out direction that is parallel to the radiation beam;imaging the imaging volume of interest and the target volume, including phase encoding in the first and second directions and frequency encoding in the read out direction, and collecting fewer central region k-space data points in a central region of k-space than peripheral k-space data points when imaging the imaging volume of interest;determining a position of the target volume relative to the radiation beam; andcontrolling a collimator between the LINAC source and the imaging volume of interest to maintain the radiation beam on the target volume and away from the OAR based on the determined position of the target volume. 2. The system according to claim 1, the instructions further comprising: collecting fewer than all central k-space data points when imaging the volume of interest. 3. The system according to claim 1, the instructions further comprising: segmenting the target volume and the OAR to identify boundaries thereof. 4. The system according to claim 1, the instructions further comprising: performing 2D radio frequency RF excitation to reduce a number of phase encoding steps. 5. The system according to claim 1, the instructions further comprising: generating at least one test image and determining a minimum acceptable amount of k-space data that can be used to permit monitoring of a boundary of the target volume and the OAR of a subject, and storing one or more parameters defining an imaging sequence used to generate the test image for future use on the subject. 6. A workstation comprising a processor configured to: identify a position of a linear accelerator (LINAC) radiation beam source around a target volume;identify an imaging plane perpendicular to a radiation beam emitted by the LINAC source;assign a first phase encoding direction parallel to the imaging plane;assign a second phase encoding direction different than the first phase encoding direction and parallel to the imaging plane;assign a read-out direction that is parallel to the radiation beam;image a volume of interest that comprises the target volume, including phase encoding in the first and second... | Koninklijke Philips N.V. | G06K009/00 A61N005/10 G01R033/48 A61B005/055
US09616289 | B2 | 2017-04-11 | Wearable device assembly having athletic functionality and milestone tracking | 2016-07-15 | A wearable device assembly has a housing supporting a controller, display and indicator system thereon. The controller has at least one sensor wherein activity of a user wearing the device is detected. The controller selectively illuminates the indicator system to indicate a level of activity of the user. | 1. An apparatus, comprising: a processor;an input device; andmemory operatively coupled to the processor and storing computer readable instructions that, when executed, cause the apparatus to: receive athletic activity data from a device configured to be worn by a user;receive an activity time period;determine a number of activity points earned by the user based, at least in part, on the received athletic activity data;determine whether the user has achieved an activity milestone based, at least in part, on the number of activity points earned by the user during the activity time period;present, on a display device, a tagging interface to the user;in response to detecting selection of a tagging interface element, receive input designating a first tag and a first set of information corresponding to the activity time period, andassociate the first tag with the activity time period. 2. The apparatus of claim 1, wherein the computer readable instructions, when executed, further cause the apparatus to: present the user with a reward in response to achieving the activity milestone. 3. The apparatus of claim 2, wherein presenting the user with the reward includes providing the user with at least one of a new image, a new color, or a new function to be utilized by an application interface. 4. The apparatus of claim 1, wherein the computer readable instructions, when executed, further cause the apparatus to: provide a first application interface configured to communicate athletic activity data to the user, wherein a portion of the first application interface comprises a virtual object configured to reflect a user's progress toward achieving the activity milestone. 5. The apparatus of claim 4, wherein the computer readable instructions, when executed, further cause the apparatus to: provide a second application interface configured to provide data specific to one or more previous activity milestones achieved by the user. 6. The apparatus of claim 4, wherein the computer readable instructions, when executed, further cause the apparatus to: visually modify an appearance of the virtual object in accordance with the received athletic activity data. 7. The apparatus of claim 4, wherein the computer readable instructions, when executed, further cause the apparatus to: provide an application interface configured to communicate to the user an accumulated number of activity points earned by the user in relation to an activity point goal. 8. A non-transitory computer-readable medium containing computer-executable instructions for causing a computer device to perform the steps of: receiving athletic activity data from a device configured to be worn by a user;receiving an activity time period;determining a number of activity points earned by the user based, at least in part, on the received athletic activity data; determining whether the user has achieved an activity milestone based, at least in part, on the number of activity points earned by the user during t... | NIKE, Inc. | A63B024/00 A61B005/11 A61B005/00
US09946843 | B2 | 2018-04-17 | Clinical decision support system based triage decision making | 2014-11-13 | A method includes obtaining an electrical signal that includes a set of at least two sensed physiologic measurements of a patient, comparing the at least two physiologic measurements with a predetermined physiologic measurement range, identifying data required to determine a probability and a severity of a condition of interest of the patient, in response to determining the at least two physiologic measurements do not satisfy the physiologic measurement range, receiving the identified data in electronic format, determining a first probability and a first severity of the condition of interest based on the received identified data, determining a recommended course of action for the patient based on the first probability and the first severity, resources of a healthcare facility, and an event guideline; and causing a display to visually present the first probability and first severity and the recommended course of action. | 1. A method, comprising: receiving an electrical signal that includes a set of at least two sensed physiologic measurements of a patient;comparing the at least two physiologic measurements with a predetermined physiologic measurement range from a sensor output guideline, which is in electronic format;identifying an ultrasound imaging procedure for acquiring data to determine a probability and a severity of a condition of interest of the patient based on a data guideline, in response to determining the at least two physiologic measurements do not satisfy the physiologic measurement range;obtaining image data from a scan based on the identified ultrasound imaging procedure;determining the probability and the severity of the condition of interest based on the obtained image data;determining a recommended course of action for the patient based on the probability and the severity, resources of a healthcare facility, and an event guideline; andcausing a display to visually present the probability and severity and the recommended course of action. 2. The method of claim 1, further comprising: generating a control signal that controls an operation of an electronic device associated with healthcare for the patient based on the recommended course of action and the event guideline; andcontrolling the operation of the electronic device with the control signal. 3. The method of claim 1, further comprising: receiving an image atlas of organ defects, wherein the determining the probability and the severity of the condition of interest based on the obtained image data includes determining the probability and the severity of the condition of interest based on the image data and the image atlas of organ defects. 4. The method of claim 1, further comprising: identifying other data likely to improve an accuracy of the probability and the severity of the condition of interest; andupdating the probability and the severity, based on the other data to generate an updated probability and an updated severity of the condition of interest;wherein the recommended course of action is determined based on the updated probability and the updated severity, the resources of the healthcare facility, and the event guideline. 5. The method of claim 1, wherein the condition of interest is a congenital cardiac defect of a newborn and the at least two sensed physiologic measurements include a blood oxygen concentration sensed at a right foot of the newborn and a blood oxygen concentration sensed at a left hand of the newborn. 6. The method of claim 5, wherein comparing the at least two physiologic measurements includes taking a difference between the at least two physiologic measurements and determining a difference blood oxygen concentration value, comparing the difference blood oxygen concentration value with the measurement range from the sensor output guideline, and determining blood is being shunted around the lungs. 7. A computing system comprising: at least one computer pro... | KONINKLIJKE PHILIPS N.V. | G06K009/00 G06F019/00 A61B005/02 A61B005/145 A61B005/00 G06T007/00
US10078897 | B2 | 2018-09-18 | Systems and methods for identifying burn wound conversion | 2016-04-25 | One aspect of the present disclosure describes a method for burn wound assessment that identifies burn wound conversion. The method includes performing non-contact imaging on the burn wound with an imaging modality configured to record imaging data. The imaging modality includes active dynamic thermography (ADT). Based on the imaging data, an area of the burn wound undergoing conversion can be determined. The determination can be accomplished automatically by a system comprising a processor. | 1. A method comprising: performing non-contact imaging on a burn wound with an imaging modality configured to record imaging data, wherein the imaging modality comprises active dynamic thermography (ADT); anddetermining, by a system comprising a processor, an area of the burn wound undergoing conversion based on the imaging data,wherein the area of the burn wound undergoing conversion is located within a zone of stasis of the burn wound and the ADT comprises delivery of a thermal pulse to the burn wound and the imaging data relates to heat transfer for areas in the zone of stasis at different time points,wherein the area of the burn wound undergoing conversion exhibits a slower rate of heat transfer than the rest of the zone of stasis. 2. The method of claim 1, wherein the rate of heat transfer reflects a dissipation of the thermal pulse through a dermal capillary network and to a dermal plexus below the burn wound. 3. The method of claim 1, wherein the imaging modality further comprises laser Doppler imaging (LDI) to identify areas of the burn wound that will remain non-converting. 4. The method of claim 3, further comprising designing a targeted treatment for the burn wound based on the area of the burn wound undergoing conversion and the areas of the burn wound that will remain non-converting. 5. The method of claim 1, wherein the determining further comprises identifying structural changes in the area of the burn wound undergoing conversion based on the imaging data. 6. The method of claim 1, wherein the area of the burn wound undergoing conversion is identified within twelve hours post-burn wound. 7. An active dynamic thermography (ADT) diagnostic device comprising: a thermal stimulator to deliver thermal stimulation to a burn wound, wherein the thermal stimulation is a thermal pulse;a controller to control properties related to the thermal stimulation, wherein the properties comprise a timing parameter; anda receiver to receive imaging data based on the thermal stimulation of the burn wound,wherein the imaging data indicates an area of the burn wound undergoing conversion located within a zone of stasis of the burn wound, wherein the area of the burn wound undergoing conversion exhibits a slower rate of heat transfer than the rest the zone of stasis. 8. The diagnostic device of claim 7, wherein the timing parameter is less than 10 milliseconds. 9. The diagnostic device of claim 7, wherein the timing parameter is less than 1 millisecond. 10. The diagnostic device of claim 8, wherein the imaging data reveals a structural change in the area of the burn wound undergoing conversion compared to other areas of the zone of stasis. 11. The diagnostic device of claim 7, wherein the imaging data indicates the area of the burn wound undergoing conversion within twelve hours of a patient suffering the burn wound. 12. A system comprising: an imaging device to perform non-contact imaging on a burn wound with an imaging modality configured to re... | MEDSTAR HEALTH | G06T007/00 A61B005/00
US10194803 | B2 | 2019-02-05 | Control apparatus, measurement apparatus, control method, and storage medium | 2016-05-12 | A control apparatus includes a data acquiring unit configured to acquire a measured signal obtained by measuring light emitted from a test object onto which light is irradiated, a processing unit configured to calculate an objective function that varies in accordance with a statistical value obtained by statistically processing the measured signal, and a controller configured to control a modulation amount of a wavefront of the light irradiated onto the test object so as to minimize the objective function. | 1. A control apparatus comprising: a data acquiring unit configured to acquire a measured signal obtained by measuring light emitted from a scattering test object onto which light is irradiated;a processing unit configured to calculate an objective function that varies in accordance with a statistical value obtained by statistically processing the measured signal, wherein, in a case where the statistical value includes at least one of a standard deviation, a variance, or an average value of an intensity of the measured signal, the objective function is a speckle contrast based on the standard deviation, the variance, or the average value, and, in a case where the statistical value includes a temporal correlation of the measured signal, the objective function is set based on the temporal correlation; anda controller configured to change a spatial modulation amount of a wavefront of the light irradiated onto the scattering test object so as to minimize the objective function, wherein the spatial modulation amount includes at least one of a phase modulation amount or an amplitude modulation amount. 2. The control apparatus according to claim 1, wherein the controller is configured to determine the spatial modulation amount when the objective function is minimum, and control the data acquiring unit and the processing unit to iteratively perform a processing by changing the spatial modulation amount. 3. The control apparatus according to claim 1, wherein the controller is configured to set a target area in the measured signal, andwherein the processing unit is configured to calculate the objective function in the target area. 4. The control apparatus according to claim 3, wherein the scattering test object contains an area in which an optical property changes with time, andwherein the controller is configured to set the area in which an optical property changes with time, to the target area. 5. The control apparatus according to claim 1, wherein the controller is configured to provide control so as to scan the scattering test object with the light having a modulated wavefront. 6. A measurement apparatus comprising: a modulator configured to modulate a wavefront of light irradiated onto a scattering test object;a measurement unit configured to measure light emitted from the scattering test object and to output a measured signal; anda control apparatus configured to control the modulator and the measurement unit,wherein the control apparatus includes: a data acquiring unit configured to acquire the measured signal output from the measurement unit;a processing unit configured to calculate an objective function that varies in accordance with a statistical value obtained by statistically processing the measured signal, wherein, in a case where the statistical value includes at least one of a standard deviation, a variance, or an average value of an intensity of the measured signal, the objective function is a speckle contrast based on the standard dev... | CANON KABUSHIKI KAISHA | A61B005/00 A61B005/02 G01N021/47 G01N021/49
US20160335398 | A1 | 2016-11-17 | MONITORING IMPACTS BETWEEN INDIVIDUALS FOR CONCUSSION ANALYSIS | 2015-06-22 | Embodiments include methods, systems and computer program products for monitoring impacts between users of uniforms for concussion analysis. Aspects include monitoring one or more sensors in a uniform of a user, determining whether the user experienced an impact and storing data from the one or more sensor associated with the impact in a memory. Aspects also include transmitting a user identification code associated with the uniform and storing a second user identification code that is associated with another uniform involved in the impact in the memory. | 1. A method for monitoring impacts between users of uniforms for concussion analysis, the method comprising: monitoring one or more sensors in a uniform of a user;determining whether the user experienced an impact;storing data from the one or more sensors associated with the impact in a memory;transmitting a user identification code associated with the uniform; andstoring a second user identification code that is associated with another uniform involved in the impact in the memory. 2. The method of claim 1, further comprising performing analysis on data stored in the memory. 3. The method of claim 1, wherein transmitting the user identification code associated with the uniform includes transmitting the user identification code through a personal area network created by contact between the users of uniforms. 4. The method of claim 1, further comprising transmitting, by the uniform, data stored in the memory to a separate processing system. 5. The method of claim 4, further comprising creating an impact database by the separate processing system from the data received from multiple uniforms. 6. The method of claim 5, wherein the impact database includes entries for all detected impacts between users of uniforms and wherein the method further comprises performing analysis on the impact database to identify a concussion risk for each user. 7. The method of claim 1, wherein determining whether the user experienced the impact includes comparing an output of the one or more sensors to one or more threshold levels associated with a medical history of the user. |  | G06F019/00 H04Q009/00 A61B005/00
US20160325068 | A1 | 2016-11-10 | MEASURING FLOW IN A RESPIRATORY THERAPY DEVICE | 2014-12-30 | A system (10) for measuring subject flow in a respiratory therapy device. The system may include a primary pressure generator (12) connected to a subject circuit (18), and a secondary pressure generator (30) connected to a sensor circuit (36). The sensor circuit and subject circuit may be in fluid communication such that gas form the sensor circuit is introduced into the subject circuit. A measurement of flow parameters of gas through the sensor circuit may convey information related to flow parameters of gas in the subject circuit. The system may be configured such that contaminates from subject flow in the subject circuit do not flow into the sensor circuit. | 1. A system for measuring subject flow in a respiratory therapy device, the system comprising: a primary pressure generator configured to generate a first pressurized flow of breathable gas for delivery to a subject through a subject circuit, the subject circuit including a first flow restriction, the first flow restriction causing a pressure difference to occur between a first side and a second of the first flow restriction if gas is flowing through the subject circuit, the second side being opposite the first side;a secondary pressure generator configured to generate a second pressurized flow of breathable gas for delivery to a sensor circuit, the sensor circuit being in fluid communication with the subject circuit such that gas from the second pressurized flow of breathable gas is introduced into the subject circuit at: a first interface on the first side of the first flow restriction, anda second interface on the second side of the first flow restriction; anda sensor in fluid communication with gas in the sensor circuit, the sensor being configured to generate output signals conveying information related to flow parameters of gas through the first flow restriction in the subject circuit. 2. The system of claim 1, wherein the sensor circuit comprises a first conduit (38) connected to the secondary pressure generator which splits to divide the second pressurized flow into a second conduit and a third conduit, the second conduit having an outlet which fluidly interfaces the subject circuit at the first interface, and the third conduit having an outlet which fluidly interfaces the subject circuit at the second interface. 3. The system of claim 2, wherein the sensor circuit additionally includes a fourth conduit in fluid communication with the second pressurized flow of breathable gas, the fourth conduit being in fluid communication with the second conduit at a third interface and the third conduit at a fourth interface, and wherein the sensor is coupled to the fourth conduit to facilitate the fluid communication of the sensor with gas in the sensor circuit, such that the sensor and first flow restriction are connected in parallel with respect to the second conduit and the third conduit of the sensor circuit. 4. The system of claim 3, wherein the second conduit additionally comprises a second flow restriction between the split of the first conduit and the third interface, and a third flow restriction between the third interface and the first interface, and the third conduit additionally comprises a fourth flow restriction between the split of the first conduit and fourth interface, and a fifth flow restriction between the fourth interface and the second interface. 5. The system of claim 1, further comprising one or more processors configured to execute computer program components, the computer program components comprising: a sensor flow component configured to determine, from the output signals generated by the sensor, flow parameters of the ... |  | A61M016/08 A61M016/20 A61M016/06 A61M016/04 A61M016/00 A61B005/087
US20160335770 | A1 | 2016-11-17 | SYSTEM AND METHOD FOR THREE-DIMENSIONAL QUANTITATIVE EVALUAITON OF UTERINE FIBROIDS | 2015-01-19 | A system (100) and method which assess the results of uterine fibroid embolization. A fibroid lesion is three-dimensionally segmented by a segmentation module (110) on contrast-enhanced arterial phase MRI or CBCT images and a differentiation process performed by a subtraction module (114) identifies actual contrast enhancement from background enhancement. The three-dimensional segmentation mask is then applied to the differentiated image and a region of interest is defined by a comparison module (116) in order to define a normalized threshold. A computation module (112) performs a voxel-by-voxel analysis of enhancing fibroid volume and quantifies the viable enhanced fibroid volume and overall fibroid volume in absolute numerical figures. | 1. A system for three-dimensional quantitative evaluation, comprising: a segmentation module configured to perform a three-dimensional segmentation on a contrast-enhanced imaging of a target and to compute the total volume based on the three-dimensional segmentation;a subtraction module configured to differentiate actual contrast enhancements from background enhancements on the contrast-enhanced imaging and to apply a three-dimensional segmentation mask obtained from the three-dimensional segmentation on the differentiated actual contrast enhancements;a comparison module configured to define a non-enhanced target portion as a region of interest and to compute contrast statistics for the region of interest in order to determine a normalized threshold value for target enhancement; anda computation module configured to define the enhanced target as voxels within the three-dimensional mask based on the threshold value and quantify the volume of the enhanced target. 2. The system as recited in claim 1, wherein the subtraction module is configured to: prepare a subtraction image by subtracting a pre-contrast image from the enhanced contrast image in order to differentiate actual contrast enhancements from background enhancements; andtransfer the three-dimensional segmentation mask to the subtraction image. 3. The system as recited in claim 1, comprising an overlay module that is configured to provide a color map overlay to demonstrate the distribution and intensity of the enhancement. 4. The system as recited in claim 1, wherein the segmentation module is configured to perform the three-dimensional segmentation on a contrast-enhanced imaging of a target comprising a dominant lesion of a uterine fibroid in a living organism. 5. The system as recited in claim 1, wherein the normalized threshold for target enhancement is defined as exceeding the average plus two times the standard deviation value of the region of interest. 6. The system as recited in claim 1 wherein the segmentation module is configured to perform the three-dimensional segmentation on a contrast-enhanced imaging that is prepared by arterial phase magnetic resonance imaging. 7. The system as recited in claim 1 wherein the segmentation module is configured to perform the three-dimensional segmentation on a contrast-enhanced imaging that is prepared by arterial phase cone-beam computed tomography. 8. The system as recited in claim 7, wherein the segmentation module is configured to perform the three-dimensional segmentation on a contrast-enhanced imaging that is performed intra-procedure. 9. A system for three-dimensional quantitative evaluation, comprising: a processor;an imaging system comprising arterial-phase magnetic resonance imaging or arterial-phase cone beam computed tomography;a segmentation module configured to perform a three-dimensional segmentation on a contrast-enhanced imaging of a dominant lesion of the uterine fibroids and to compute the total lesion volume based on... |  | G06T007/00 A61B006/03 A61B005/026 A61B006/00
US09483726 | B2 | 2016-11-01 | Three dimensional electronic patch | 2015-07-30 | A three-dimensional electronic patch includes a flat flexible circuit substrate that includes an elastic layer including a first portion and a second portion. The second portion includes at least side connected to the elastic layer and one or more sides defined by one or more cuts in the elastic layer. The three-dimensional electronic patch further includes a first sensor on the first portion of the elastic layer, a first conductive sensing pad under the first portion of the elastic layer and in electrical connection with the first sensor, and a conductive layer under the second portion of the elastic layer and in electrical connection with the first sensor. The second portion is folded to position the conductive layer away from the first portion. | 1. A three-dimensional electronic patch, comprising: a flat flexible circuit substrate, comprising: an elastic layer including a first portion and a second portion, wherein the second portion includes at least one side connected to the first portion of the elastic layer and one or more sides defined by one or more cuts in the elastic layer;a first sensor on the first portion of the elastic layer;a first conductive sensing pad under the first portion of the elastic layer and in electrical connection with the first sensor; anda conductive layer under the second portion of the elastic layer and in electrical connection with the first sensor, wherein the second portion is folded to position the conductive layer away from the first portion. 2. The three-dimensional electronic patch of claim 1, wherein the first conductive sensing pad and the conductive layer of the folded second portion are respectively on opposing sides of the three-dimensional electronic patch. 3. The three-dimensional electronic patch of claim 1, further comprising: a second sensor on the second portion of the elastic layer and in electrical connection with the conductive layer, wherein the conductive layer includes a second conductive sensing pad electrically connected with the second sensor. 4. The three-dimensional electronic patch of claim 3, wherein the second sensor is configured to measure ambient temperature via the second conductive sensing pad. 5. The three-dimensional electronic patch of claim 3, wherein the second conductive sensing pad and the second sensor are electrically connected by a conductive pin through the second portion of the elastic layer. 6. The three-dimensional electronic patch of claim 3, further comprising: an adhesive layer configured to bond the second sensor to the first portion of the elastic layer. 7. The three-dimensional electronic patch of claim 1, wherein the first conductive sensing pad is configured to be in contact with a user's skin, wherein the first sensor is configured to measure body temperature of a user via the first conductive sensing pad. 8. The three-dimensional electronic patch of claim 1, wherein the first conductive sensing pad and the first sensor are electrically connected by a conduct pin through the first portion of the elastic layer. 9. The three-dimensional electronic patch of claim 1, wherein the conductive layer comprises an antenna circuit. 10. The three-dimensional electronic patch of claim 9, further comprising: a spacer on the second portion of the elastic layer, wherein the spacer is configured to keep the conductive layer at a distance away from the conductive sensing pad while the second portion is folded to be in parallel to the first portion. 11. The three-dimensional electronic patch of claim 10, further comprising: an adhesive layer configured to bond the spacer to the first portion of the elastic layer. 12. The three-dimensional electronic patch of claim 9, wherein the antenna circuit is electrica... | VivaLnk Inc. | G01K013/00 G06K019/077 H01Q001/27 A61B005/01 A61B005/00 H01Q001/22 H01Q007/00
US10201299 | B2 | 2019-02-12 | Reducing non-reversible cross sensitivity for volatile acids or bases in chemo-optical sensor spots | 2014-12-23 | The present invention relates to a chemo-optical sensor unit for transcutaneous measurement of a concentration of a gas, comprising: at least one gas-permeable sensing layer adapted to be irradiated with a predetermined radiation; and at least a first gas-permeable layer adjacent to one side of the at least one sensing layer, adapted to pass gas whose concentration is to be measured through the gas-permeable layer towards the sensing layer; at least one volatile acid and/or base binding layer in the gas-pathway from the skin to the sensing layer; adapted to pass gas whose concentration is to be measured through the volatile acid and/or base binding layer towards the sensing layer; wherein said chemo-optical sensor unit is adapted to operate with a contact medium between the chemo-optical sensor unit and the skin and wherein the chemo-optical sensor unit is adapted to measure an optical response of the at least one sensing layer, whose optical response depends on the concentration of the gas. The present invention also relates to a system for patient monitoring and/or ventilation of a patient comprising such a chemo-optical sensor. | 1. A chemo-optical sensor unit for transcutaneous measurement of a concentration of a gas, comprising: at least one gas-permeable sensing layer adapted to be irradiated with a predetermined radiation; andat least a first gas-permeable layer adjacent to one side of the at least one sensing layer, adapted to pass gas whose concentration is to be measured through the gas-permeable layer towards the sensing layer;wherein said chemo-optical sensor unit is adapted to operate with a contact medium between the chemo-optical sensor unit and the skin and wherein the chemo-optical sensor unit is adapted to measure an optical response of the at least one sensing layer whose optical response depends on the concentration of the gas;characterized in that the chemo-optical sensor unit further comprises at least one volatile acid and/or base binding layer adapted to pass gas whose concentration is to be measured through the volatile acid and/or base binding layer towards the sensing layer, wherein the at least one volatile acid and/or base binding layer is an additional layer located in the gas-pathway from the skin to the sensing layer. 2. The chemo-optical sensor unit of claim 1, wherein said at least one volatile acid and/or base binding layer comprises at least one compound capable of immobilizing said volatile acid(s) or volatile base(s) or of converting said volatile acid(s) or volatile base(s) into non-volatile molecules and/or of converting said volatile acid(s) into less acidic volatile molecules, and/or said volatile base(s) into less alkaline molecules. 3. The chemo-optical sensor unit of claim 1, wherein said at least one volatile acid and/or base binding layer has a non-continuous structure allowing the contact medium to directly contact the at least one gas-permeable layer at one or more positions. 4. The chemo-optical sensor unit of claim 3, wherein said non-continuous structure is a single or multiple sequence of blocks of volatile acid and/or base binding layer followed by single or multiple gaps. 5. The chemo-optical sensor unit of claim 1, additionally comprising at least a further, second gas-permeable layer adjacent to one side of the at least one volatile acid and/or base binding layer or to one side of the first gas-permeable layer, adapted to pass gas whose concentration is to be measured towards the sensing layer and further adapted to prevent ions to pass from the chemo-optical sensor unit to the skin, or from the skin into the chemo-optical sensor unit. 6. The chemo-optical sensor unit of claim 5, wherein said further, second gas-permeable layer comprises an ion-balancing means capable of removing the ions associated with volatile acids and/or bases. 7. A chemo-optical sensor unit with a contact medium, comprising: a chemo-optical sensor unit according to claim 5, and a contact medium, the contact medium being provided at the interface between the chemo-optical sensor unit and the surface layer on which the measurement of gas is t... | KONINKLIJKE PHILIPS N.V. | A61B005/1455 G01N021/78 A61B005/00 A61B005/01 A61B005/1477 A61B005/1491 G01N021/77
US20160317806 | A1 | 2016-11-03 | IMPLANTABLE MEDICAL DEVICE | 2016-06-17 | A method of manufacturing an implantable medical device having reduced MRI image distortion, includes producing an implantable medical device. The implantable medical device has a configuration that comprises a housing and one or more internal components disposed within the housing. The configuration is based upon a design process that includes creating a first prototype, determining the aggregate relative magnetic permeability of the first prototype, and modifying the design of the first prototype by at least one of (a) selecting and adding a diamagnetic shimming material to the first prototype or (b) repositioning one or more internal components of the first prototype. Modifying the design results in a modified design that is the configuration for the implantable medical device. | 1. A method of manufacturing an implantable medical device having reduced MRI image distortion comprising: producing an implantable medical device having a configuration that comprises a housing and a plurality internal components disposed within the housing;wherein the configuration is based upon a design process that includes: for at least two internal components, identifying their magnetic permeabilities; andpositioning the at least two internal components proximate each other if they have opposite magnetic permeabilities, or spreading apart the at least two internal components from each other within the housing if they are both diamagnetic or both paramagnetic. 2. The method of claim 1, wherein the design process further includes: creating a first prototype;determining the aggregate relative magnetic permeability of the first prototype; andmodifying the design of the first prototype by repositioning one or more internal components of the first prototype, wherein said modifying results in a modified design that is the configuration for the implantable medical device. 3. The method of claim 2, wherein the design process further includes: creating a first electromagnetic model to determine the aggregate relative magnetic permeability of the first prototype; andcreating a second electromagnetic model of the modified design to determine the aggregate relative magnetic permeability of the modified design. 4. The method of claim 2, wherein the step of modifying the design includes repositioning the one or more internal components according to their magnetic permeabilities. 5. A method of obtaining an MRI image with reduced distortion caused by an implanted medical device, the method comprising: positioning a patient having an implanted medical device in an MRI machine for image acquisition;prior to imaging, using shim coils to address magnetic field inhomogeneity caused by at least one of the patient or the implantable medical device;acquiring an image with the MRI machine; andreconstructing the image using a custom image processing routine that adjusts for known image distortion associated with the implanted medical device of the patent. 6. The method of claim 5, wherein the processing routine executes an image processing algorithm that compensates for known factors of the implanted medical device that cause the known image distortion, the known factors being at least one of material composition, size, and location of the implanted medical device. 7. The method of claim 5, wherein the processing routine executes an image processing algorithm that compensates for image distortion caused by the implanted medical device, the processing algorithm having been determined experimentally according to previously acquired images of the implanted medical device or equivalent. 8. The method of claim 5, wherein the step of using shim coils includes at least one of manually adjusting the shim coils or automatically adjusting the shim coils using software.... | Medtronic, Inc. | A61N001/08 A61N001/375 A61N001/378 A61B005/055 G01R033/3875 H01M002/10 H01M002/02 H01M010/0525 H01M010/0587 H01M002/26 H01M002/30 A61N001/36 G01R033/565
US20160338602 | A1 | 2016-11-24 | DEVICE AND METHOD FOR MEASURING ARTERIAL SIGNALS | 2015-01-15 | A device (100) for measuring arterial (107) signals, and especially pulse wave velocity, comprises a sensor array comprising a plurality of sensors (101-04) for detecting arterial signals and providing corresponding measuring data. A signal detecting means (106) is used for detecting signal strength of each of said sensors (101-104) separately based on said measuring data of each sensor. A selection logic (108) is used for selecting the measuring data of the sensors providing signals with highest signal strength as a first measuring data (signals responsible of arterial signals), whereupon the device is configured to use said selected first measuring data for determination of pulse wave velocity and wherein measuring data of at least one another sensor not providing said first measuring data is used as a second measuring data. | 1. A device, comprising: a sensor array comprising a plurality of sensors configured to detect arterial signals and provide corresponding measuring data,a signal detector configured to detect a signal strength of each of said plurality of sensors separately based on said measuring data of each sensor, andselection logic configured to select measuring data of sensors of the plurality of sensors providing signals with a highest signal strength as a first measuring data, wherein the device is configured to use said selected first measuring data for determination of pulse wave velocity and wherein measuring data of at least one other sensor not providing said first measuring data is used as a second measuring data,wherein the device is configured to determine a first sensor producing first a first signal with a strength exceeding a threshold as a sensor closest to a heart of a user, and wherein the device is configured to determine a second signal with a strength exceeding a threshold from at least a second sensor during a certain time interval triggered by said first signal. 2. A device of claim 1, wherein said second measuring data is construed as representing noise data, and wherein said first measuring data including essentially the same noise data as said second measuring data is manipulated by said second measuring data in order to eliminate said noise data. 3. A device of claim 1, wherein the device comprises at least one accelerometer for measuring movements of the device and thereby the movements of the user, and wherein at least one of: acceleration data is used for filtering measuring artefacts due to movements of the device so that if the measuring data deviates from a predetermined range, acceleration data is determined and if there is an abnormal acceleration, the deviated measuring data is filtered; oracceleration data is used for calibration of the device via measuring positions of the device. 4. A device of claim 1, wherein at least some of the plurality of sensors are arranged in sequence in a longitudinal direction of the device and some of the plurality of sensors are arranged in sequence in a direction essentially perpendicular to said longitudinal direction. 5. A device of claim 1, wherein a signal corresponding to said measuring data of said at least one other sensor is used as said first measuring data if at least one of a signal form of said signal corresponding to said measuring data of said at least one other sensor matches a predetermined form shape or an amplitude of said signal corresponding to said measuring data of said at least one other sensor is smaller than an amplitude of the first signal produced by said first sensor. 6. A device of claim 1, wherein the plurality of sensors are at least one of optical sensors, capacitive sensors, passive IR sensors, photo-plethysmography sensors, CCD sensors or EMFI sensors, and wherein the device comprises 3 to 16 sensors. 7. A device of claim 1, wherein said plurality of ... | NOKIA TECHNOLOGIES OY | A61B005/021 A61B005/00
US20160331316 | A1 | 2016-11-17 | IMPACT PREDICTION SYSTEMS AND METHODS | 2015-05-15 | An impact prediction system includes a processing circuit configured to receive remote tracking data from a remote tracking system located remote from a plurality of users, receive local tracking data from a plurality of local tracking devices, each local tracking device is worn by a different one of the plurality of users, and predict an impact between two or more of the plurality of users based on the remote tracking data and the local tracking data. The remote tracking data includes data regarding a location of each of the plurality of users. The local tracking data includes data regarding movement of each of the plurality of users. | 1. An impact prediction system, comprising: a notification device worn by one of a plurality of users, wherein the notification device is configured to activate protective equipment worn by the one of the plurality of users; anda processing circuit configured to: receive remote tracking data from a remote tracking system located remote from the plurality of users, wherein the remote tracking data includes information associated with a location of each of the plurality of users;receive local tracking data from a local sensor, wherein the local tracking data includes data regarding movement of at least the one of the plurality of users;predict an impact between two or more of the plurality of users based on the remote tracking data and the local tracking data; andcontrol operation of the notification device based on the predicted impact between the two or more of the plurality of users. 2. The system of claim 1, wherein the local tracking data includes an indication of at least one of an acceleration, a velocity, and a location of the at least the one of the plurality of users. 3. The system of claim 1, wherein the local tracking data includes an indication of an orientation of the at least the one of the plurality of users. 4. (canceled) 5. The system of claim 1, wherein the processing circuit is configured to compare the information from the remote tracking data and the local tracking data to reduce drift associated with the local tracking data. 6. The system of claim 1, further comprising the remote tracking system, wherein the remote tracking system includes at least one of a camera device, a radar device, a lidar device, and an RF receiver. 7-13. (canceled) 14. The system of claim 1, further comprising the local sensor, wherein the local sensor is configured to acquire the local tracking data that includes information regarding movement of at least the one of the plurality of users wherein the sensor includes at least one of an accelerometer and a gyroscope. 15. The system of claim 14, wherein the processing circuit is configured to receive absolute location data regarding each of the plurality of users to reduce drift associated with the local sensor. 16-17. (canceled) 18. The system of claim 1, wherein the information from the remote tracking data further includes an indication of at least one of an acceleration, a velocity, and an orientation of each of the plurality of users. 19-24. (canceled) 25. The system of claim 1, wherein the remote tracking data further includes information regarding at least one of a location and a movement of an inanimate object. 26. The system of claim 25, wherein the inanimate object includes a moving object. 27. The system of claim 25, wherein the processing circuit is configured to predict an impact between one or more of the plurality of users and the inanimate object based on the information from the remote tracking data and the local tracking data. 28-30. (canceled) 31. An impact prediction ... | ELWHA LLC | A61B005/00 G01P015/02
US20160331262 | A1 | 2016-11-17 | Combined Electrophysiological Mapping and Cardiac Ablation Methods, Systems, Components and Devices | 2016-05-01 | Disclosed are various embodiments of invasive and non-invasive systems for combined electrophysiological mapping and ablation of a patient's heart. An electrophysiological mapping system (EMS) is configured to operate in conjunction with a cardiac ablation system, which in an invasive embodiment may employ an ablation catheter configured for insertion inside the heart of the patient, and in a non-invasive embodiment may comprise a HIFU transducer. The EMS is programmed and configured to process ECG signals acquired from a patient's torso during the combined electrophysiological mapping and cardiac ablation procedure, and to produce on a display or monitor the real-time or near-real-time voxel-model-derived visual representation of one or more locations on the patient's heart where at least one scar has been created by the ablation device during the combined procedure. | 1. A system for combined electrophysiological mapping and ablation of a patient's heart, comprising: an external electrophysiological mapping system (EMS) comprising: (a) a plurality of surface electrical sensing electrodes configured to acquire surface electrocardiogram (ECG) signals from at least portions of a patient's torso; (b) a data acquisition device operably connected to the surface electrical sensing electrodes and configured to condition the ECG signals provided thereby; (c) at least one non-transitory computer readable medium storing instructions executable by at least one processor to perform a method for receiving and processing the ECG signals to provide on a display or monitor a real-time or near-real-time voxel-model-derived visual representation or image of at least a portion of the patient's heart during a combined electrophysiological mapping and cardiac ablation procedure carried out on the patient;a cardiac ablation system comprising a catheter configured for insertion inside the heart of the patient, the catheter comprising a distal end comprising a tissue ablation device configured to controllably form scar tissue on the patient's endocardium during the combined electrophysiological mapping and cardiac ablation procedure;wherein the EMS is further programmed and configured to process the ECG signals during the combined electrophysiological mapping and cardiac ablation procedure to produce on the display or monitor the real-time or near-real-time voxel-model-derived visual representation of one or more locations on the patient's heart where at least one scar has been created by the ablation device during the combined electrophysiological mapping and cardiac ablation procedure. 2. The combined electrophysiological mapping and ablation system of claim 1, wherein the visual representation of the scarring location is based upon a velocity field or gradient or an amplitude field or gradient, the field or gradient being calculated by the EMS. 3. The combined electrophysiological mapping and ablation system of claim 1, wherein the cardiac ablation system further comprises an electrical stimulation electrode located near or at the distal end of the catheter, the electrical stimulation electrode being configured to stimulate electrically intracardiac tissue of the patient to produce an evoked response therein, the EMS being configured to detect ECG signals corresponding to the evoked response and process such signals to provide or refine the visual representation of the intracardiac location where scarring created by the ablation device has occurred. 4. The combined electrophysiological mapping and ablation system of claim 3, wherein a location of the distal end of the catheter in the patient's heart is provided in the visual representation on the basis of a point of origin of the evoked response being calculated by the EMS. 5. The combined electrophysiological mapping and ablation system of claim 1, wherein the EMS and the CAS ... |  | A61B005/0408 A61B005/00 A61B018/20 A61B018/02 A61B018/14
US09500473 | B2 | 2016-11-22 | Optical fiber instrument system and method with motion-based adjustment | 2012-09-04 | An instrument system that includes an optical fiber and a controller is provided. The optical fiber is coupled to an external structure of a patient and has a strain sensor provided thereon. The controller is operatively coupled to the optical fiber and adapted to receive a signal from the strain sensor and to determine a property of respiration of the patient based on the signal. | 1. A method for monitoring respiration, comprising: receiving a signal from a strain sensor provided on an optical fiber, wherein the optical fiber is coupled to an exterior of the patient;determining, using a controller, a property of respiration of the patient based on the signal of the optical fiber; andcontrolling, using the controller, ablation timing of an elongate body that is configured to be placed inside the patient based on the determined property of respiration of the patient. 2. The method of claim 1, wherein the exterior of the patient comprises the patient's chest, and wherein determining the property of respiration comprises determining movement of the patient's chest. 3. The method of claim 2, wherein the controller is configured to control the elongate body based on the determined movement of the patient's chest. 4. The method of claim 3, wherein the elongate body is adapted to deliver therapy inside the patient, and wherein the method further comprising controlling, using the controller, timing of the delivery of therapy based on the determined movement of the patient's chest. 5. The method of claim 4, wherein the elongate body comprises an ablation catheter, and wherein the controlling the timing of the delivery of therapy comprises causing the ablation catheter to deliver ablation energy at a plurality of times that each correspond to a same point of a respiratory cycle and/or of a cardiac cycle so as to improve the accuracy and effectiveness of ablations. 6. The method of claim 3, wherein the controller is adapted to control an actuation element that is adapted to actuate the elongate body, and wherein the control of the actuation element is based on the determined movement of the patient's chest. 7. The method of claim 3, further comprising adjusting, using the controller, a parametric representation model of an internal structure of the patient based on the determined movement of the patient's chest. 8. The method of claim 7, wherein the internal structure of the patient is the patient's heart and wherein the parametric representation model is configured to be used to navigate the elongate body inside the patient's heart. 9. The method of claim 7, wherein the parametric representation model is configured to be used in an electrophysiology procedure. 10. A method for monitoring respiration, comprising: receiving a signal from a strain sensor provided on an optical fiber, wherein the optical fiber is coupled to an exterior of the patient;determining, using a controller, a property of respiration of the patient based on the signal of the optical fiber; andcontrolling, using the controller, an elongate body, which is configured to be placed inside the patient, to deliver therapy inside the patient based on the determined property of respiration of the patient,wherein the controller is configured to control timing of the delivery of therapy inside the patient based on the determined property of respiration of the patie... | KONINKLIJKE PHILIPS ELECTRONICS N.V. | A61B001/04 G01B011/16 A61B005/06 A61B006/12 A61B001/00 G01L001/24 A61B008/08 A61B018/08 A61B008/00 A61B005/00 A61M025/01
US09506740 | B2 | 2016-11-29 | System and method for calibrated spectral domain optical coherence tomography and low coherence interferometry | 2010-12-01 | Systems and methods for enhancing spectral domain optical coherence tomography (OCT] are provided. In particular, a system and method for calibration of spectral interference signals using an acquired calibration signal are provided. The calibration signal may be logarithmically amplified to further improve the accuracy of the calibration. From the calibration signal, a series of more accurate calibration data are calculated. An acquired spectral interference signal is calibrated using these calibration data. Moreover, systems that include logarithmic amplification of the spectral interference signal and variable band-pass filtering of the spectral interference signal are provided. Such systems increase the dynamic range and visualization capabilities relative to conventional spectral domain OCT systems. | 1. An optical coherence tomography system comprising: a light source configured to produce light to illuminate a sample with the sample light;at least one optical path configured to receive at least one of reference light and sample light from the light source and to illuminate a sample with the received sample light;a detector in optical communication with the at least one optical path and configured to receive the reference and sample light;a processor coupled to the detector and the light source and configured to: a) receive a signal from the detector;b) determine, from the received signal, an interference signal related to the reference light and the sample light;c) receive a calibration signal from the light source;d) identify at least one of a series of extrema and a series of crossing values in the received calibration signal;e) identify at least one of a series of calibration extrema and a series of calibration crossing values from the received calibration signal and the identified at least one of series of extrema and series of crossing values by performing an interpolation;f) calibrate the interference signal using the identified at least one of a series of calibration extrema and series of calibration crossing values; andg) reconstruct an image of the sample from the recalibrated interference signal. 2. The optical coherence tomography system as recited in claim 1 in which the processor is configured to: e) identify a series of calibration extrema from the identified series of extrema and received calibration signal by performing a first interpolation, and to identify a series of calibration crossing values from the identified series of zero-crossing values and received calibration signal by performing a second interpolation; andf) calibrate the interference signal using the identified series of calibration extrema and series of calibration crossing values. 3. The optical coherence tomography system as recited in claim 2 in which the first interpolation performed by the processor in step e) includes a cubic spline interpolation. 4. The optical coherence tomography system as recited in claim 2 in which the second interpolation performed by the processor in step f) includes a substantially linear interpolation. 5. The optical coherence tomography system as recited in claim 1 in which the interpolation performed by the processor in step e) includes at least one of a cubic spline interpolation and a substantially linear interpolation. 6. The optical coherence tomography system as recited in claim 1 in which the light source is configured to produce light over a range of wavelength values. 7. The optical coherence tomography system as recited in claim 6 further comprising an interferometer coupled to the light source and configured to produce the calibration signal as light is swept over the range of wavelength values. 8. The optical coherence tomography system as recited in claim 1 in which the processor is further configured in ste... | The Brigham and Women's Hospital | G01B011/02 G01B009/02 A61B005/00 G01N021/47 G01N021/17
US09486152 | B2 | 2016-11-08 | Respiratory-based control of medical procedure | 2007-10-26 | A medical system (100) is disclosed that provides a respiratory-based control of at least one medical procedure. In this regard, the medical system (100) includes one or more appropriate sensors (108) for providing respiratory data on a patient (104). This respiratory data is utilized by respiration assessment logic (116) to determine if the respiratory data has exceeded one or more respiration thresholds and which may be equated with a “sudden” respiratory event. Identification of such a sudden respiratory event by the logic (116) results in the suspension of the noted medical procedure. Patient respiration data may also be displayed, for instance in a color that depends upon its magnitude or level. | 1. A respiratory assessment system, comprising: a cardiac navigation and/or visualization system having a processor and a display;at least one sensor operatively connected to said cardiac navigation and/or visualization system, wherein an output from said at least one sensor is indicative of a patient respiration; andrespiration assessment logic operatively connected to said at least one sensor and configured to:identify an existence of a sudden respiratory event, andautomatically suspend a cardiac medical procedure upon said respiration assessment logic identifying an existence of said sudden respiratory event. 2. The respiratory assessment system of claim 1, wherein said at least one sensor comprises an electrode that is disposable on a skin of a patient. 3. The respiratory assessment system of claim 1, wherein said output from said at least one sensor comprises electrophysiological data. 4. The respiratory assessment system of claim 1, wherein said sudden respiratory event is representative of a current patient respiration that is outside of a predetermined respiration range. 5. The respiratory assessment system of claim 4, wherein said predetermined respiration range is adjustable. 6. The respiratory assessment system of claim 1, wherein said sudden respiratory event is representative of a current patient respiration that exceeds at least one respiration threshold. 7. The respiratory assessment system of claim 1, wherein the respiration assessment logic identifies the existence of the sudden respiratory event and suspends the cardiac medical procedure. 8. The respiratory assessment system of claim 1, wherein said respiration assessment logic evaluates impedance data for an existence of said sudden respiratory event. 9. The respiratory assessment system of claim 1, wherein said respiration assessment logic evaluates an amplitude of impedance data for an existence of said sudden respiratory event. 10. The respiratory assessment system of claim 1, wherein said cardiac medical procedure comprises marking a physiological location. 11. The respiratory assessment system of claim 1, wherein said cardiac medical procedure is selected from the group consisting of cardiac labeling, cardiac geometry collection, cardiac mapping, and cardiac lesion marking. 12. The respiratory assessment system of claim 1, wherein said display outputs current patient respiration data. 13. The respiratory assessment system of claim 1, wherein said sudden respiratory event is when a current patient respiration is outside of a predetermined respiration range, wherein a representation of current patient respiration data on said display is in a first color when said current patient respiration data is within a first portion of said predetermined respiration range, and wherein a representation of said current patient respiration data on said display is in a second color when said current patient respiration data is within a second portion of said predetermined respir... | St. Jude Medical, Atrial Fibrillation Division, Inc. | A61B005/08 A61B005/042 A61B005/06 A61B005/00
US09498150 | B2 | 2016-11-22 | Breath sampling device | 2006-08-16 | There is provided a breath sampling tube comprising a deflector adapted to reduce liquid intake into a sampling inlet. There is also provided a breath sampling tube including a deflector adapted to deflect liquid droplets present in breath to reduce liquid at the sampling inlet. There is also provided a breath sampling system including a gas analyzer and a breath sampling tube comprising a deflector adapted to deflect breath to reduce liquid at the sampling inlet. There is also provided a breath sampling system including a gas analyzer and a breath sampling tube comprising a deflector adapted to deflect liquid droplets present in breath to reduce liquid at the sampling inlet. | 1. A breath sampling system comprising: a breath sampling tube andan airway adapter having an interior surface defining an inner channel with a first end, a second end and a longitudinal axis therebetween, said first end for connection to an endotracheal tube and said second end for connection to a ventilation tube, wherein said first end is configured to receive exhaled breath of a patient when in use; such that the exhaled breath flow from said first end to said second end of said inner channel; said airway adaptor comprising:a breath sampler extending through said interior surface of said adapter, such that an opening of said breath sampler is located within said inner channel, thereby enabling breath sampling by said breath sampler directly from said inner channel; anda deflector configured to deflect liquids, said deflector positioned within the inner channel of said adapter and separate from said breath sampler, such that a distance between said deflector and said first end along the longitudinal axis is smaller than a distance between said breath sampler and said first end along the longitudinal axis;wherein said deflector comprises one end which is narrower than a second opposing end, wherein the narrower end is located farther from said sampler than the second opposing end, thereby deflecting liquids away from said opening of said breath sampler and towards an interior surface of said airway adapter,wherein said deflector is aerodynamic such as to minimize laminar flow disruption thus facilitating the analysis of time dependent respiratory carbon dioxide (CO2) concentration in exhaled breath by a capnograph. 2. The system according to claim 1, wherein said deflector comprises a hydrophobic material. 3. The breath sampling system of claim 1, wherein said breath sampler is perpendicular to airflow in said airway adapter. 4. An airway adapter comprising: an interior surface defining an inner channel having a first end, a second end and a longitudinal axis therebetween, said first end for connection to an endotracheal tube and said second end for connection to a ventilation tube; wherein said first end is configured to receive exhaled breath of a patient when in use, such that the exhaled breath flow from said first end to said second end of said inner channel;a breath sampler extending through said interior surface of said adapter, wherein said breath sampler protrudes into said channel, such that an opening of said breath sampler is located within said inner channel, thereby enabling breath sampling by said breath sampler directly from said inner channel; anda deflector configured to deflect liquids, said deflector positioned within the inner channel of said adapter and separate from said breath sampler, such that a distance between said deflector and said first end along the longitudinal axis is smaller than a distance between said breath sampler and said first end along the longitudinal axis; wherein said deflector comprises one end w... | Oridion Medical 1987 Ltd. | A61B005/08 B65D081/00 A61B005/097
US10463309 | B2 | 2019-11-05 | Dual modality sensor with biosensing electrodes | 2015-01-14 | A dual modality sensor comprises a tissue-contact electrode having a first surface configured for receiving an electrical signal from a user's tissue when attached thereto; and a mechanical sensor overlying the cutaneous electrode and configured to sense a mechanical displacement of the first surface through the electrode. The electrode and the mechanical sensor thereby provide electrical and mechanical signals which originate from precisely the same tissue location. | 1. A dual modality sensor comprising: a tissue-contact electrode having a first surface configured for receiving an electrical signal from a user's tissue when attached thereto; anda mechanical sensor overlying the tissue-contact electrode and configured to sense a mechanical displacement of the first surface through the electrode, the mechanical sensor comprising an acoustic chamber being bounded by a diaphragm on which the tissue-contact electrode is formed,wherein the diaphragm comprises a first wall of the acoustic chamber, the chamber having a second wall defined by a resilient membrane, the chamber providing acoustic coupling between the diaphragm and the resilient membrane such that the mechanical displacement of the first surface through the electrode is transmitted acoustically via the diaphragm to the resilient membrane for sensing by a transducer element, andwherein the tissue-contact electrode and the mechanical sensor are electrically decoupled. 2. The sensor of claim 1 in which the electrode comprises an electrically conductive layer defining the diaphragm of the mechanical sensor. 3. The sensor of claim 2 in which the mechanical sensor is configured to produce an electrical output as a function of displacement of the diaphragm out of the plane of the diaphragm at rest. 4. The sensor of claim 1 in which the mechanical sensor is configured to produce an electrical output as a function of a compression wave passing through the electrode. 5. The sensor of claim 1 in which the mechanical sensor comprises a condenser microphone. 6. The sensor of claim 2 in which the diaphragm further includes an electrically insulating layer disposed between the electrically conductive layer and the mechanical sensor. 7. The sensor of claim 1 in which the mechanical sensor comprises a transducer and an electrically insulating layer disposed between the transducer and the tissue-contact electrode. 8. The sensor of claim 1 in which the electrode comprises a cutaneous electrode. 9. The sensor of claim 1 in which the electrode comprises conductive bio-compatible material. 10. The sensor of claim 1 in which the mechanical sensor is disposed on a carrier configured to retain the electrode in contact with a user's tissue. 11. The sensor of claim 10 in which the carrier is configured to engage the first surface of the electrode to the user's skin. 12. A method of reducing noise in a bioelectrical signal from a tissue-contact electrode comprising: providing a dual modality sensor comprising a tissue-contact electrode having a first surface configured for receiving an electrical signal from a user's tissue when attached thereto, and a mechanical sensor overlying the tissue-contact electrode and configured to sense a mechanical displacement of the first surface through the electrode, the mechanical sensor comprising an acoustic chamber being bounded by a diaphragm on which the tissue-contact electrode is formed, wherein the diaphragm comprises a first wa... | Imperial College Innovations Limited | A61B005/00 A61B005/0408 A61B005/0478 A61B005/0205 A61B005/0492 A61B005/1455 A61B005/024
US09498161 | B1 | 2016-11-22 | Small form-factor pressure sensor passages | 2015-10-16 | Passages for communicating ambient air to a pressure sensor within a housing are provided; such passages may have particular cross-sectional characteristics that result in higher-quality pressure data having less noise than may be obtained used passages having other cross-sectional characteristics. | 1. A wearable biometric monitoring device, comprising: a pressure sensor;a housing that includes a first vent; anda first passage in the housing, wherein: the first passage provides a first path from the first vent to the pressure sensor,the first passage has a first cross-section in a plane perpendicular to the first path at at least a first point along the first path,the first cross-section has a first dimension in a first direction and a second dimension in a second direction orthogonal to the first direction, andthe first dimension is at least one and a half times as large as the second dimension. 2. The wearable biometric monitoring device of claim 1, wherein the first dimension is 2 mm or more. 3. The wearable biometric monitoring device of claim 1, wherein the first direction is tangent to the average exterior surface of the housing at a location closest to the first point. 4. The wearable biometric monitoring device of claim 1, wherein the first dimension is between 2 mm and 4 mm and the second dimension is between 0.3 mm and 1 mm. 5. The wearable biometric monitoring device of claim 1, wherein the first path has a path length of at least 2 mm. 6. The wearable biometric monitoring device of claim 1, wherein the first dimension is greater than 1 mm. 7. The wearable biometric monitoring device of claim 1, wherein the first passage allows air external to the wearable biometric monitoring device to travel from the first vent to the pressure sensor. 8. The wearable biometric monitoring device of claim 1, wherein: a portion of an exterior surface of the housing forms a recess, andthe first vent is located in the recess. 9. The wearable biometric monitoring device of claim 8, wherein: the recess is located in the exterior surface of the housing such that the exterior surface of the housing immediately surrounding the recess is adjacent to, and faces towards, a person's skin when the wearable biometric monitoring device is worn,the housing further includes: a second passage, anda second vent that is located on the exterior surface of the housing in a location that is not adjacent to, and does not face towards, the person's skin when the wearable biometric monitoring device is worn;the second passage provides a second path from the recess to the second vent,the second passage allows air pressure external to the wearable biometric monitoring device to travel from the second vent to the recess,the second passage has a second cross-section in a plane perpendicular to the second path at at least a second point along the second path,the second cross-section has a third dimension in a third direction and a fourth dimension in a fourth direction orthogonal to the third direction, andthe third dimension is at least one and a half times as large as the fourth dimension. 10. The wearable biometric monitoring device of claim 9, wherein the recess is configured to allow pressure to travel between the first passage to the second passage even when the ... | Fitbit, Inc. | G01C005/06 A61B005/00
US10201288 | B2 | 2019-02-12 | Multi-electrode mapping system | 2016-07-25 | In some aspects, a method includes measuring unipolar signals at one or more electrodes in response to electrical activity in a heart cavity. The method also includes determining, based at least in part on Laplace's equation, bipolar physiological information at multiple locations of a surface based on the measured unipolar signals and positions of the one or more electrodes with respect to the surface. | 1. A system comprising: one or more electrodes configured to measure physiological signals in response to electrical activity in a heart cavity having a surface;a processing unit configured to determine, based at least in part on Laplace's equation, bipolar physiological information at multiple locations of the surface based on physiological signals measured by the one or more electrodes and positions of the electrodes with respect to the surface; anda display that displays an electro-anatomical map (“EAM”), the EAM comprising an electro-anatomical depiction of at least a portion of the surface of the heart cavity, the EAM further comprising the determined bipolar physiological information. 2. The system of claim 1, wherein the physiological signals comprise unipolar potential signals. 3. The system of claim 1, wherein one or more electrodes comprise at least a first electrode and a second electrode, the first electrode being located within the heart cavity and the second electrode being located at a distance from the heart cavity such that the electrode is not affected by local tissue activation in a heart cavity. 4. The system of claim 1, wherein the first and second electrodes are configured to measure a potential between the first electrode and the second electrode. 5. The system of claim 1, wherein the bipolar physiological information comprises current density information. 6. The system of claim 5, wherein the current density information comprises information selected from the group consisting of a normal component of the current density, a magnitude of a current density vector, and a magnitude of a tangential component of the current density. 7. The system of claim 1, wherein the processing unit is further configured to synchronize the measured physiological signals based on physiological data including at least one of: ECG and intracardiac electrograms. 8. The system of claim 7, wherein the processing unit is further configured to process the synchronized signals as though they were obtained at one time from all of the positions sampled by the catheter electrodes for the different positions of the catheter in the heart cavity. 9. The system of claim 8, wherein the processing unit is further configured to solve a transformation function which can be expressed as one or more matrices that include one or more regularization terms. 10. The system of claim 1, wherein the processing unit is further configured to apply a transformation function to the measured physiological signals and solve directly for at least one of current and potential. 11. The system of claim 1, wherein the processing unit is further configured to apply a transformation function to the physiological signals, wherein the transformation functions relates the physiological signals to the bipolar physiological information at the multiple locations of the surface. 12. The system of claim 11, wherein the processing unit is further configured to determine the transfor... | Boston Scientific Scimed, Inc. | A61B005/04 A61B005/042 A61B005/0452 A61B005/044 A61B005/06 A61B005/00 A61N001/37
US09504909 | B2 | 2016-11-29 | Method and apparatus of proximity and stunt recording for outdoor gaming | 2011-10-17 | Apparatuses for motion capture are disclosed that includes a surface configured to support an object; and at least one sensor arranged with the surface, wherein the at least one sensor is configured to obtain at least one of ranging or inertial information for use in estimating a motion of the surface with respect to the object. A method for motion capture is also disclosed that includes providing a surface configured to support an object; and obtaining at least one of ranging or inertial information for use in estimating a motion of the surface with respect to the object via at least one sensor. | 1. An apparatus for motion capture comprising: a surface configured to support an object; anda plurality of sensors integrated with the surface and a plurality of sensors included with the object, one of the plurality of sensors integrated with the surface is configured to obtain ranging information from other sensors of the plurality of sensors integrated with the surface and the plurality of sensors included with the object for use in estimating a motion of the surface with respect to the object, the ranging information comprising a distance between two sensors among the plurality of sensors integrated with the surface and the plurality of sensors included with the object, at least one of the two sensors being one of the plurality of sensors integrated with the surface and at least one of the two sensors being one of the plurality of sensors included with the object. 2. The apparatus of claim 1, further comprising a processing system configured to estimate the motion of the surface based on the ranging information. 3. The apparatus of claim 1, wherein the sensor arranged with the surface is further configured to communicate with a remote sensor arranged with a stationary node to obtain inertial information of the surface. 4. The apparatus of claim 1, wherein the sensor arranged with the surface comprises a gyroscopic sensor, a pressure sensor, a ranging sensor, a magnetometer, or an accelerometer. 5. The apparatus of claim 1, wherein the surface comprises a skateboard. 6. The apparatus of claim 1, wherein the object comprises a portion of a human body. 7. The apparatus of claim 1, wherein the ranging information further comprises ranging data for use in estimating motion of the object for use in a kinematic model. 8. The apparatus of claim 7, wherein the kinematic model of the object is determined with respect to the surface. 9. The apparatus of claim 1, wherein the sensor arranged with the surface further comprises a transceiver configured to communicate the ranging information with a remote apparatus. 10. The apparatus of claim 3, further comprising a transceiver configured to communicate the inertial information with a remote apparatus. 11. The apparatus of claim 1, further comprising a memory for storing the ranging information. 12. The apparatus of claim 1, wherein the plurality of sensors integrated with the surface are mounted to the surface. 13. The apparatus of claim 9, wherein the remote apparatus is configured to obtain the ranging information and to process the ranging information and estimate the motion of the surface and the object. 14. The apparatus of claim 13, wherein the remote apparatus is a mobile phone. 15. An apparatus for motion capture comprising: means for supporting an object; anda plurality of sensor means integrated with the means for supporting the object and a plurality of sensor means included with the object, one of the plurality of sensor means included with the object is configured to obtain rangi... | QUALCOMM Incorporated | A61B005/11 A63F013/211 A63F013/235 A63F013/218 A63F013/245 A63F013/807 A63F013/20
US09579068 | B2 | 2017-02-28 | Systems, methods, and computer readable media for using descriptors to identify when a subject is likely to have a dysmorphic feature | 2016-07-15 | Systems, methods, and computer-readable media are disclosed for identifying when a subject is likely to be affected by a medical condition. For example, at least one processor may be configured to receive information reflective of an external soft tissue image of the subject. The processor may also be configured to perform an evaluation of the external soft tissue image information and to generate evaluation result information based, at least in part, on the evaluation. The processor may also be configured to predict a likelihood that the subject is affected by the medical condition based, at least in part, on the evaluation result information. | 1. An electronic system for determining from a series of pixels in time-lapse images of external cranio-facial soft tissue, whether a subject is likely to be affected by a genetic disorder, the electronic system comprising: at least one memory for storing computer-executable instructions; andat least one processor configured to execute the stored instructions to:receive first pixel information reflective of a first external soft tissue image of the subject recorded at a first time, the first pixel information being derived from a relationship between pixels in a first group of pixels in the first external soft tissue image;analyze a relationship between the pixels in the first group of pixels;receive second pixel information reflective of a second external soft tissue image of the subject recorded at a second time, the second pixel information being derived from a relationship between pixels in a second group of pixels in the second external soft tissue image;analyze a relationship between the pixels in the second group of pixels;determine a time lapse between an original capture of the first external soft tissue image and an original capture of the second external soft tissue image;compare, based on the determined time lapse, the analysis of the first pixel information with the analysis of the second pixel information; andpredict, based on the time lapse and the comparison of the first pixel information and the second pixel information, a likelihood that the subject is affected by the genetic disorder. 2. The electronic system of claim 1, wherein the at least one processor is further configured to execute the stored instructions to determine the time lapse based on metadata associated with at least one of the first external soft tissue image and the second external soft tissue image. 3. The electronic system of claim 2, wherein the metadata includes at least one of geolocation data and a timestamp. 4. The electronic system of claim 2, wherein the at least one processor is further configured to execute the stored instructions to determine the time lapse by implementing an age detection algorithm configured to estimate an age of the subject in the first external soft tissue image and the age of the subject in the second external soft tissue image. 5. The electronic system of claim 2, wherein the at least one processor is further configured to execute the stored instructions to receive the first pixel information and the second pixel information from a cloud storage location of the subject, and to periodically receive additional pixel information reflective of additional external soft tissue images of the subject recorded at additional times from the cloud storage location. 6. The electronic system of claim 2, wherein the at least one processor is further configured to execute the stored instructions to receive the first pixel information and the second pixel information from an electronic personal photo album of the subject. 7. The electroni... | FDNA Inc. | G06K009/00 A61B005/00 G06T007/00
US09480431 | B2 | 2016-11-01 | Systems and methods for alcohol consumption monitoring | 2012-04-30 | Various embodiments of the present inventions are related to monitoring physical characteristics of a monitored individual including, but not limited to, alcohol consumption by the monitored individual. | 1. A system for alcohol monitoring, the system comprising: a first alcohol sensor operable to detect a first alcohol content at a first location;a second alcohol sensor operable to detect a second alcohol content at a second location;a processor operable to process both the first alcohol content and the second alcohol content to yield a drinking indication, wherein processing both the first alcohol content and the second alcohol content includes subtracting the second alcohol content from the first alcohol content to yield a consumption indicator, and wherein the drinking indication corresponds to the consumption indication;wherein the first alcohol sensor and the second alcohol sensor are incorporated into a monitor device that includes a connector device, and wherein the connector device is operable to attach the monitor device to a limb of a monitored individual such that the monitor device moves with the monitored individual when the monitored individual is walking. 2. The system of claim 1, wherein the first alcohol content and the second alcohol content are reported separately to a receiving system. 3. The system of claim 1, wherein at least one of the first alcohol content and the second alcohol content are reported to the receiving system along with the consumption indicator. 4. The system of claim 1, wherein the drinking indication corresponds to alcohol consumption of the monitored individual. 5. The system of claim 1, wherein the first alcohol sensor is directed toward the skin of the monitored individual, wherein the second alcohol sensor is directed toward an environment around the monitored individual, and wherein the first location is nearer the monitored individual than the second location. 6. The system of claim 1, wherein the first alcohol sensor is directed toward the skin of the monitored individual, wherein the second alcohol sensor is directed toward the skin of the monitored individual. 7. The system of claim 6, wherein the system further comprises: a third alcohol sensor directed away from the skin of the monitored individual and operable to detect a third alcohol content; andwherein the processor is further operable to process all of the first alcohol content the second alcohol content, and the third alcohol content to yield the drinking indication. 8. The system of claim 7, wherein processing all of the first alcohol content, the second alcohol content, and the third alcohol content to yield the drinking indication includes: subtracting the second alcohol content from the first alcohol content to yield a first composite alcohol content; andsubtracting the third alcohol content from the first alcohol content to yield a second composite alcohol content. 9. The system of claim 1, wherein the monitor device further comprises: a location monitor circuit operable to monitor a location of the monitored individual. 10. The system of claim 1, wherein the monitor device further comprises: a tamper monitor circuit operable... | BI Incorporated | G08B023/00 A61B005/00 G01N021/31 G01N021/359 A61B005/11
US10617477 | B2 | 2020-04-14 | Selected image acquisition technique to optimize patient model construction | 2016-08-08 | A system and a method are disclosed that allow for generation of a model or reconstruction of a model of a subject based upon acquired image data. The image data can be acquired in a substantially mobile system that can be moved relative to a subject to allow for image acquisition from a plurality of orientations relative to the subject. The plurality of orientations can include a first and final orientation and a predetermined path along which an image data collector or detector can move to acquire an appropriate image data set to allow for the model of construction. | 1. A method of acquiring image data of a subject with an imaging system, comprising: acquiring initial image data of a region of interest comprising moving at least one of a gantry or a detector from a first location through a first number of initial positions to a final location relative to the region of interest while acquiring the initial image data of the region of interest;constructing an initial three-dimensional model of at least a portion of the region of interest based on the acquired initial image data;comparing an acquired discriminatory discrete location image data to the constructed initial three-dimensional model of the portion of the region of interest, wherein the discriminatory discrete location image data is acquired after performing a procedure relative to the subject and acquiring the initial image data of a region of interest, wherein the discriminatory discrete location image data is acquired at a second number of selected discrete positions relative to the region of interest less than the first number of initial positions;determining by execution of instructions with a processor system at least one location of at least one of the detector or the gantry to acquire comparative image data regarding at least one specific region of the region of interest having a threshold change, wherein the at least one specific region of the region of interest having the threshold change is determined by comparing the acquired discriminatory discrete location image data to the constructed initial three-dimensional model;acquiring the comparative image data at the determined at least one location of at least one of the detector and the gantry;comparing the constructed initial three-dimensional model and the acquired comparative image data;constructing a comparative model of the region of interest based on both (i) determining a difference between the constructed initial three-dimensional model and the acquired comparative image data and (ii) changing the constructed initial three-dimensional model within regions including the determined difference and based on the determined difference; anddisplaying the constructed comparative model of the region of interest to illustrate changes to the region of interest;wherein constructing the comparative model includes comparing the comparative image data and the initial three-dimensional model and at least one of a known movement of an instrument or a known geometry of an implant. 2. The method of claim 1, further comprising: positioning the gantry relative to a region of interest;wherein the detector is moveably positioned within the gantry. 3. The method of claim 1, further comprising: acquiring the discriminatory discrete location image data of the region of interest at or near a known altered portion of the region of interest;wherein the determined difference includes a difference greater than the threshold amount. 4. The method of claim 3, further comprising: executing further instructions with t... | Medtronic Navigation, Inc. | G06K009/00 G06K009/32 A61B006/00 A61B034/20 G06T011/00 A61B034/10 G06T017/10 A61B006/03 A61B005/055 A61B090/00
US10595760 | B2 | 2020-03-24 | Compliant syringe system, a method of making, and of using the same | 2016-05-05 | In an embodiment, a syringe needle comprises a helical portion located in between a needle tip portion and a distal portion. In another embodiment, a compliant article comprises a casing tube comprising a tube end opening located at a needle tube end of the casing tube, a distal tube opening located at a distal tube end of the casing tube, and an inner tube space; and a syringe needle that traverses the tube end opening; wherein the compliant article comprises a compliant portion that allows for a reduced insertion pressure of the syringe needle as compared to an insertion pressure of a corresponding syringe needle in an article without the compliant portion. | 1. A compliant article comprising: a casing tube comprising a tube end opening located at a needle tube end of the casing tube, a distal tube opening located at a distal tube end of the casing tube, and an inner tube space; anda syringe needle that traverses the tube end opening;wherein the compliant article comprises a compliant portion that allows for a reduced insertion pressure of the syringe needle as compared to an insertion pressure of a corresponding syringe needle in an article without the compliant portion; andwherein the compliant portion comprises a filled portion comprising a gel, a foam, or a combination comprising at least one of the foregoing. 2. The article of claim 1, wherein the syringe needle is a straight syringe needle; and wherein the filled portion is located in the casing tube at the casing tube end; and wherein the straight syringe needle traverses through the filled portion; or wherein the filled portion comprises a channel and the straight needle is located at a channel end located at the casing tube end; and/orwherein the filled portion is located in a tube portion located at the distal tube end. 3. The article of claim 1, wherein the filled portion has a modulus of 1 kilopascal to 10 megapascal. 4. The article of claim 1, further comprising a stabilizer comprising a stabilizer opening, wherein one or both of the syringe needle and a needle hub are located on a distal end of the syringe needle that traverses the stabilizer opening. 5. The article of claim 1, wherein the casing tube comprises a ridge at the distal tube end. 6. The article of claim 1, further comprising: a syringe located in the inner tube space of the casing tube; anda plunger located in an inner syringe space of the syringe;wherein the syringe comprises a syringe hub located at a hub barrel end of the syringe and a distal barrel opening located at a distal syringe end of the syringe; wherein the syringe hub is connected to the syringe needle. 7. The article of claim 6, wherein the syringe needle comprises a needle hub, wherein the needle hub is threadably engaged with the syringe hub or wherein the needle hub and the syringe hub are locked together via a locking mechanism. 8. The article of claim 6, wherein the syringe needle comprises a needle hub, and wherein the syringe hub is a slip tip located in the needle hub. 9. A compliant article comprising: a casing tube comprising a tube end opening located at a needle tube end of the casing tube, a distal tube opening located at a distal tube end of the casing tube, and an inner tube space; anda syringe needle that traverses the tube end opening;wherein the compliant article comprises a compliant portion that allows for a reduced insertion pressure of the syringe needle as compared to an insertion pressure of a corresponding syringe needle in an article without the compliant portion;wherein the compliant portion comprises a helical portion of the syringe needle; and wherein the syringe needle comp... | UNIVERSITY OF MASSACHUSETTS | A61B005/15 A61M005/42 A61B005/153 A61M005/32 A61B005/151
US09488746 | B2 | 2016-11-08 | Capacitive sensing for automated recliner furniture | 2015-01-28 | A system and method for incorporating occupancy-detecting technology into furniture is provided. More particularly, the invention relates to detecting occupancy in a recliner using a sinuous wire detection array incorporated into a seat. Further embodiments of the invention are directed to a system and method for incorporating capacitance detection technology with one or more conductive features of a recliner mechanism. In some aspects, a sensor is provided based on coupling one or more conductive features to a control component of the capacitance detector control component. A controller may determine the corresponding response based on occupancy detection and/or presence detection. A processor may receive information regarding changes in capacitance and determines when a change in voltage satisfies a threshold. Based on a determination of occupancy and/or presence, a variety of corresponding features of the adjustable recliner may be activated. | 1. A presence detection system comprising: an automated furniture item comprising a frame detection component, wherein the frame detection component comprises:(1) a first conductive furniture feature comprising at least one conductive frame member of the furniture item, wherein the conductive frame member is configured to have a voltage based on proximity of an object to the conductive frame member, and(2) a second conductive furniture feature coupled to the first conductive furniture feature, the second conductive furniture feature comprising at least one articulating furniture feature; anda control component coupled to the frame detection component, the control component comprising:(1) a receiving component configured to receive at least one indication of change in capacitance from the frame detection component, wherein the control component is configured to monitor a change in capacitance with respect to the frame detection component; and(2) a determining component configured to determine whether the received at least one indication of the change in capacitance over time satisfies a threshold change in capacitance over a threshold period of time. 2. The presence detection system of claim 1, wherein upon determining that the received at least one indication of change in capacitance satisfies the threshold change in capacitance, the determining component is configured to generate an indication of presence detection. 3. The presence detection system of claim 1, further comprising one or more of: an interrupt component configured to activate or inactivate one or more automated features of the automated furniture item;a communication component configured to communicate a determination of presence to one or more users; andan occupancy detection system component configured to provide an indication of occupancy of the automated furniture item to the presence detection system. 4. The presence detection system of claim 3, wherein the communication component comprises a wireless component. 5. A method for detecting presence with respect to an automated recliner, the method comprising: receiving capacitance monitoring data from a frame detection component comprising at least one conductive frame member coupled to the automated furniture, wherein the conductive frame member is configured to have a voltage based on proximity of an object to the conductive frame member, and further wherein the frame detection component comprises one or more conductive features associated with the automated recliner that couple together to provide a capacitive sensor frame; anddetermining that the change in voltage satisfies a threshold, wherein determining that the change in voltage satisfies a threshold comprises:(1) monitoring rate of change in voltage detected by the frame detection component; and(2) comparing the rate of change in voltage with the threshold. 6. The method of claim 5, further comprising, based on determining that the change in voltage satisfies a thr... | L&P PROPERTY MANAGEMENT COMPANY | G01R027/26 G01V003/08 A47C021/00 H03K017/955 H03K017/96 A61G007/015 A61B005/00 A61B005/11
US09492078 | B2 | 2016-11-15 | Extended range imaging | 2013-12-09 | An imager that can provide separated images corresponding to differing depths in a sample is presented. In accordance with some embodiments of the invention, an imager can include a light source; a sample arm that receives light from the light source, directs the light to a sample, and captures light returning from the sample; a modulation source that provides different modulations corresponding to differing imaging depths in the sample; a detector system to receive the captured light from the sample with the different modulations; and a processor that receives signals from the detector system and separates a plurality of images corresponding with the differing image depths in the sample. | 1. An imager, comprising: a light source;a light coupler;an interferometer disposed between the light source and the light coupler, the interferometer comprising: a first reflective surface and a first modulator configured to provide a first constant phase modulation to the first reflective surface, anda second reflective surface and a second modulator configured to provide a second constant phase modulation to the second reflective surface, the second reflective surface being separated from the first reflective surface by a distance,wherein: the distance between the first reflecting surface and the second reflecting surface corresponds to differing image depths in a sample;a sample arm coupled to the light coupler that receives light from the light source through the light coupler, directs the light to the sample, and captures light returning from the sample;a detector system configured to receive the captured light from the sample and the first and second constant phase modulations provided to the first and second reflective surfaces; anda processor that receives signals from the detector system and separates a plurality of images that overlap corresponding with the differing image depths in the sample. 2. The imager of claim 1, wherein the light coupler is a splitter/coupler. 3. The imager of claim 1, wherein the light coupler is a circulator. 4. The imager of claim 1, wherein the light coupler comprises a splitter/coupler that receives light from the light source, provides the light to the sample arm, combines light received from the sample arm and the interferometer, and provides light to the detector system. 5. The imager of claim 1, wherein the light coupler provides light to the sample arm from the interferometer and to the detector system from the sample arm. 6. The imager of claim 5, wherein the light coupler is a circulator. 7. The imager of claim 5, wherein the light coupler is a splitter/coupler. 8. The imager of claim 1, wherein the processor executes instructions to: simultaneously obtain a plurality of overlapping images from the detector system, the plurality of overlapping images corresponding to the differing image depths in the sample;combine the simultaneously obtained plurality of overlapping images into a combined dataset, the combined dataset having a spatial frequency dimension and a transverse dimension;perform a transform on the combined dataset along the transverse dimension for each value in the spatial frequency dimension to form a plurality of distributions along a carrier frequency dimension in the transformed dataset;separate the plurality of distributions into a plurality of spectra based on a carrier frequency of each of the plurality of spectra; andperform mathematical operations on each of the plurality of separated spectra to form a plurality of full-range images corresponding with the differing image depths in the sample. 9. The imager of claim 8, wherein the transform is a Fourier transform. 10. Th... | OPTOVUE, INC. | G01B009/02 A61B003/10 A61B005/00 A61B003/00
US09812509 | B2 | 2017-11-07 | Sensor | 2016-05-17 | According to one embodiment, a sensor includes a light emitter and a light sensor. The light emitter includes a first electrode, a second electrode, and a first light emitting layer. The second electrode is light-transmissive. The first light emitting layer is provided between the first electrode and the second electrode. The light sensor includes a third electrode, a fourth electrode, a fifth electrode, a first photoelectric conversion layer, and a second photoelectric conversion layer. the fourth electrode is light-transmissive. The fifth electrode is provided between the third electrode and the fourth electrode. The fifth electrode is light-transmissive. The first photoelectric conversion layer is provided between the third electrode and the fifth electrode. The second photoelectric conversion layer is provided between the fourth electrode and the fifth electrode. | 1. A sensor, comprising: a light emitter including a first electrode,a second electrode, the second electrode being light-transmissive, anda first light emitting layer provided between the first electrode and the second electrode; anda light sensor including a third electrode,a fourth electrode, the fourth electrode being light-transmissive,a fifth electrode provided between the third electrode and the fourth electrode, the fifth electrode being light-transmissive,a first photoelectric conversion layer provided between the third electrode and the fifth electrode, anda second photoelectric conversion layer provided between the fourth electrode and the fifth electrode, whereinthe first photoelectric conversion layer includes a third organic substance,the second photoelectric conversion layer includes a fourth organic substance,a wavelength of light absorbed by the third organic substance is different from a wavelength of light absorbed by the fourth organic substance, anda difference between an absorption peak wavelength of the first photoelectric conversion layer and an absorption peak wavelength of the second photoelectric conversion layer is 50 nm or more. 2. The sensor according to claim 1, wherein the first light emitting layer includes a first organic substance. 3. The sensor according to claim 1, wherein the light emitter further includes a second light emitting layer provided between the first light emitting layer and the second electrode,the first light emitting layer includes a first organic substance,the second light emitting layer includes a second organic substance, anda peak wavelength of a first light radiated from the first organic substance is different from a peak wavelength of a second light radiated from the second organic substance. 4. The sensor according to claim 3, wherein a difference between the peak wavelength of the first light and the peak wavelength of the second light is 50 nm or more. 5. The sensor according to claim 3, wherein the light emitter further includes a sixth electrode provided between the first light emitting layer and the second light emitting layer, the sixth electrode being light-transmissive. 6. The sensor according to claim 1, wherein a reflectance of the first electrode is higher than a reflectance of the second electrode. 7. The sensor according to claim 1, wherein at least a portion of the light emitter and at least a portion of the light sensor overlap in a first direction, the first direction being from the second electrode toward the first electrode. 8. The sensor according to claim 7, wherein the light emitter is provided on a first substrate, the first substrate being light-transmissive,the light sensor is provided on a second substrate, the second substrate being light-transmissive, andat least a portion of the first substrate and at least a portion of the second substrate are provided between the light emitter and the light sensor. 9. The sensor according to claim 7, wherein the lig... | Kabushiki Kaisha Toshiba | H01L029/08 H01L027/28 H01L051/50 H01L051/52 A61B005/024 A61B005/1455 G01N021/27
US09606620 | B2 | 2017-03-28 | Multi-track playback of media content during repetitive motion activities | 2015-10-14 | A system for multi-track playback of media content includes: a media device; a user interface, provided at the media device, which displays a visual array of media options, a playback logic, provided within the media device, which is configured so that, while a selected point or region is determined by the user interface as being moved in response to user input, within the visual array of media options, the system determines media options that are proximate to the selected point or region, and adjusts playback parameters for corresponding media content items, by crossfading or otherwise combining playback to reflect the media options relative distances from the selected point or region; and a tempo logic, provided within the media device, which is configured to provide or receive a selected tempo and provide the one or more media content items associated with the selected tempo. | 1. A system for multi-track playback of media content while a repetitive-motion activity is performed by a user, comprising: a media device, including a processor;a tempo logic, provided within the media device, configured to identify a cadence of the repetitive-motion activity performed by the user and provide a plurality of media content items associated with a tempo that corresponds to the cadence;a user interface, provided at the media device, which displays a visual array of media options, wherein each media option is associated with one of the plurality of media content items provided by the tempo logic that can be played on the media device;a playback logic, provided within the media device, which is configured so that, while a selected region is determined by the user interface as being moved in response to user input, within the visual array of media options, the system determines media options that are proximate to the selected region, and adjusts playback parameters for media content items corresponding to the determined media options to reflect the relative distances of the media options from the selected region. 2. The system of claim 1, wherein the tempo logic is configured to automatically select the selected tempo based upon an estimated cadence of a user of the system. 3. The system of claim 2, wherein the tempo logic is configured to modify the selected tempo based upon changes in the estimated cadence of the user. 4. The system of claim 1, wherein the tempo logic includes a tempo selection module configured to allow a user to manually adjust the selected tempo. 5. The system of claim 4, wherein the tempo selection module includes an increase tempo selector that increases the selected tempo when selected, and a decrease tempo selector that decreases the selected tempo when selected. 6. The system of claim 1, wherein the visual array of media options is populated with snippets of the media content items. 7. The system of claim 6, wherein each of the snippets is selected based upon the selected tempo and a runnability score. 8. A method for multi-track playback of media content while a repetitive-motion activity is performed by a user, comprising: identifying a cadence of the repetitive-motion activity performed by the user;providing a plurality of media content items associated with a tempo that corresponds to the cadence;providing a user interface, at a media device, which displays a visual array of media options, wherein each media option is associated with one of the plurality of media content items that can be played on the media device; andwhile a selected point or region is determined by the user interface as being moved in response to user input, within the visual array of media options, determining media options that are proximate to the selected point or region, and adjusting playback parameters for media content items corresponding to the determined media options to reflect the relative distances of the media opt... | Spotify AB | G06F017/00 G06F003/01 G11B027/038 G11B027/10 G11B027/34 A61B005/024 A63B071/00 G06F003/16
US09498156 | B2 | 2016-11-22 | Opacity consistent polymer graft for optical sensor | 2014-05-16 | A sensor (e.g., an optical sensor) that may be placed within a living animal (e.g., a human) and may be used to measure an analyte (e.g., glucose or oxygen) in a medium (e.g., interstitial fluid) within the animal. The sensor may include a sensor housing and a polymer graft including indicator molecules and covering at least a portion of the sensor housing. The opacity of the polymer graft may remain substantially the same (i.e., may have little or no variation) over time. The sensor may include a photodetector, and variation in the opacity of the polymer graft does not cause a significant change in a measurement signal output by the photodetector. The polymer hydrogel may be made of polymers including acrylic acid and/or polyethylene glycol. | 1. A sensor for placement within a living animal and for measurement of an analyte in a medium within the living animal, the sensor comprising: a sensor housing; anda polymer graft including indicator molecules and covering at least a portion of the sensor housing;wherein the polymer graft is clear, and the opacity of the graft remains the same over time. 2. A sensor for placement within a living animal and for measurement of an analyte in a medium within the living animal, the sensor comprising: a sensor housing; anda polymer graft including indicator molecules and covering at least a portion of the sensor housing, wherein the polymer graft is clear, configured to pass a percentage of light and configured such that the percentage of light passing through the polymer graft would not change by more than 50% if the sensor were placed within the living animal for at least one month. 3. The sensor of claim 2, wherein the percentage of light passing through the polymer graft would not change by more than 20% if the sensor were placed within the living animal for at least one month. 4. The sensor of claim 3, wherein the percentage of light passing through the polymer graft would not change by more than 10% if the sensor were placed within the living animal for at least one month. 5. The sensor of claim 2, wherein the percentage of light passing through the polymer graft would not change by more than 50% if the sensor were placed within the living animal for at least two months. 6. The sensor of claim 2, wherein the percentage of light passing through the polymer graft would not change by more than 50% if the sensor were placed within the living animal for at least six months. 7. A sensor for placement within a living animal and for measurement of an analyte in a medium within the living animal, the sensor comprising: a sensor housing; anda polymer graft including indicator molecules, said polymer graft covering at least a portion of the sensor housing;a light source configured to emit excitation light to the indicator molecules of the polymer graft;a photodetector configured to receive emission light from the indicator molecules of the polymer graft and output a measurement signal indicative of the amount of the received emission light, wherein the amount of the emission light received by the photodetector is indicative of the amount of the analyte in the medium within the living animal;wherein the polymer graft is clear and configured such that variation of the opacity of the polymer graft during measurement of the analye in the medium within the living animal causes a change, which is unrelated to the amount of analyte in the medium, in the measurement signal of 20% or less. 8. The sensor of claim 7, wherein the change in the measurement signal caused by the variation of the opacity of the polymer graft is 10% or less. 9. The sensor of claim 8, wherein the change in the measurement signal caused by the variation of the opacity of the polymer ... | Senseonics, Incorporated | A61B005/1455 A61B005/145 A61B005/1459 A61B005/00
US09498131 | B1 | 2016-11-22 | Aids for maintaining scheduled medication dosing | 2015-07-16 | Monitoring administration of medication to a user by receiving an identification of at least a medication and a time of administration of the medication to the user from the first sensor and storing the identification in the repository. The identification of the medication is compared to prescribed medication for the user. A time required for the medication to travel from the first location to the second location is determined. An electronic tag at the second location is monitored until the determined time has passed or the electronic tag is identified. When the determined time has passed and an electronic tag has not been identified, a notification is sent to at least one user; and when the electronic tag is identified, the ingestion of the medication is confirmed by the user and the time and electronic tag identification is stored in the repository. | 1. A method of monitoring medication and administration of medication to a user containing edible electronic tags through the use of at least a first sensor at a first location and a second sensor at a second location different than the first location, the first sensor and second sensor each comprising: one or more memories, an electronic tag reader, and at least one antenna, at least one of the first and second sensors being coupled to communicate with a computer comprising: at least one processor, one or more memories, and a repository coupled to the processor, the method comprising the steps of: the computer receiving an identification of at least a medication and a time of administration of the medication to the user from the first sensor and storing the identification in the repository;the computer comparing the identification of the medication to prescribed medication for the user;the computer determining a time required for the medication to travel from the first location to the second location;the computer monitoring for the electronic tag at the second location until the determined time has passed or the electronic tag is identified;wherein when the determined time has passed and the electronic tag has not been identified, the computer sending a notification to at least one user; andwherein when the electronic tag is identified, the computer confirming ingestion of the medication by the user and storing the time and electronic tag identification to the repository. 2. The method of claim 1, wherein the notification is sent to an alternate user providing care of the user. 3. The method of claim 1, wherein the method further comprises the step of the computer determining a signal strength to be detected at the second location. 4. The method of claim 1, wherein communication between the electronic tag and the first sensor and second sensor is through radio-frequency identification. 5. The method of claim 1, wherein communication between the electronic tag and the first sensor and second sensor is through near field communication. 6. The method of claim 1, wherein the first or second sensor comprises the computer. 7. The method of claim 1, wherein the computer is separately wearable by the user in a location other than the first location and the second location. 8. A computer program product for monitoring medication and administration of medication to a user containing edible electronic tags through the use of at least a first sensor at a first location and a second sensor at a second location different than the first location, the first sensor and second sensor each comprising: one or more memories, an electronic tag reader, and at least one antenna, at least one of the first and second sensors being coupled to communicate with a computer comprising: at least one processor, one or more memories, and a repository coupled to the processor, a computer readable storage medium having program instructions embodied therewith, the program in... | International Business Machines Corporation | A61B005/00 G06K007/10 A61B005/07
US10238328 | B2 | 2019-03-26 | System and a processing method | 2016-05-19 | A system for processing the manometric measurements carried out by way of an anorectal probe includes one or more processing units, which include: an acquisition module configured for acquiring management parameters of an anorectal manometry; a basal module configured for processing the manometric measurements acquired during the basal maneuver of anorectal manometry in accordance with the management parameters; a squeeze module configured for processing the manometric measurements acquired during the squeeze maneuver; an endurance module, configured for calculating the time interval between the instant at which a maximum value is measured during the squeeze maneuver, and the instant at which the pressure measured falls below a squeeze threshold; a strain module configured for processing the manometric measurements acquired during the strain maneuver; and a memory module configured for the registration of functions and/or indexes calculated by the modules while processing said measures. | 1. A system for processing manometric measurements carried out by an anorectal probe, comprising one or more processing units, characterized in that said processing unit comprises: at least one acquisition module configured for acquiring management parameters of an anorectal manometry;a basal module configured for processing the manometric measurements acquired during the basal maneuver of the anorectal manometry, according to said management parameters;a squeeze module configured for processing the manometric measurements acquired during the squeeze maneuver according to said management parameters;an endurance module, configured for calculating the time interval between the instant when a maximum value is measured during the squeeze maneuver, and the instant when the pressure measured falls below a squeeze threshold equal to or less than ninety percent of said maximum value;a strain module configured for processing the manometric measurements acquired during the strain maneuver according to said management parameters; andat least one memory module configured for recording functions and/or indexes calculated by said modules upon processing said measurements. 2. A system according to claim 1, wherein said anorectal probe is of the pneumatic type and includes both a main body and an extensible membrane tightly associated with said main body. 3. A system according to claim 1, further comprising an electronic measuring apparatus, connectable with an anorectal probe, wherein said apparatus is portable and connectable to the processing unit, the apparatus comprising at least said acquisition module. 4. A system according to claim 1, wherein each of said modules is suitable for calculating one or more characteristic indexes based on the measurements performed by said system, which characteristic indexes correspond to one or more of the following quantities: maximum values, minimum values, average values, time intervals. 5. A system according to claim 1, wherein the processing unit comprises at least one of the following calculating means: calculating means for determine a sphincters tonicity index equal to the ratio between a squeeze maximum pressure value and a resting pressure value; calculating means for determine an external sphincter health index, equal to the ratio between a squeeze maximum value and a squeeze mean value, the latter being defined as a mean value in a measurement interval; calculating means for determine a sphincters and pelvic floor health index, equal to the ratio between a strain mean pressure value and a relative resting pressure minus one. 6. A system according to claim 1, further comprising at least one user interface and at least one editing module configured for enabling a user to modify the functions and/or indexes recorded on said memory module via the user interface. 7. A method for processing manometric measurements carried out by means of an anorectal probe, comprising the following steps: acquiring manometric me... | THD S.P.A. | A61B005/22 A61B005/11 A61B005/00 A61B005/03
US10379290 | B2 | 2019-08-13 | Optical fiber connector | 2014-11-19 | The present invention relates to an optical fiber connector arrangement that finds application in the general field of optical interconnection. The optical fiber connector arrangement (935) comprises a first optical fiber connector (922) including a first optical fiber (905) and a counterpart optical fiber connector (923) including a counterpart optical fiber (925); wherein the first optical fiber connector (922) is configured to mate with the counterpart optical fiber connector (923). The first optical fiber (905) of the first optical fiber connector (922) has a core diameter D1 and a Numerical Aperture NA1; and the counterpart optical fiber (925) of the counterpart optical fiber connector (923) has a counterpart core diameter D2 and a counterpart Numerical Aperture NA2. At least one of the ratio (D1/D2) or the ratio (NA1/NA2) either exceeds 1.15 or is less than 0.85. | 1. An optical fiber connector arrangement comprising: a first optical fiber connector comprising: a body having a bore,a first optical fiber having an end face and a core that is surrounded by a cladding layer, wherein the cladding layer is surrounded by a buffer layer for at least a portion of an axial extent of the first optical fiber and the first optical fiber is arranged within the bore, and an alignment sleeve that is either i) arranged coaxially with the bore or ii) arranged coaxially with a first optical fiber connector axis, anda lens that contacts the end face of the first optical fiber; anda counterpart optical fiber connector comprising: a counterpart body having a counterpart bore,a counterpart optical fiber having a counterpart end face and a counterpart core that is surrounded by a counterpart cladding layer, wherein the counterpart cladding layer is surrounded by a counterpart buffer layer for at least a portion of the axial extent of the counterpart optical fiber and the counterpart optical fiber is arranged within the counterpart bore, the counterpart optical fiber connector comprising a counterpart alignment sleeve that is either i) arranged coaxially with the counterpart bore or ii) arranged coaxially with a counterpart optical fiber connector axis, wherein the alignment sleeve is configured to mate with the counterpart alignment sleeve, anda counterpart lens that contacts the counterpart end face of the counterpart optical fiber, wherein:A) for a first portion of the axial extent of the counterpart bore of the counterpart optical fiber connector, the counterpart buffer layer of the counterpart optical fiber is absent or removed; and wherein for the first portion either i) the counterpart cladding layer is in optical contact with the counterpart body via an optical medium having a real part of refractive index that is greater than or equal to the refractive index of the counterpart cladding layer; or ii) the counterpart cladding layer is in optical contact with the counterpart body and the counterpart body is formed from a material having a real part of refractive index that is greater than or equal to the refractive index of the counterpart cladding layer; orB) for a second portion of the axial extent of the bore of the first optical fiber connector, the buffer layer of the first optical fiber is absent or removed; and wherein for the second portion either i) the cladding layer is in optical contact with the body via an optical medium having a real part of refractive index that is greater than or equal to the refractive index of the cladding layer; or ii) the cladding layer is in optical contact with the body and the body is formed from a material having a real part of refractive index that is greater than or equal to the refractive index of the cladding layer;the alignment sleeve is tapered and the counterpart alignment sleeve is tapered in a complementary manner to a taper of the first alignment sleeve;the alignment sleeve ... | KONINKLIJKE PHILIPS N.V. | G02B006/26 G02B006/38 G02B006/32
US09498109 | B2 | 2016-11-22 | Fluorescence endoscope device | 2012-08-02 | Provided is a fluorescence endoscope device that includes a light source; an image generating portion that captures an image of fluorescence generated at a subject due to irradiation with excitation light to obtain a fluorescence image and that captures an image of return light returning from the subject due to irradiation with white light to obtain a white-light image; a dividing portion that divides the fluorescence image by the white-light image to generate a divided fluorescence image; a coordinate extracting portion that extracts a second region of the divided fluorescence image having a gradation value higher than a second threshold; a fluorescence-image correcting portion that extracts a first region having a gradation value higher than a first threshold in the fluorescence image and generates a corrected fluorescence image in which an overlap region that overlaps the second region is extracted; and a monitor that displays the corrected fluorescence image. | 1. A fluorescence endoscope device comprising: a light source configured to emit excitation light and illumination light for irradiating a subject;a fluorescence-image acquisition sensor configured to capture image information of fluorescence generated at the subject due to the irradiation with the excitation light from the light source;a reference-image acquisition sensor configured to capture image information of return light returning from the subject due to the irradiation with the illumination light from the light source; anda processor comprising hardware, the processor implementing: an image generating portion configured to generate a fluorescence image based on the image information of the fluorescence, and to generate a reference image based on the image information of return light;a divided-fluorescence-image generating portion configured to divide the fluorescence image by the reference image to generate a divided fluorescence image, wherein effects of one or both of an observation distance and observation angle on intensity value is reduced in the divided fluorescence image as compared to the fluorescence image;a first-region extracting portion configured to extract a first region or first regions of the fluorescence image, the first region or first regions having a gradation value higher than a first threshold gradation value, wherein the first threshold gradation value is set to distinguish between: pixels in the fluorescence image having gradation values representing a first background site; andpixels in the first region or first regions of the fluorescence image having gradation values representing a target site and pixels in the first region or first regions of the fluorescence image having gradation values representing the effects of one or both of observation distance and observation angle;a second-region extracting portion configured to extract a second region or second regions of the divided fluorescence image, the second region or second regions having a gradation value higher than a second threshold gradation value different from the first threshold gradation value, wherein the second threshold gradation value is set to distinguish between: pixels in the divided fluorescence image having gradation values representing a second background site; andpixels in the second region or second regions of the divided fluorescence image having gradation values representing the target site; anda corrected-fluorescence-image generating portion configured to: extract, from the fluorescence image, an overlap region where the first region or first regions of the fluorescence image overlaps the second region or second regions of the divided fluorescence image; andgenerate a corrected fluorescence image in which the overlap region is identified. 2. The fluorescence endoscope device according to claim 1, further comprising a threshold input device configured to receive an input of the first threshold gradation value and the second threshold gr... | OLYMPUS CORPORATION | A61B006/00 A61B001/00 A61B001/04 A61B001/05 A61B001/06 A61B005/00 G01N021/64
US09486128 | B1 | 2016-11-08 | Sensing and avoiding surgical equipment | 2014-10-03 | A surgical imaging system includes a light source configured to illuminate a portion of a surgical environment and a light sensor configured to receive light from the illuminated portion in response to the illumination. The surgical imaging system determines spectrographic content of the received light and uses the determined spectrographic content to identify the illuminated portion of the surgical environment; for example, to determine that the portion contains a surgical instrument, a foreign body, a suture, a particular type of tissue, a blood vessel, and/or a fluorescent marker. This identification of the illuminated portion of the surgical environment could be used to implement a surgical intervention. For example, a surgical laser could be operated, based on such generated identification information, to ablate cancerous tissue in the surgical environment that is marked with a fluorophore while avoiding ablating any sutures or surgical instruments disposed in the surgical environment. | 1. A system comprising: a light source;a detector;a surgical laser; anda controller operatively coupled to the light source, the detector, and the surgical laser, wherein the controller comprises a computing device programmed to perform operations comprising: controlling the light source to illuminate a portion of a surgical environment, wherein the surgical environment comprises a tissue subject to a surgical intervention involving one or more surgical instruments;controlling the detector to obtain a spectrographic content of light received by the detector from the illuminated portion of the surgical environment;determining whether the illuminated portion of the surgical environment contains a portion of a non-biological foreign body based on the spectrographic content of the received light; andin response to a determination that the illuminated portion of the surgical environment contains a portion of a non-biological foreign body, controlling the surgical laser to avoid interaction with the illuminated portion of the surgical environment. 2. The system of claim 1, wherein the operations further comprise: controlling the light source to illuminate a calibration object; andcontrolling the detector to obtain a calibration spectrum of light received by the detector from the calibration object being illuminated by the light source,wherein determining whether the illuminated portion of the surgical environment contains a portion of a non-biological foreign body based on the spectrographic content of the received light comprises comparing the spectrographic content of the received light to the calibration spectrum. 3. The system of claim 2, wherein determining whether the illuminated portion of the surgical environment contains a non-biological foreign body based on the spectrographic content of the received light comprises identifying a particular non-biological foreign body in the illuminated portion of the surgical environment based on the spectrographic content of the received light. 4. The system of claim 3, wherein the operations further comprise: classifying the particular non-biological foreign body as a particular type of non-biological foreign body based on the spectrographic content of the received light. 5. The system of claim 1, wherein the light source is a laser that emits light at a fixed wavelength. 6. The system of claim 5, wherein the fixed wavelength is an excitation wavelength of a fluorophore, wherein the fluorophore emits light at an emission wavelength in response to receiving light at the excitation wavelength, and wherein the spectrographic content of the light received from the illuminated portion of the surgical environment includes an intensity of received light at the emission wavelength. 7. The system of claim 1, further comprising: an optical system that focuses the light from the light source to a spot within the surgical environment,wherein controlling the light source to illuminate the portion of the surgical ... | Verily Life Sciences LLC | A61B001/06 A61B005/00
US09505402 | B2 | 2016-11-29 | System and method for responding to driver behavior | 2014-06-26 | Methods of assessing driver behavior include monitoring vehicle systems and driver monitoring systems to accommodate for a driver's slow reaction time, attention lapse and/or alertness. When it is determined that a driver is drowsy, for example, the response system may modify the operation of one or more vehicle systems. The systems that may be modified include: visual devices, audio devices, tactile devices, antilock brake systems, automatic brake prefill systems, brake assist systems, auto cruise control systems, electronic stability control systems, collision warning systems, lane keep assist systems, blind spot indicator systems, electronic pretensioning systems and climate control systems. | 1. A method of controlling one or more vehicle systems in a motor vehicle, comprising: receiving monitoring information from a monitoring system, wherein the monitoring information is a degree of eye movement of a driver and a degree of head movement of the driver;determining a body state index for the driver using the monitoring information;determining a control coefficient, wherein the control coefficient varies as a function of the body state index;modifying a control parameter of the one or more vehicle systems based on the body state index, control coefficient, and an initial threshold, wherein the control parameter is used to control a level of operation of a function of the one or more vehicle systems, wherein modifying the control parameter further includes modifying the control parameter from the initial threshold as a function of the body state index; andmodifying control of the function of the one or more vehicle systems by modifying the level of operation of the function based on the control parameter. 2. The method of claim 1, wherein the one or more vehicle systems is a visual device for providing interior lighting in the motor vehicle. 3. The method of claim 2, wherein the visual device is one or more cabin lights. 4. The method of claim 2, wherein the level of operation of the function is a brightness level and modifying control of the function of the one or more vehicle systems by modifying the level of operation of the function includes modifying the brightness level of the visual device based on the control parameter. 5. The method of claim 4, wherein the modifying control of the function of the one or more vehicle systems by modifying the brightness level of the visual device further includes modifying the brightness level in proportion to the control parameter. 6. The method of claim 1, wherein the control parameter is an activation threshold for a visual device. 7. The method of claim 1, wherein the control parameter is a brightness threshold for a visual device. 8. The method of claim 1, wherein the one or more vehicle systems is a tactile device including a vehicle seat. 9. The method of claim 8, wherein modifying the the level of operation of the function of the one or more vehicle systems includes modifying a level of rigidity of the vehicle seat based on the control parameter. 10. The method of claim 1, wherein the one or more vehicle systems is a plurality of visual devices for providing interior lighting. 11. The method of claim 10, wherein modifying the level of operation of the function of the one or more vehicle systems includes modifying a level of operation of a function of each of the plurality of visual devices based on the control parameter. 12. The method of claim 1, wherein the degree of eye movement and the degree of head movement are relative to a reference location of the vehicle. 13. The method of claim 1, wherein the monitoring information is received from a proximity sensor disposed in a he... | Honda Motor Co., Ltd. | G08B023/00 B60W030/02 B60K028/06 B60T008/172 B62D006/00 G01C021/36 G08B021/06 G08G001/16 G06F017/00 B60W050/08 B60W040/09 B60W010/18 B60W010/20 B60W010/22 B60W030/08 B60W030/12 B60W030/14 B60W010/04 B60W010/30 A61B005/0205 A61B005/0476 A61B005/055 A61B005/11 A61B005/1455 A61B005/18 B60W040/08
US09492613 | B2 | 2016-11-15 | Adhesive and peripheral systems and methods for medical devices | 2013-07-15 | A repeater system may control a pump by using a repeater and a user interface. An adhesive patch system may be used for affixing a pump or other object to a human body. Such an adhesive patch system may include two sets of adhesive members, each member including an adhesive material on at least one side so as to attach to the body. The members of the first set are spaced to allow the members of the second set to attach to the body in spaces provided between the members of the first set, and the members of the second set are spaced to allow members of the first set to detach from the body without detaching the members of the second set. Also, fill stations and base stations are provided for personal pump systems. | 1. A needle injector device for connection in fluid-flow communication with the inlet or outlet port of a reservoir, the needle injector comprising: a housing provided with an interior channel having a longitudinal, axial dimension and an opening extending through a wall of the housing to the channel and extending along at least a portion of the longitudinal length of the channel;a hollow needle supported in the channel for movement relative to the housing between a start position, an extended position and a retracted position, the needle having a piercing end having an opening and an opposite, second end having an opening;a fluid conduit connected to the opening on the second end of the hollow needle and moveable with the hollow needle, the fluid conduit being connectable to the outlet or inlet port of the reservoir;a cannula supported on the needle, when the needle is in the start position, and moveable with the needle to the extended position of the needle;a lever member connected in a fixed relation to the hollow needle and having an extension portion extending through the opening in the housing;a first bias member arranged to impart a first bias force on the lever in a first direction, for moving the lever and the attached needle and the supported cannula from the start position to the extended position of the needle, free of manual input;a lock structure for locking the cannula in a fixed position relative to the housing, when the needle and cannula are moved to the extended position of the needle;a second bias member arranged to impart a second bias force on the lever in a second direction, opposite to the first direction, for moving the lever and the attached needle from the extended position to the retracted position, while leaving the cannula in the extended position;wherein at least a portion of the first bias member is located outside the housing, andwherein at least a portion of the second bias member is located outside the housing. 2. A device according to claim 1, wherein, in the retracted position, the piercing end of the needle is arranged in fluid flow communication with the cannula, to complete a fluid flow path from the fluid conduit to the cannula. 3. A device as recited in claim 1, further comprising a second lock structure for locking the first bias member in a state at which the first bias member is ready to impart a bias force on the lever member, but does not impart its full force on the lever and for selectively releasing the first bias member to impart its full force on the lever. 4. A device as recited in claim 3, wherein the first bias member is configured such that upon releasing the first bias member, the first bias member imparts a force on the lever member that overpowers the force of the second bias member, to move the lever member and attached needle from the start position to the extended position against the bias force of the second bias member. 5. A device as recited in claim 4, wherein, the lever member... | DEKA Products Limited Partnership | A61M005/142 A61M005/158 A61M005/145 A61M005/168 G05D007/06 A61M005/172 G08C017/02 H04B007/26 G05B023/02 A61B005/00 A61M005/50 G01F022/00
US09492085 | B2 | 2016-11-15 | Integrated self-contained recorder of biological data for small animal research | 2012-03-22 | An apparatus and method for the recording of physiological variables in small animals are described. The apparatus is an integrated self-contained recorder including a converter of biological signals into a digital form, a data storage unit, a data output for transporting the stored data from the recorder after the end of recording session, a power source and an electrical connector arranged for connection of the recorder with at least one sensor of biological signal and mechanical fixation of the recorder at the head of an animal. The recorder may contain a sensor, which receives signals from an external source for synchronization of the stored data with external equipment or observed/registered animal behavior. | 1. A system for recording biological data from a small animal, comprising: external stationary scientific equipment having an external stationary sensor and an emitter, wherein the external stationary sensor registers animal behavior information of a small animal bearing a recorder;the emitter of the external stationary scientific equipment transmits the registered animal behavior information to the recorder of the same small animal bearing the recorder,the recorder comprising:a biological signal sensor configured to sense at least one biological signal from a small animal;a convertor configured to convert the at least one biological signal to digital data;a sensor configured to receive the animal behavior information sent from the emitter of the external stationary scientific equipment and to synchronize the animal behavior information with the digital data locally at the recorder;a data storage unit integrated to the recorder and configured to store the digital data synchronized with the animal behavior information received from the emitter of the external stationary scientific equipment locally at the recorder;a data output configured for transporting the stored digital data from the recorder after a recording session; and,a power source. 2. The system of claim 1, wherein the biological signal comprises electrical brain activity. 3. The system of claim 1, wherein the sensor configured to receive the animal behavior information from the external stationary scientific equipment is a wireless receiver. 4. The system of claim 3, wherein the sensor configured to receive the information from the external stationary scientific equipment is an acoustic sensor or an optical sensor. 5. The system of claim 4, wherein the optical sensor is an infrared sensor. 6. The system of claim 3, wherein the wireless receiver is a radio wave receiver. 7. The system of claim 1, wherein the recorder is separate from the external stationary scientific equipment. 8. The system of claim 1, wherein the recorder is wireless with respect to the external stationary scientific equipment. 9. The system of claim 1, wherein the external stationary sensor is configured to register an action of the small animal, bearing the recorder. 10. The system of claim 1, wherein the external stationary sensor is configured to register a pressing of the small animal, bearing the recorder, on a lever or a crossing of an infrared beam. 11. The system of claim 1, wherein the external stationary scientific equipment connects with a computer for processing the animal behavior information obtained from the small animal, bearing the recorder and the computer sends the animal behavior information to the recorder through the external stationary emitter. 12. The system of claim 1, wherein the stationary sensor is a video camera. 13. The system of claim 11, wherein the computer is configured to analyze the animal behavior information obtained from the small animal, bearing the recorder, split... |  | A61B005/00
US20160338599 | A1 | 2016-11-24 | Synchronizing Cardiovascular Sensors for Cardiovascular Monitoring | 2015-05-22 | This document describes synchronizing cardiovascular sensors for cardiovascular monitoring, such as through sensing relevant hemodynamics understood by pulse transit times, blood pressures, pulse-wave velocities, and, in more breadth, electrical conduction properties, cardiac rhythms, thoracic impedance, ballistocardiograms and pressure-volume loops. The techniques disclosed in this document use various cardiovascular sensors to sense hemodynamics, such as skin color and skin and other organ displacement. These cardiovascular sensors require little if any risk to the patient and are simple and easy for the patient to use. | 1. A system comprising: one or more computer processors;an electromagnetic-spectrum sensor, the electromagnetic-spectrum sensor configured to capture electromagnetic-spectrum synchronization signals from cardiovascular sensors oriented to a patient; andone or more computer-readable media having instructions stored thereon that, responsive to execution by the one or more computer processors, enables modules comprising: a timing module, the timing module configured to precisely assign a reception time to each of the captured electromagnetic-spectrum synchronization signals from the cardiovascular sensors; anda reception-synchronization module configured to model, based on the precisely assigned reception times for the captured electromagnetic-spectrum synchronization signals, cardiovascular timing of the cardiovascular sensors effective to enable cardiovascular measurements from the cardiovascular sensors to determine a hemodynamic characteristic of the patient. 2. The system of claim 1, wherein the reception-synchronization module is further configured to: receive an electromagnetic-spectrum synchronization signal generation mark and a cardiovascular measurement from each of the cardiovascular sensors; andsynchronize the cardiovascular measurements using the precisely assigned reception times and the electromagnetic-spectrum synchronization signal generation marks. 3. The system of claim 1, wherein the captured electromagnetic-spectrum synchronization signals from the cardiovascular sensors have different wavelengths and the reception-synchronization module is further configured to assign each of the captured electromagnetic-spectrum synchronization signals to respective of the cardiovascular sensors based on the different wavelengths. 4. The system of claim 3, wherein the different wavelengths are previously associated with each of the cardiovascular sensors and the reception-synchronization module is further configured to assign the captured electromagnetic-spectrum synchronization signals to respective of the cardiovascular sensors based on the different wavelengths and the previous association. 5. The system of claim 1, wherein the electromagnetic-spectrum synchronization signal is in an optical, radio-frequency, or infrared bandwidth. 6. The system of claim 1, wherein the captured electromagnetic-spectrum synchronization signals from the cardiovascular sensors have different pulse characteristics or contain data and the reception-synchronization module is further configured to assign each of the captured electromagnetic-spectrum synchronization signals to respective of the cardiovascular sensors based on the different pulse characteristics or the contained data. 7. The system of claim 6, wherein the different pulse characteristics are previously associated with each of the cardiovascular sensors and the reception-synchronization module is further configured to assign the captured electromagnetic-spectrum synchronization signals to respe... |  | A61B005/026 A61B005/021 A61B005/00 A61B005/0265
US20160317094 | A1 | 2016-11-03 | Coaxial electrode catheters for extracting electrophysiologic parameters | 2014-12-18 | An electrophysiology system for mapping tissue includes a catheter having a plurality of electrodes. The system may be a catheter having a dense collection of small electrodes on its tip. The electrodes may be arranged in a pattern that is constant regardless of rotational orientation. The system may be an electrophysiology apparatus having a catheter, the catheter having a body with a proximal end and a distal end. At the distal end of the catheter body is a distal tip comprising a plurality of electrodes and/or coaxtrodes. A signal processor may be operably connected to the plurality of electrodes and/or coaxtrodes and can measure at least one electrophysiological parameter. | 1. An apparatus for use in an electrophysiology procedure, comprising: a catheter comprising a body having a proximal end and a distal tip region;a plurality of electrodes positioned within the distal tip region; anda signal processor operably connected to the plurality of electrodes to receive a plurality of electrical signals therefrom, wherein the processor analyzes the electrical signals to determine at least one electrophysiological parameter. 2. The apparatus according to claim 1, wherein the electrodes are coaxtrodes. 3. The apparatus according to claim 1, wherein the electrophysiological parameter is selected from the group consisting of, transmembrane current, tissue impedance, local conduction velocity, and any combinations thereof. 4. The apparatus according to claim 2, wherein the signal processor comprises an amplifier operably coupled to the plurality of coaxtrodes. 5. The apparatus according to claim 4, wherein the amplifier is located at a proximal end of the distal tip region. 6. The apparatus according to claim 4, further comprising a handle coupled to the proximal end of the body of the catheter, and wherein the amplifier is located within the handle. 7. The apparatus according to claim 2, further comprising a basket-shaped assembly operably connected to the distal tip region, wherein the plurality of coaxtrodes are located on the basket-shaped assembly. 8. An electrophysiology apparatus, the apparatus comprising: a catheter comprising a body having a proximal end and a distal end, the distal end having a distal tip, wherein the distal tip comprises a plurality of coaxtrodes;a signal processor operably connected to the plurality of coaxtrodes, wherein the signal processor measures at least one electrophysiological parameter. 9. The electrophysiology apparatus of claim 8, wherein the at least one electrophysiological parameter is selected from the group consisting of, transmembrane current, tissue impedance, and local conduction velocity. 10. The apparatus of claim 8, wherein the distal tip has a proximal end and a distal end, and wherein at least one amplifier is located at the proximal end of the tip, and wherein the at least one amplifier is operably connected to the plurality of coaxtrodes. 11. The apparatus of claim 8, wherein the catheter is operably attached to a handle, and wherein at least one amplifier is located in the catheter handle, and wherein the at least one amplifier is operably connected to the plurality of coaxtrodes. 12. The apparatus of claim 8, wherein the plurality of coaxtrodes are arranged in a pattern that is constant regardless of rotational orientation. 13. The apparatus of claim 12, wherein the plurality of coaxtrodes comprises seven coaxtrodes, wherein six of the coaxtrodes define a hexagon and the seventh coaxtrode is positioned internal to the hexagon. 14. The apparatus of claim 13, wherein the seventh coaxtrode is located centrally in the hexagon. 15. The apparatus of claim 8, wher... |  | A61B005/00 A61B005/053 A61B005/042
US10130303 | B2 | 2018-11-20 | Automatic adjustment of helmet parameters based on a category of play | 2015-05-12 | Embodiments include method, systems and computer program products for automatic adjustment of helmet parameters based on a category of play. Aspects include monitoring a plurality of sensors in a helmet and determining the category of play for a user of the helmet based on data received from the plurality of sensors. Aspects further include automatically adjusting one or more parameters of the helmet based on the category of play. | 1. A computer program product for automatic adjustment of helmet parameters based on a category of play, the computer program product comprising: a non-transitory storage medium readable by a processing circuit and storing instructions for execution by the processing circuit for performing a method comprising:monitoring a plurality of sensors in a helmet;determining the category of play for a user of the helmet based on data received from the plurality of sensors; andautomatically adjusting parameters of the helmet based on the category of play, wherein the parameters include at least one of a stiffness, a size and a shape of a padding of the helmet,wherein a type of an adjustment and an amount of the adjustment are determined based on a model of expected risks for the category of play for the user. 2. The computer program product of claim 1, wherein the padding is disposed on an internal surface of the helmet. 3. The computer program product of claim 1, the stiffness of the padding on the helmet includes increasing the stiffness in a first area of the padding and decreasing the stiffness in a second area of the padding. 4. The computer program product of claim 1, wherein automatically adjusting one or more parameters of the helmet based on the category of play includes adjusting a tightness of a chin strap of the helmet. 5. The computer program product of claim 4, wherein the one or more parameters are adjusted based on a risk profile associated with the category of play. 6. The computer program product of claim 5, wherein the risk profile is further based on a medical history of the user of the helmet. 7. An adjustable helmet for mitigating the risk of brain injuries, comprising: a processor and one or more sensors, the processor configured to:monitoring the one or more sensors;determine a category of play for a user of the helmet based on data received from the plurality of sensors; andautomatically adjust parameters of the helmet based on the category of play, wherein the parameters include at least one of a stiffness, a size and a shape of a padding of the helmet,wherein a type of an adjustment and an amount of the adjustment are determined based on a model of expected risks for the category of play for the user. 8. The helmet of claim 7, wherein the padding is disposed on an internal surface of the helmet. 9. The helmet of claim 7, the stiffness of the padding on the helmet includes increasing the stiffness in a first area of the padding and decreasing the stiffness in a second area of the padding. 10. The helmet of claim 7, wherein the one or more parameters are adjusted based on a risk profile associated with the category of play. 11. The helmet of claim 10, wherein the risk profile is further based on a medical history of the user of the helmet. | INTERNATIONAL BUSINESS MACHINES CORPORATION | A61B005/00 A61F005/37 A42B003/04 A42B003/32 A61B005/11
US09888983 | B2 | 2018-02-13 | Unified three dimensional virtual craniofacial and dentition model and uses thereof | 2016-07-14 | A method and apparatus are disclosed enabling an orthodontist or a user to create an unified three dimensional virtual craniofacial and dentition model of actual, as-is static and functional anatomy of a patient, from data representing facial bone structure; upper jaw and lower jaw; facial soft tissue; teeth including crowns and roots; information of the position of the roots relative to each other; and relative to the facial bone structure of the patient; obtained by scanning as-is anatomy of craniofacial and dentition structures of the patient with a volume scanning device; and data representing three dimensional virtual models of the patient's upper and lower gingiva, obtained from scanning the patient's upper and lower gingiva either (a) with a volume scanning device, or (a) with a surface scanning device. Such craniofacial and dentition models of the patient can be used in optimally planning treatment of a patient. | 1. A method of registering bite of the upper jaw and the lower jaw of a patient, with the accompanying teeth, comprising the steps of: (a) capturing three dimensional volumetric scan of the cranio facial and dentofacial complex of said patient;(b) obtaining an in-vivo and/or invitro bite scan of said patient's dentition using surface scanning;(c) registering said three dimensional volumetric scan of the cranio facial and dentofacial complex to said patient's said in-vivo and/or invitro bite scan of the dentition obtained from surface scanning. | OraMetrix, Inc | A61C007/00 A61C005/40 G06T017/00 G06T019/00 A61B005/055 A61B005/00 A61B006/03 A61B006/14 A61B006/00 A61B008/08 A61C007/12 A61C009/00 A61C013/00 A61C013/08 A61C019/045 G06T019/20 A61C007/08 A61C007/14 A61C007/20 A61B001/24 A61C005/77 G06F019/00
US09503624 | B2 | 2016-11-22 | Optical imaging system using multiple light sources and driving control method thereof | 2014-03-06 | Provided is an optical imaging system capable of increasing diagnosis reliability and preciseness, and efficiently observing a target. The optical imaging system using multiple light sources according to an embodiment of the present invention includes a first light source generating a first light modulated with a first frequency, a second light source generating a second light modulated with a second frequency, a camera simultaneously detecting multiple lights output from an object after the first and second lights are illuminated on the object and outputting multiple image detecting signals, and an image processing unit processing the multiple image detecting signals to obtain a first image representing a shape of the object and a second image representing a desired target portion of the object. | 1. An optical imaging system using multiple light sources, comprising: a first light source generating a first light modulated with a first frequency;a second light source generating a second light modulated with a second frequency;a camera simultaneously detecting multiple lights output from an object after the first and second lights are illuminated on the object and outputting multiple image detecting signals the multiple image detecting signals including a first reflection light of the first light that is reflected on a surface of the object, a second reflection light of the second light that is reflected on said surface of the object, and a third reflection light of the second light that is reflected on a desired target portion inside the object;a filter for removing the second reflection light from the multiple image detecting signals after detection by the camera; andan image processing unit processing the multiple image detecting signals without the removed second reflection light to obtain a first image representing a shape of the object from the first reflection light and a second image representing the desired target portion inside the object from the third reflection signal. 2. The optical imaging system of claim 1, wherein the first light is a continuous wave light. 3. The optical imaging system of claim 2, wherein the second light is a fluorescence light. 4. The optical imaging system of claim 1, wherein the image processing unit comprises: an analog-to-digital converter converting the multiple image detecting signals into digital data;a low pass filter low-pass-filtering the digital data to output as the first image;a band pass filter band-pass-filtering the digital data to output as the second image. 5. The optical imaging system of claim 4, wherein the image processing unit further comprises an image merging unit merging the first and second images to display the merged image on a single monitor. 6. The optical imaging system of claim 5, wherein, when the first image is a general image representing a shape of the object or distribution of signal intensity of the object, the second image is a fluorescence image enlarging and representing a desired target portion of the object. 7. The optical imaging system of claim 1, wherein the camera is a charge coupled device camera. 8. An optical imaging system using multiple light sources, comprising: a first light source generating a white light modulated with a first frequency;a second light source generating a fluorescence light modulated with a second frequency, which is different from the first frequency;a charge coupler device camera simultaneously detecting multiple lights output from an object after the white light and the fluorescence light are illuminated on the object and outputting multiple image detecting signals, the multiple image detecting signals including a first reflection light of the white light that is reflected on a surface of the object, a second reflection lig... | ELECTRONICS AND TELECOMMUNICATIONS RESEARCH INSTITUTE | A61B005/00 H04N005/225 H04N005/232 H04N005/33 G01N021/64
US09486635 | B2 | 2016-11-08 | Medical device including setup option reporting | 2016-02-19 | A medical device for use with a patient is described. The medical device includes a component for administering a treatment to the patient or receiving data of the patient. The component is configured to operate according to an internal setting. The medical device also includes a user interface through which a user can modify the internal setting, as well as a settings signature generator for generating a settings signature that represents a present state of the internal setting. A gateway is also provided for communicating a version of the settings signature out of the medical device. | 1. A device monitoring system, comprising: a medical device for use with a patient, the medical device including: an external defibrillator including: an input configured to receive an internal setting of the external defibrillator,a settings signature unit configured to generate a settings signature indicative of the internal setting,an energy storage module configured to store energy for an electrical shock to a patient, anddefibrillation electrodes configured to receive the stored energy from the energy storage module and provide a shock to the patient, anda communication module configured to receive data outside the medical device, send data to the input of the external defibrillator, and receive the settings signature from the external defibrillator and communicate the settings signature out of the medical device; anda setup facility configured to transfer the internal setting of the external defibrillator to the medical device. 2. The device monitoring system of claim 1, further including a processor configured to specify a particular setup configuration of the internal setting of the medical device and transmit the data identifying the particular setup configuration to the setup facility. 3. The device monitoring system of claim 1, wherein the setup facility is further configured to transfer the internal setting of the external defibrillator to the medical device via the input of the external defibrillator. 4. The device monitoring system of claim 1, wherein the setup facility is further configured to transfer the internal setting of the external defibrillator to the medical device via the communication module. 5. The device monitoring system of claim 1 in which the communication module is further configured to output the settings signature periodically. 6. The device monitoring system of claim 1 in which the settings signature unit periodically generates the settings signature. 7. The device monitoring system of claim 1 in which the communication module is further configured to output the settings signature based on an event at the medical device. 8. The device monitoring system of claim 1 in which the settings signature unit generates the settings signature based on an event at the medical device. 9. The device monitoring system of claim 1 in which the medical device further includes a first memory to store the settings signature, and the device monitoring system includes a second memory configured to store an expected settings signature. 10. The device monitoring system of claim 1 in which the medical device is further configured to communicate the settings signature in a data packet that includes patient data, and the device monitoring system further comprising a data parser configured to parse the patient data and the settings signature from the data packet and output the settings signature to the processor. 11. The device monitoring system of claim 1 in which the communication module is further configured to receive data. ... | PHYSIO-CONTROL, INC. | A61N001/39 A61N001/372 A61B005/021 A61B005/044 A61N001/37 A61B005/145
US09504843 | B2 | 2016-11-29 | Implantable cardioverter defibrillator designed for use in a magnetic resonance imaging environment | 2015-07-10 | An implantable cardioverter defibrillator (ICD) includes a communication interface operable to receive a communication signal from an external programmer. With the ICD not being in the presence of an MRI field generated by an MRI scanner, a communication signal is sent precharging a high energy storage capacitor before the patient undergoes the MRI scan. The signal also switches the ICD into an MRI mode which turns off the ICD's sensing functions detecting a dangerous ventricular arrhythmia. An operator monitors the patient's vital signs with sensors connected to the patient. If the patient does require the defibrillation shock, the operator sends a second communication signal delivering the defibrillation shock from the precharged high energy storage capacitor of the ICD. The patient can then be removed from the MRI scanner and the RF and gradient fields of the MRI scanner turned off. | 1. A method of performing a magnetic resonance imaging (MRI) scan on a patient having an implanted cardioverter defibrillator (ICD), the method comprising the steps of: a) determining that the ICD comprises a ferrite core high voltage power supply transformer;b) with the ICD not being in the presence of an MRI field generated by an MRI scanner, sending a communication signal from an external programmer to the ICD, the communication signal being a command pre-charging a high energy storage capacitor of the ICD before the patient undergoes the MRI scan, the command also switching the ICD into an MRI mode, the MRI mode turning off the ICD's sensing functions detecting a dangerous ventricular arrhythmia; connecting sensors to the patient monitoring vital signs of the patient, the sensors displaying the vital signs to an operator on at least one display;c) moving the patient into the MRI scanner;d) performing the MRI scan while also monitoring the vital signs of the patient;e) the operator determining from the display whether the patient requires a defibrillation shock;f) when the patient requires the defibrillation shock, the operator sending a second communication signal from the external programmer to the ICD, the second communication signal being a second command delivering the defibrillation shock from the pre-charged high energy storage capacitor of the ICD to the patient while in the presence of the MRI field;g) removing the patient from the MRI scanner after the MRI scan is completed or after the operator has sent the second command where the ICD delivered the defibrillation shock to the patient while in the presence of the MRI field; andh) moving the patient substantially away from the MRI main static field. 2. The method of claim 1, including the step of the operator sending a third communication signal from the external programmer to the ICD, wherein the third communication signal comprises a third command to switch the ICD to a non-MRI mode, the non-MRI mode turning on the ICD's sensing functions detecting a dangerous ventricular arrhythmia. 3. The method of claim 2, including the step of if the ICD has not delivered the defibrillation shock then allowing the ICD to automatically bleed off the charge stored in the high energy storage capacitor, or if the ICD has delivered the defibrillation shock then determining that additional therapy is needed and allowing the ICD to automatically sense the dangerous ventricular arrhythmia and recharge the high energy storage capacitor and automatically delivering a second defibrillation shock to the patient. 4. The method of claim 1, wherein the second command includes switching the ICD to a non-MRI mode, the non-MRI mode turning on the ICD's sensing function detecting a dangerous ventricular arrhythmia. 5. The method of claim 1, wherein the second command includes sending an MRI communication signal from the external programmer to the MRI scanner, where the MRI communication signal comprises a com... | Greatbach Ltd. | A61N001/39 A61B005/055 A61B005/0452 A61B005/044 A61B005/145 A61B005/00 A61N001/37
US20160338595 | A1 | 2016-11-24 | OBJECT INFORMATION ACQUIRING APPARATUS | 2016-05-16 | An object information acquiring apparatus is used which includes: a light source controller that controls radiation of light from a light source; a detector that detects an acoustic wave generated by an object irradiated with the light; an information processor that acquires characteristics information on an inside of the object using the acoustic wave; and a scan controller that changes a relative position between the detector and the object, this object information acquiring apparatus further including: a power source that supplies electricity for use by the object information acquiring apparatus; and a power source controller that controls activation timings for the light source controller and the scan controller so as to prevent a current value of a current flowing through the object information acquiring apparatus from exceeding an ampacity of the power source. | 1. An object information acquiring apparatus comprising: alight source controller that controls radiation of light from a light source;a detector that detects an acoustic wave generated by an object irradiated with the light;an information processor that acquires characteristics information on an inside of the object using the acoustic wave;a scan controller that changes a relative position between the detector and the object,a power source that supplies electricity for use by the object information acquiring apparatus; anda power source controller that controls activation timings for the light source controller and the scan controller so as to prevent a current value of a current flowing through the object information acquiring apparatus from exceeding an ampacity of the power source. 2. The object information acquiring apparatus according to claim 1, further comprising a circulator that controls a temperature of a matching liquid that acoustically couples the object and the detector together, wherein the power source controller further controls an activation timing for the circulator. 3. The object information acquiring apparatus according to claim 1, wherein the power source controller has priorities for activation of the light source controller and the scan controller as fixed values. 4. The object information acquiring apparatus according to claim 2, wherein the power source controller has priorities for activation of the light source controller, the scan controller, and the circulator as fixed values. 5. The object information acquiring apparatus according to claim 1, wherein the power source controller activates devices in an order of the circulator, the scan controller, and the light source controller. 6. The object information acquiring apparatus according to claim 1, wherein the power source controller preferentially activates whichever one of the light source controller and the scan controller that has a longer preparation time. 7. The object information acquiring apparatus according to claim 2, wherein the power source controller activates the light source controller, the scan controller, and the circulator in order of decreasing preparation time. 8. The object information acquiring apparatus according to claim 7, wherein the power source controller acquires a temperature of the light source, a temperature of the matching liquid, a level of the matching liquid, and a position of the detector in use of sensors and estimates the preparation times in accordance with outputs from the sensors. 9. The object information acquiring apparatus according to claim 1, wherein the power source controller reduces operating currents flowing through devices that are not a device to be activated. 10. The object information acquiring apparatus according to claim 1, further comprising a display controller that controls display of the characteristics information on the object on a display, wherein the power source controller further controls an a... |  | A61B005/00 G01N021/17
US20160317068 | A1 | 2016-11-03 | Electronic devices with encapsulating silicone based adhesive | 2016-04-11 | A flexible electronic device is provided that includes electronics, metal traces, and other components at least partially encapsulated in a protective, corrosion- and fluid-resistant encapsulating adhesive coating. The device include electronics, sensors, and other components disposed on a flexible substrate that is configured to be mounted to a body or disposed in some other environment of interest. The encapsulating adhesive coating is flexible and adheres securely to the electronics, metal traces, and other components disposed on the flexible substrate. The encapsulating adhesive coating prevents voids from forming proximate the components within which water or other chemicals could be deposited from the environment of the device. The encapsulating adhesive coating could include silicone or other flexible highly adhesive substances. The encapsulating adhesive coating could be a conformal coating. | 1. A method comprising: forming traces in a layer of metal, wherein the layer of metal is disposed on an adhesive layer, wherein the adhesive layer is disposed on a flexible substrate, and wherein forming the traces comprises patterning the layer of metal to provide electrical connections between one or more electronic components;disposing one or more electronic components on the traces, wherein disposing the one or more electronic components on the traces comprises electrically connecting the one or more electronic components to the traces; andforming an encapsulating sealant layer, wherein forming an encapsulating sealant layer comprises forming a sealant layer that is configured to adhere to the adhesive layer and to at least partially encapsulate the traces and the one or more electronic components. 2. The method of claim 1, wherein the encapsulating sealant layer comprises elastomeric silicone. 3. The method of claim 2, wherein the adhesive layer comprises elastomeric silicone. 4. The method of claim 1, wherein forming an encapsulating sealant layer that is configured to at least partially encapsulate the traces and the one or more electronic components comprises forming an encapsulating sealant layer that includes at least one window, and further comprising: forming at least one window in the formed encapsulating sealant layer by laser-ablating material of the formed encapsulating sealant layer. 5. The method of claim 1, wherein forming an encapsulating sealant layer that is configured to at least partially encapsulate the traces and the one or more electronic components comprises forming an encapsulating sealant layer that includes at least one window, and further comprising: forming at least one window in the formed encapsulating sealant layer by chemically etching material of the formed encapsulating sealant layer. 6. The method of claim 1, wherein forming an encapsulating sealant layer comprises: spraying a precursor material onto the adhesive layer, traces, and one or more electronic components; andcuring the sprayed precursor material. 7. The method of claim 1, further comprising: cutting the flexible substrate into a specified shape using a laser. 8. The method of claim 1, further comprising: exposing the adhesive layer, subsequent to forming the traces, to an oxygen plasma to reduce a tackiness of portions of the adhesive layer that are exposed by forming the traces. 9. The method of claim 1, wherein the substrate and the adhesive layer are formed from the same material, wherein the substrate and the adhesive layer comprise a thermoplastic material, the method further comprising: adhering the adhesive layer to a metal foil, wherein adhering the adhesive layer to the metal foil comprises applying heat to the thermoplastic material of the substrate and adhesive layer, and wherein forming traces in a layer of metal comprises forming traces from the metal foil. 10. The method of claim 9, further comprising, subsequent to adheri... |  | A61B005/1477 H01L021/56 A61B005/00 H01L023/29 H01L023/00 H01L021/48 H01L023/31
US09480465 | B2 | 2016-11-01 | Organism paracentesis device and method thereof | 2014-01-06 | An organism paracentesis device comprises a first tube member and a second tube member. The first tube member comprises an injection tube filled with a medicament, a piston and a first syringe needle. The second tube member comprises a sampling tube and a second syringe needle. Both ends of the second syringe needle are in the form of syringe needle. Using one end of the second syringe needle to penetrate a cover of the sampling tube which is vacuumed, such that the second syringe needle's the other end which is penetrating into an organism will extract a sample from the organism because of the vacuumed sampling tube. The medicament filled in the injection tube is ejected both when the first and second syringe needles are penetrating into and pulled out of the organism, so as to avoid the cells of sampled organism being spread to other places. | 1. An organism paracentesis device, comprising: a first tube member comprising an injection tube, a piston attached with a piston rod and a first syringe needle; the piston being received inside the injection tube; the injection tube being filled with a medicament which is ejected out from the first syringe needle when the piston rod is pushed; anda second tube member comprising a sampling tube and a second syringe needle; both ends of the second syringe needle being in the form of syringe needle; the second syringe needle having an extracting end located at a bottom end of the second syringe needle and a collecting end located at a top end of the second syringe needle and being able to protrude into the sampling tube; the extracting end of the second syringe needle being capable of penetrating into a sampled organism for extracting a sample from the sampled organism into the sampling tube;wherein the second tube member further comprises an extraction part; the collecting end of the second syringe needle is located in the extraction part; the sampling tube is an individual component and yet is able to be attached to the extraction part in a releasable manner; the sampling tube has a cover and an inner compartment; the cover is made of resilient rubber or silica rubber and seals on a bottom end of the sampling tube; the sampling tube is able to be inserted and pushed into the extraction part of the second tube member in such a manner that, the collecting end of second syringe needle penetrates through the cover and enters the compartment of sampling tube;wherein the medicament is used to kill cancer cells;wherein a plurality of side holes are formed on a lower part of a wall of the first syringe needle; these side holes allow the medicament to eject out there-from, so as to increase a size of a protecting area where the medicament is ejected for killing the cancer cells. 2. The organism paracentesis device of claim 1, wherein lower parts of the first syringe needle and the second syringe needle are abreast with each other; the injection tube of first tube member and an extraction part of the second tube member are integrally formed. 3. An organism paracentesis method, comprising steps of: (A) providing an organism paracentesis device; the organism paracentesis device comprising a first tube member and a second tube member; the first tube member comprising an injection tube, a piston attached with a piston rod and a first syringe needle; the piston being received inside the injection tube; the injection tube being filled with a medicament which is ejected out from the first syringe needle when the piston rod is pushed; the second tube member comprising a sampling tube and a second syringe needle; both ends of the second syringe needle being in the form of syringe needle; the second syringe needle having an extracting end located at a bottom end of the second syringe needle and a collecting end located at a top end of the second syringe needle; th... |  | A61B005/00 B65D081/00 A61B010/02 A61B010/00 A61B005/15 A61M005/178 A61M005/158 A61M005/19 A61M005/28 A61M005/32 A61M005/24 A61M005/31 A61M005/315
US09505411 | B2 | 2016-11-29 | Drive assist device | 2012-07-24 | A drive assist device includes a driver state detection unit that outputs an emergency evacuation start signal, an consent confirmation unit that inquires of the driver, whether or not emergency evacuation control to stop a vehicle at a safe position regardless of a driving operation of the driver is permitted and receives a reply with respect to the inquiry from the driver, and a control unit that performs the emergency evacuation control when the reply which permits the performing of the emergency evacuation control is received from the driver by the consent confirmation unit. The control unit alleviates conditions for performing a preventive drive assist in which the risk for the traveling of the vehicle is avoided during a period from the time of receiving the emergency evacuation start signal to the time of receiving the reply of permitting the performing of the control by the consent confirmation unit. | 1. A drive assist device comprising: a detector configured to output a control start signal to initiate an emergency evacuation control of a vehicle; anda controller configured to:perform a collision avoidance function by calculating a time (TTC) that the vehicle will take to reach an object, and performing the collision avoidance function based on a comparison between the calculated time (TTC) and a predetermined time interval;inquire of a driver, after receiving the control start signal from the detector, whether the driver consents the emergency evacuation control, and receive a reply permitting performing of the emergency evacuation control from the driver; andperform the emergency evacuation control in response to the receiving the reply permitting the performing of the emergency evacuation control from the driver,wherein the controller is further configured to, during a period from a time of receiving the control start signal from the detector to a time of receiving the reply permitting the performing of the emergency evacuation control from the driver by the controller, activate a preventive drive assist function configured to prevent an erroneous operation of the vehicle, and increase a length of the predetermined time interval. 2. The drive assist device according to claim 1, further comprising one or more sensors configured to sense traveling information of the vehicle and to sense environmental information regarding an environment surrounding the vehicle, wherein the controller is further configured to: acquire the traveling information of the vehicle and the environmental information regarding the environment surrounding the vehicle from the one or more sensors;determine a risk level that the vehicle collides with an obstacle base on at least one of the traveling information and the environmental information; andadjust the preventive drive assist function based on the risk level. 3. The drive assist device according to claim 2, wherein the controller is further configured to continually adjust the preventive drive assist function as the risk level increases. 4. The drive assist device according to claim 2, wherein the controller is further configured to increase the risk level in response to the vehicle entering an intersection. 5. The drive assist device according to claim 2, wherein the controller is further configured to increase the risk level in response to the vehicle coming within a predetermined distance from an intersection. 6. The drive assist device according to claim 2, wherein the controller is further configured to increase the risk level in response to:a steering amount of a steering wheel by the driver being equal to or smaller than a predetermined steering amount, anda lateral acceleration of the vehicle being equal to or larger than a predetermined lateral acceleration or an amount of change in yaw rate being equal to higher than a predetermined amount of change in yaw rate. 7. The drive assist device according... | TOYOTA JIDOSHA KABUSHIKI KAISHA | B60W040/08 A61B005/18 B60W050/12 B60K028/06 B60W050/00 B60W050/14
US09498124 | B2 | 2016-11-22 | Blink detection system for electronic ophthalmic lens | 2014-05-06 | An ophthalmic lens assembly comprising an electronic system with a controller configured to implement a blink detection algorithm is described herein. The electronic system can also include one or more power sources, circuitry, one or more sensors, clock generation circuitry, control algorithms, and lens driver circuitry. The algorithm can be used to sample, at a predetermined rate, light incident on an eye of an individual and at least temporarily save collected samples, determine when an eyelid is open or closed, determine a time period and pulse width of the blinks from the collected samples, calculate a number of blinks and the duration of the blinks in a given time period, and compare the number of blinks, the durations of the blinks in the given time period, and the time between blinks in the given time period to a stored set of samples to determine blinking patterns. | 1. An ophthalmic lens assembly, comprising: a photodetector;a signal path associated with an output of the photodetector, the signal path including an amplifier having a gain and configured to receive a signal from the photodetector; anda system controller in communication with the amplifier, the system controller including a processor configured to receive the amplified signal, the processor sampling at a predetermined rate, and at least temporarily saving collected samples, determining when an eyelid is open or closed in order to characterize blinking by divining the number, time period and pulse width of the blinks from the collected samples, calculating a number of blinks and the duration of the blinks in a given time period, comparing the number of blinks, the durations of the blinks in the given time period, and the time between blinks in the given time period to a stored set of samples to determine patterns in blinking, determining if the blinks correspond to one or more intentional blink sequences, the step of determining including allowance for deviations in the durations of the blinks from the durations of the blinks in the one or more predetermined intentional blink sequences and utilizing the one or more intentional blink sequences as feedback signals for the system controller. 2. The ophthalmic lens assembly of claim 1, additionally comprising: an analog-to-digital converter (ADC) in electrical communication with the signal path and to the system controller, the ADC being configured to provide a digital signal representative of the signal from the photodetector, and the system controller being further configured to change one or more of: a mechanical property of the lens assembly, an optical property of the lens assembly, an electrical property of the lens assembly, and an operating property of the lens assembly. 3. The ophthalmic lens assembly of claim 2 wherein the system controller is configured to adjust the gain of the amplifier. 4. The ophthalmic lens assembly of claim 2, wherein the system controller includes a memory having data associated with an operating history of the ophthalmic lens assembly. 5. The ophthalmic lens assembly of claim 4, additionally comprising: a threshold generation circuit configured with the system controller to calculate one or more thresholds associated with the signal path. 6. The ophthalmic lens assembly of claim 5, wherein the system controller provides a gain control signal based on one or more of: the digital signal, operating history and one or more thresholds. 7. The ophthalmic lens assembly of claim 5, wherein the system controller is configured to generate a data value based on one or more thresholds and the gain control signal where the data value represents a determination of when an eyelid is open or closed. 8. The ophthalmic lens assembly of claim 5, wherein the threshold generation circuit tracks a peak value and a valley value of the signal over time to generate a first threshol... | Johnson & Johnson Vision Care, Inc. | A61B003/14 A61B003/00 A61B003/113 A61F002/14 A61B005/11 G02C007/04 G02C007/08 G06K009/00 A61B005/00
US09486634 | B2 | 2016-11-08 | Stimulation of the forno-dorso-commissure (FDC) for seizure suppression and memory improvement | 2014-01-16 | Example apparatus and methods cause activation of target neural tissue through electrical stimulation of a connected white matter tract to reduce the hyper-excitability of the target neural tissue and thus reduce seizures while preserving memory in humans. Example apparatus and methods apply low frequency (e.g., | 1. An apparatus, comprising: a stimulation logic configured to control the application of a neuro-stimulation signal with a frequency of less than ten Hertz to the forno-dorso-commissure (FDC) of a human brain during a stimulation session and reconfigure the neuro-stimulation signal based on a characteristic of a feedback signal;a stimulating electrode connected to the stimulation logic and configured to apply the neuro-stimulation signal to the FDC; anda recording electrode connected to the stimulation logic and configured to send the feedback signal to the stimulation logic based on a detected electrical signal evoked in a target neural tissue in response to the application of the neuro-stimulation signal, wherein the target neural tissue is connected to, innervated by, or activated by the FDC and experiences a therapeutic effect based on the neuro-stimulation signal,wherein the stimulation logic causes the neuro-stimulation signal to be applied to the FDC for a period of time sufficient to produce a carryover therapeutic effect in which the therapeutic effect extends for at least four hours after the stimulation session has ended. 2. The apparatus of claim 1, wherein the frequency is less than five Hertz. 3. The apparatus of claim 1, wherein the frequency is less than two Hertz. 4. The apparatus of claim 1, wherein stimulation logic is configured to compare the characteristic of the feedback signal to a desired therapeutic effect to make the reconfiguration of the neuro-stimulation signal, wherein the desired therapeutic effect comprises a decrease in a number of seizures or a reduction of interictal epileptiform discharges. 5. The apparatus of claim 1, wherein the stimulation logic is configured to reconfigure the neuro-stimulation signal by modulating a frequency, an amplitude, a wave form, a pulse width, a current amplitude, or a voltage amplitude of the neuro-stimulation signal based on the characteristic of the feedback signal and the desired therapeutic effect. 6. The apparatus of claim 1, wherein the characteristic of the feedback signal comprises an amplitude, a frequency, a frequency content, a shape, a time at which the electrical signal is detected, or a length of time during which the electrical signal is detected. 7. The apparatus of claim 1, wherein the desired therapeutic effect is at least one of: at least a ten percent reduction in hyper-excitability of the target neural tissue;at least a fifty percent reduction in hippocampal spikes in the human brain; andat least a seventy five percent reduction in seizure odds in the human brain. 8. The apparatus of claim 1, wherein the desired therapeutic effect is an improvement in memory recall in a patient with Alzheimer's disease, hippocampal sclerosis, autism, schizophrenia, senile dementia, or stroke. 9. The apparatus of claim 1, where the target neural tissue is located in the hippocampus, the posterior cingulate gyrus, or the amygdala. 10. The apparatus of claim 1, wherein... |  | A61N001/00 A61N001/36 A61B005/0484 A61N001/05
US09494545 | B2 | 2016-11-15 | Heterocyclic nitrogen containing polymer coated analyte monitoring device and methods of use | 2015-07-22 | The present invention is directed to membranes composed of heterocyclic nitrogen groups, such as vinylpyridine and to electrochemical sensors equipped with such membranes. The membranes are useful in limiting the diffusion of an analyte to a working electrode in an electrochemical sensor so that the sensor does not saturate and/or remains linearly responsive over a large range of analyte concentrations. Electrochemical sensors equipped with membranes described herein demonstrate considerable sensitivity and stability, and a large signal-to-noise ratio, in a variety of conditions. | 1. A membrane structure, comprising: an enzyme layer comprising an analyte-responsive enzyme; anda polymer layer disposed over the enzyme layer, wherein the polymer layer comprises a crosslinker and a polymer having the formula:wherein the solid horizontal line represents a polymer backbone and n is an integer from 150 to 15,000. 2. The membrane structure of claim 1, wherein the enzyme layer comprises a glucose-responsive enzyme. 3. The membrane structure of claim 1, wherein the enzyme layer further comprises a redox mediator. 4. The membrane structure of claim 3, wherein the redox mediator comprises a complex selected from the group consisting of a ruthenium-containing complex and an osmium-containing complex. 5. The membrane structure of claim 3, wherein the redox mediator is non-leachable. 6. The membrane structure of claim 1, wherein the enzyme layer further comprises a polymer. 7. The membrane structure of claim 1, wherein the crosslinker comprises a poly(ethylene glycol). 8. The membrane structure of claim 7, wherein the poly(ethylene glycol) is a poly(ethylene glycol) diglycidyl ether. 9. The membrane structure of claim 1, wherein the polymer layer limits flux of glucose or lactate thereacross. 10. The membrane structure of claim 1, wherein the polymer layer limits flux of glucose or lactose thereacross in vivo. 11. The membrane structure of claim 6, wherein the analyte responsive enzyme is covalently bound to the polymer. 12. The membrane structure of claim 6, wherein the redox mediator is covalently bound to the polymer. 13. The membrane structure of claim 6, wherein the analyte responsive enzyme is crosslinked to the polymer. 14. The membrane structure of claim 6, wherein the redox mediator is covalently crosslinked to the polymer. 15. The membrane structure of claim 6, wherein the polymer layer is covalently bound to the enzyme layer. | Abbott Diabetes Care Inc. | G01N027/327 A61B005/145 A61B005/1486 A61B005/1495 A61B005/00 C12Q001/00 A61K038/28 G01N027/333
US09480498 | B1 | 2016-11-01 | Tissue cutter | 2015-07-06 | A tissue cutter includes a housing, a blade, a pivot, and a blade spring. The housing is shaped so as to define a channel that has proximal and distal openings and a central longitudinal axis, and is shaped for slidable disposition therein of a hollow tubular element having a tapered distal portion. The blade which extends alongside the central longitudinal axis, and defines a sharp cutting surface that reaches a distal-most point of the blade and faces away from the central longitudinal axis. The pivot couples the blade to the housing such that the blade is rotatable with respect to the housing around a pivot point of the blade. The blade spring is arranged to apply a force to the blade that pushes a distal portion of the blade against the tapered distal portion of the hollow tubular element when the blade is positioned alongside the tapered distal portion. | 1. An apparatus for use with a hollow tubular element having a tapered distal portion, the apparatus comprising a tissue cutter, which comprises: a housing, which is shaped so as to define a longitudinal hollow-tubular-element-accepting channel that is shaped for slidable disposition therein of the hollow tubular element, and has proximal and distal openings and a central longitudinal axis;a blade, which extends alongside the central longitudinal axis, and defines a sharp cutting surface that reaches a distal-most point of the blade and faces away from the central longitudinal axis;a pivot, which couples the blade to the housing such that the blade is rotatable with respect to the housing around a pivot point of the blade; anda blade spring, which is arranged to apply a force to the blade that pushes a distal portion of the blade against the tapered distal portion of the hollow tubular element when the blade is positioned alongside the tapered distal portion,wherein the housing comprises:a radially-inner structure, which is shaped so as to define the longitudinal hollow-tubular-element-accepting channel, wherein the pivot couples the blade to the radially-inner structure, and wherein a protruding distal segment of the blade protrudes distally beyond a distal end of the radially-inner structure; andan outer finger shield, which is shaped so as to define a longitudinal radially-inner-structure-accepting channel that is shaped for slidable disposition therein of the radially-inner structure, andwherein the tissue cutter further comprises a finger-shield spring, which is arranged to push the finger shield distally with respect to the radially-inner structure. 2. The apparatus according to claim 1, wherein the blade is a first blade, the sharp cutting surface is a first sharp cutting surface, the distal-most point of the blade is a first distal-most point of the blade, the pivot is a first pivot, the pivot point is a first pivot point, the blade spring is a first blade spring, the force is a first force, and the distal portion of the blade is a first distal portion of the blade,wherein the tissue cutter further comprises:a second blade, which extends alongside the central longitudinal axis, and defines a second sharp cutting surface that reaches a second distal-most point of the second blade and faces away from the central longitudinal axis in a second radial direction different from a first radial direction in which the first sharp cutting surface faces;a second pivot, which couples the second blade to the housing such that the second blade is rotatable with respect to the housing around a second pivot point of the second blade; anda second blade spring, which is arranged to apply a second force to the second blade that pushes a second distal portion of the second blade against the tapered distal portion of the hollow tubular element when the second blade is positioned alongside the tapered distal portion,wherein the first and the second pivots coup... |  | A61B005/00 A61B017/34 A61B017/32 A61M025/06 A61M025/09
US10413619 | B2 | 2019-09-17 | Imaging device | 2016-05-18 | A first light source emits near-infrared radiation with a wavelength near 810 nm, which is excitation radiation for exciting indocyanine green, a second light source emits a violet light with a wavelength of 410 nm that is excitation radiation for exciting PpIX, and a third light source emits white light. An imaging portion comprises a first imaging element able to capture visible light, a second imaging element able to capture red light that is emitted by the PpIX, and a third imaging element able to capture near-infrared light emitted by the indocyanine green. | 1. An imaging device wherein a first fluorescent dye that emits light through being illuminated with excitation radiation, and a second fluorescent dye that emits light through being illuminated with excitation radiation, and that has the nature of a metabolite thereof accumulating in a tumor, are adapted to be placed in the body of a patient, and fluorescent light from the first fluorescent dye and fluorescent light from the second fluorescent dye are imaged, comprising: a first light source configured to emit, toward the patient, light of a first wavelength for stimulating the first fluorescent dye;a second light source configured to emit, toward the patient, light of a second wavelength, different from the first wavelength, for stimulating the second fluorescent dye;a third light source configured to emit, toward the patient, a white light;a plurality of imaging elements;a filter configured to selectively cause first fluorescent light that is emitted by the first fluorescent dye, second fluorescent light that is emitted by the second fluorescent dye, and visible light that is reflected by the patient, to be incident into the plurality of imaging elements; andan image processing portion configured to display a first fluorescent image, a second fluorescent image, and a visible image on a displaying portion based on the first fluorescent light, the second fluorescent light, and the visible light captured by the plurality of imaging elements through the filter, whereinthe image processing portion generates the second fluorescent image through taking a difference between the light of wavelengths corresponding to the second fluorescent light when the second light source is ON and the light of wavelengths corresponding to the second fluorescent light when the second light source is OFF. 2. An imaging device as set forth in claim 1, wherein: the image processing portion comprises a correcting parameter processing portion for correcting the second fluorescent image through a correcting parameter that has been set in advance. 3. An imaging device as set forth in claim 1, wherein: the first fluorescent dye, through being illuminated with the excitation radiation, emits infrared radiation as the fluorescent light, and the second fluorescent dye, through illumination with the excitation radiation, emits visible light as the fluorescent light;the plurality of imaging elements include a first imaging element able to capture visible light, a second imaging element able to capture the second fluorescent light that is emitted by the second fluorescent dye, and a third imaging element able to capture the first fluorescent light emitted by the first fluorescent dye;the filter includes a half-mirror configured to reflect a portion of the visible light, reflected by the patient, to cause the visible light to be incident into the first imaging element, and a dichroic mirror configured to pass the first fluorescent light that has passed through the aforementioned h... | SHIMADZU CORPORATION | A61B005/00 A61K049/00
US09723433 | B2 | 2017-08-01 | Systems and methods for wireless communication with implantable and body worn devices | 2016-05-06 | A medical monitoring and communication system for wireless communication between an implantable medical device, a mobile user device, and a remote server includes a sensor device coupled to the implantable medical device. The sensor device is configured to default to a master mode prior to pairing with the mobile user device, listen for a request to connect from the mobile user device, refrain from communicating with the mobile user device responsive to the request to connect from the mobile user device being invalid, and switch to a slave mode to allow cooperative pairing with the mobile user device responsive to the request to connect from the mobile user device being valid. The mobile user device facilitates communication between the sensor device and the remote server when the mobile user device and the sensor device are cooperatively paired. | 1. A medical monitoring and communication system for wireless communication between an implantable medical device, a mobile user device, and a remote server, comprising: a sensor device communicably coupled to the implantable medical device and configured to: default to a master mode prior to pairing with the mobile user device;listen for a request to connect from the mobile user device;refrain from communicating with the mobile user device responsive to the request to connect from the mobile user device being invalid; andswitch to a slave mode to allow cooperative pairing with the mobile user device responsive to the request to connect from the mobile user device being valid;wherein the mobile user device facilitates communication between the sensor device and the remote server when the mobile user device and the sensor device are cooperatively paired; andwherein the sensor device is configured to acquire data regarding at least one of a user of the sensor device or the sensor device, wherein the sensor device is configured to encrypt at least a portion of the data with at least one layer of encryption. 2. The system of claim 1, wherein the sensor device includes at least one of an implantable medical device or a body worn device. 3. The system of claim 1, wherein the sensor device includes a plurality of sensor devices, wherein the plurality of sensor devices form a body area network. 4. The system of claim 1, wherein the sensor device includes a display, wherein the display is configured to provide a portion of the data directly to the user. 5. The system of claim 1, wherein the sensor device is configured to send data to the remote server via the mobile user device. 6. The system of claim 5, wherein the sensor device is configured to provide a command to the mobile user device to decrypt at least a portion of the data encrypted by the sensor device and provide the data to the user without sending the portion of the data to the remote server. 7. The system of claim 5, wherein the remote server is configured to analyze the data and at least one of (i) send a summary of the data to the mobile user device or (ii) alert a healthcare provider of the user responsive to the data indicating the user requires immediate attention. 8. The system of claim 5, wherein the sensor device is configured to receive a command from the remote server via the mobile user device to administer a treatment to the user based on the data. 9. The system of claim 1, wherein the sensor device is programmed with a data secret and a connection secret based on user credentials, and wherein the remote server is configured to store a data key and the connection secret based on the user credentials and corresponding to the data secret and the connection secret of the sensor device. 10. The system of claim 9, wherein the mobile user device is configured to receive the connection secret from the remote server responsive to the user entering the user credentials associated ... | SORIN CRM SAS | H04B007/00 H04W004/00 H04W004/22 A61N001/372 A61B005/00 G06F019/00 G06F021/30 G06F021/44 H04W012/04 H04W012/06 H04W088/04 H04W084/20
US09693917 | B2 | 2017-07-04 | Automated caregiving device with prompting based on caregiver progress | 2016-05-23 | A device for assisting a caregiver in delivering therapy to a patient, the device comprising a user interface configured to deliver prompts to a caregiver to assist the caregiver in delivering therapy to a patient; at least one sensor configured to detect the caregiver's progress in delivering the therapy, wherein the sensor is other than an electrode in an electrical contact with the body; a memory in which a plurality of different prompts are stored; a processor configured to determine which of the different prompts should be selected for delivery based on the progress detected by the sensor. | 1. A system for positioning the head of a patient for cardiac resuscitation, the system comprising: a shoulder support configured to lift the shoulders of the patient to an elevated position relative to the legs and a portion of the torso of the patient; anda medical device comprising a processor, a memory, and a display, wherein the medical device is configured to provide instructions for positioning the head of the patient using the shoulder support. 2. The system of claim 1 wherein the shoulder support is a wedge shaped member comprising an upper surface that is inclined at an angle relative to a lower surface so as to lift the shoulders of the patient to the elevated position when the shoulder support is positioned with the upper surface supporting the shoulders of the patient and with the lower surface resting on a surface supporting the legs and the portion of the torso of the patient. 3. The system of claim 2 wherein an uppermost height of the shoulder support is from about 7.5 to 10 cm. 4. The system of claim 2 wherein the upper surface has an overall width of about 15 to 25 cm. 5. The system of claim 1 wherein the shoulder support is configured to lift the shoulders of the patient to the elevated position such that the shoulders of the patient are at an angle of about 10 to 25 degrees relative to the legs and the portion of the torso of the patient. 6. The system of claim 5 wherein the angle is about 15 to 20 degrees. 7. The system of claim 2 wherein the upper surface has a convex curvature such that the angle relative to the lower surface is greater nearer to an intersection between the upper surface and the lower surface than at an uppermost height of the shoulder support. 8. The system of claim 7 wherein the curvature of the upper surface can be at least approximately defined by a radius of curvature, and wherein the radius of curvature is from 51 to 76 cm. 9. The system of claim 1 wherein the shoulder support is configured to lift the shoulders of the patient to the elevated position such that the head of the patient is in a head tilt-chin lift position. 10. The system of claim 1 wherein the shoulder support includes one or more graphic instructions for patient resuscitation. 11. The system of claim 1 wherein the shoulder support is configured to removably couple to the medical device. 12. The system of claim 11 wherein the processor of the medical device is configured to detect a disconnection of the shoulder support from the medical device. 13. The system of claim 1 wherein the medical device is configured to provide the instructions for positioning the head of the patient with the shoulder support on the display. 14. The system of claim 1 wherein the medical device is configured to provide audible instructions for patient resuscitation. 15. The system of claim 1 wherein the medical device is a defibrillator. 16. The system of claim 1 wherein the shoulder support comprises one or more sensors configured to detect a p... | ZOLL Medical Corporation | A61G007/07 G09B023/28 A61B005/00 A61N001/39 G09B005/06 A61H031/00 A61N001/362
US10602983 | B2 | 2020-03-31 | Integrated sensors for medical devices and method of making integrated sensors for medical devices | 2016-05-04 | Methods of manufacturing a sensor for a medical de vice may include the application of semiconductor fabrication techniques to the manufacture of a sensor directly in a structure of the medical device or in a substrate that can be integrated into a medical device structure. The methods may be applied to manufacture position sensors, strain gauges, other transducers, and the like, and to integrate the sensors into a variety of medical device types including, but not limited to, elongate medical devices. | 1. A method of manufacturing a sensor for a medical device, comprising: providing a tip electrode assembly comprising an atraumatic distal tip portion and a tubular proximal portion;depositing a layer of dielectric material around a longitudinal axis of the tip electrode assembly;depositing a first layer of electrically-conductive material radially outward of the layer of dielectric material to form a plurality of electrically-conductive annular portions; anddepositing a second layer of electrically-conductive material to electrically couple adjacent ones of the plurality of electrically-conductive annular portions. 2. The method of claim 1, wherein the layer of dielectric material is deposited directly on the tubular proximal portion of the tip electrode. 3. The method of claim 2, wherein the distal tip portion of the tip electrode and the proximal portion of the tip electrode comprise a monolithic body of electrically-conductive material. 4. The method of claim 1, wherein depositing the second electrically conductive layer to electrically couple adjacent ones of the electrically-conductive annular portions forms a continuous coil. 5. The method of claim 1, further comprising: depositing a layer of magnetically-permeable material about the tubular proximal portion of the tip electrode assembly;depositing a mask layer over the layer of magnetically-permeable material;patterning the mask to reveal a plurality of annular channels in the mask layer;andetching the layer of magnetically-permeable material through the plurality of annular channels to create a plurality of annular channels in the magnetically-permeable material;wherein depositing the first electrically-conductive layer radially to form a plurality of electrically-conductive annular portions comprises seeding and plating the fast electrically-conductive layer in the plurality of annular channels in the magnetically-permeable material. 6. The method of claim 5, further comprising: depositing a dielectric about the proximal portion of the tip electrode;wherein depositing the layer of magnetically-permeable material about the tubular proximal portion of the tip electrode assembly comprises depositing the layer of magnetically-permeable material on the dielectric. 7. The method of claim 6, wherein the distal tip portion of the tip electrode and the proximal portion of the tip electrode comprise a monolithic body of electrically-conductive material; further wherein the dielectric is deposited directly on the radially-outermost surface of the proximal portion of the tip electrode. 8. The method of claim 1, wherein the magnetically-permeable material comprises mu-metal and the electrically-conductive material comprises copper. | St. Jude Medical International Holding S.à r.l. | A61B005/04 A61B005/00 A61B005/042 A61B018/14 C25D005/56 C25D005/02 A61B034/20
US10746706 | B2 | 2020-08-18 | Photoacoustic physio-chemical tissue analysis | 2015-01-05 | A method of performing a photoacoustic physio-chemical analysis is provided. The method includes performing one or more photoacoustic scans on a tissue to generate a plurality of photoacoustic signals. The photoacoustic signals are transformed into a frequency domain to form a power spectra. The method also includes generating a two dimensional (2D) physio-chemical spectrogram from the power spectra. A probe for performing a photoacoustic physio-chemical analysis is also provided. | 1. A method of assessing physical and chemical biomarkers in a tissue comprising: a. performing a photoacoustic scan by illuminating the tissue and detecting acoustic signals generated therefrom;b. transforming the acoustic signals into frequency domains to create a plurality of power spectra; andc. generating a two dimensional (2D) physio-chemical spectrogram (PCS) from the power spectra acquired from the photoacoustic scan. 2. The method according to claim 1, wherein the photoacoustic scan is performed over a range of wavelengths. 3. The method according to claim 1, wherein the illuminating the tissue is performed by a pulsed laser. 4. The method according to claim 3, wherein the pulsed laser has a tuning range that covers a strong absorption range of hemoglobin in near-infrared and vibrational absorption peaks of lipid, collagen and water. 5. The method according to claim 4, wherein the pulsed laser is tuned for two distinct ranges of wavelengths, including in a first range of wavelengths of greater than or equal to about 680 nm to less than or equal to about 950 nm and in a second range of wavelengths of greater than or equal to about 1200 nm to less than or equal to about 1700 nm. 6. The method according to claim 5, wherein the photoacoustic scan has a tuning step size of about 10 nm. 7. The method according to claim 6, wherein an energy output in a first range of wavelengths and a second range of wavelengths is greater than or equal to about 15 to less than or equal to about 20 mJ per pulse from the pulsed laser, and each pulse has a duration of about 8 ns. 8. The method according to claim 1, further comprising analyzing the power spectra by photoacoustic spectrum analysis (PASA), wherein the analyzing the power spectra by PASA comprises: a. fitting the power spectra to a linear model;b. extracting intercept, midband-fit, and slope values from the linear model; andc. quantifying a magnitude of the power spectra from the intercept and midband-fit values, and a frequency component distribution from the slope. 9. The method according to claim 1, wherein the tissue is liver tissue. 10. A method of assessing physical and chemical biomarkers in tissue of a liver, comprising: a. illuminating a first region of the liver with a pulsed laser in two distinct ranges of wavelengths, including a first wavelength range of greater than or equal to about 680 nm to less than or equal to about 950 nm and a second wavelength range of greater than or equal to about 1200 nm to less than or equal to about 1700 nm;b. detecting photoacoustic signals generated by the first region of the liver at each of the first wavelength range and the second wavelength range;c. transforming the photoacoustic signals into a frequency domain to create power spectra; andd. generating a two dimensional (2D) physio-chemical spectrogram (PCS) map from the power spectra. 11. The method according to claim 10, wherein an energy output in each respective first wavelength range an... | THE REGENTS OF THE UNIVERSITY OF MICHIGAN | G01N029/24 G01N029/06 A61B005/00 G01N029/11 G01N029/46 G01N021/17 G01N033/483
US20160331249 | A1 | 2016-11-17 | VITAL SIGN MEASUREMENT SYSTEM AND VITAL SIGN MEASUREMENT METHOD THEREOF | 2015-05-15 | A vital sign measurement system includes an excitation signal source, a vital sign sensor, an environmental sensor, an analog front-end sensor electrically connected with the vital sign sensor, and a processor module electrically connected with the excitation signal source, the environmental sensor and the analog front-end sensor. The excitation signal source generates excitation signals. The excitation signals are transmitted to a human body, and then the excitation signals are reflected to generate sensing signals. The vital sign sensor receives the sensing signals, and the sensing signals are converted into a plurality of analog synthetic signals. The environmental sensor receives environmental light. The analog front-end sensor receives and amplifies the analog synthetic signals. The processor module calculates an intensity of the environmental light. And the processor module sends an adjustment instruction to the analog front-end sensor to adjust a sampling frequency of the analog front-end sensor. | 1. A vital sign measurement system, comprising: an excitation signal source generating excitation signals, the excitation signals being transmitted to skin of a human body, and then the excitation signals being reflected by the human body to generate sensing signals;a vital sign sensor receiving the sensing signals reflected by the human body, and the sensing signals being converted into a plurality of analog synthetic signals by the vital sign sensor;an environmental sensor receiving environmental light of external ambient where the vital sign measurement system is located, and the environmental light being converted into a plurality of ambient digital indices by the environmental sensor;an analog front-end sensor electrically connected with the vital sign sensor, the analog front-end sensor receiving and amplifying the analog synthetic signals of the vital sign sensor, and the analog synthetic signals being converted into biological digital signals; anda processor module electrically connected with the excitation signal source, the environmental sensor and the analog front-end sensor, the processor module calculating an intensity of the environmental light of the external ambient on the basis of the ambient digital indices, and the processor module sending an adjustment instruction to the analog front-end sensor to adjust a sampling frequency of the analog front-end sensor according as the environmental sensor senses an intensity change of the environmental light of the external ambient, the processor module proceeding an estimation and a measurement of vital signs according as the processor module receives the biological digital signals converted by the analog front-end sensor of which the sampling frequency is adjusted. 2. The vital sign measurement system as claimed in claim 1, wherein the excitation signals are light signals, the sensing signals are light sensing signals, the vital sign sensor includes a light sensor, the light sensor collects the light sensing signals reflected by the human body. 3. The vital sign measurement system as claimed in claim 2, wherein when the intensity of the environmental light becomes larger, the sampling frequency of the analog front-end sensor sampling the analog synthetic signals of the light sensor is more than 100 Hz, when the intensity of the environmental light becomes smaller, the sampling frequency of the analog front-end sensor sampling the analog synthetic signals of the light sensor is less than 100 Hz. 4. The vital sign measurement system as claimed in claim 3, wherein the environmental sensor includes an ultraviolet sensor, the environmental light of the external ambient is ultraviolet rays, the ultraviolet sensor collects the ultraviolet rays, when intensities of the ultraviolet rays become larger, the sampling frequency of the analog front-end sensor sampling the analog synthetic signals of the light sensor is more than 100 Hz, when the intensities of the ultraviolet rays become smaller, t... |  | A61B005/0205 A61B005/00 A61B005/053
US09510385 | B2 | 2016-11-29 | Methods and apparatus to connect wireless-enabled devices | 2015-12-28 | Examples to establish a connection between wireless-enabled devices involve collecting first biophysical signal data via a first wireless-enabled device, using the first biophysical signal data as a key to decrypt encrypted information received from a second wireless-enabled device to recover first information, and establishing a wireless connection between the first wireless-enabled device and the second wireless-enabled device based on a comparison of the first information and second information stored in the first wireless-enabled device. | 1. A method of establishing a connection between wireless-enabled devices, comprising: collecting first biophysical signal data via a first wireless-enabled device;using the first biophysical signal data as a key to decrypt encrypted information received from a second wireless-enabled device to recover first information, wherein the encrypted information is generated using second biophysical signal data; andestablishing a wireless connection between the first wireless-enabled device and the second wireless-enabled device based on a comparison of the first information and second information stored in the first wireless-enabled device. 2. The method of claim 1, wherein the second biophysical signal data is collected at the second wireless-enabled device and the encrypted information is generated by the second wireless-enabled device using the second biophysical signal data as a second key. 3. The method of claim 1, wherein the first biophysical signal data is representative of a biophysical signal of a person in contact with the first wireless-enabled device. 4. The method of claim 3, wherein the biophysical signal comprises a heart rate of the person. 5. The method of claim 3, wherein the biophysical signal comprises information that indicates at least one of a heartbeat wavelength, a body temperature, or a blood pressure of the person. 6. The method of claim 1, further comprising, prior to establishing the wireless connection, confirming that the first wireless-enabled device is eligible to establish the wireless connection with the second wireless-enabled device using a biophysical signal process. 7. The method of claim 1, wherein collecting the first biophysical signal data at the first wireless-enabled device is performed in response to receiving a user request to establish the wireless connection based on a biophysical signal process. 8. The method of claim 1, further comprising: when the establishing of the wireless connection requires user confirmation, requesting user confirmation to establish the wireless connection; andestablishing the wireless connection between the first and second wireless-enabled devices upon receipt of user confirmation to permit the establishing of the wireless connection. 9. The method of claim 8, wherein a requirement of the user confirmation to establish the wireless connection is indicated in a configuration data store of the first wireless-enabled device. 10. The method of claim 1, wherein at least one of the first wireless-enabled device or the second wireless-enabled device comprises a car. 11. The method of claim 1, wherein at least one of the first wireless-enabled device or the second wireless-enabled device comprises a watch. 12. The method of claim 1, wherein at least one of the first wireless-enabled device or the second wireless-enabled device comprises an appliance. 13. A device, comprising: a memory; andat least one hardware processor communicatively coupled with the memory and configure... | BlackBerry Limited | H04B007/00 H04W076/02 H04L029/06 H04M001/67 H04M001/725 H04W008/00 A61B005/00 H04W012/04 H04W012/06 H04L009/08 H04W004/00 A61B005/024 H04L029/08
US09492116 | B2 | 2016-11-15 | Prosthetic knee joint measurement system including energy harvesting and method therefor | 2015-12-08 | An orthopedic implant having an energy-harvesting device is disclosed. In one embodiment the orthopedic implant is a prosthetic component of a joint of the muscular-skeletal system. The orthopedic implant can include electronic circuitry, a power source, and one or more sensors for measuring a parameter of the muscular-skeletal system or a parameter of in proximity to the implant. The energy-harvesting device generates charge for powering the electronic circuitry using movement of the muscular-skeletal system. The energy-harvesting device comprises a piezo-electric element that converts changes in force into charge that is stored onto a storage device. The energy-harvesting device is coupled to the patella of a knee joint. Movement of the knee joint changes a force applied to the energy-harvesting device thereby generating charge that is coupled to circuitry in a prosthetic component of the knee joint. | 1. An orthopedic measurement system comprising: an energy-harvesting device configured to couple to the musculoskeletal system;a storage device coupled to the energy-harvesting device wherein the energy-harvesting device is configured to produce energy via movement of the musculoskeletal system and where the storage device is configured to store energy generated by the energy-harvesting device; andelectronic circuitry coupled to the storage device wherein the electronic circuitry couples to at least one sensor and wherein the electronic circuitry and the at least one sensor is configured to measure a parameter using energy from the energy-harvesting device. 2. The system of claim 1 wherein the energy-harvesting device comprises a piezo-electric element responsive to an applied force. 3. The system of claim 2 wherein movement of the musculoskeletal system is configured to produce a changing force on the piezo-electric element. 4. The system of claim 1 wherein the storage device is housed in a prosthetic component. 5. The system of claim 4 wherein the piezo-electric element is encapsulated. 6. The system of claim 5 wherein the piezo-electric element is configured to couple to a surface of a second prosthetic component of a prosthetic joint. 7. The system of claim 1 wherein the storage device comprises a battery, capacitor, inductor, or a charge storage device and wherein a voltage regulator couples to the storage device. 8. The system of claim 1 wherein the electronic circuitry includes a transmitter configured to transmit quantitative measurement data from the at least one sensor and further including a remote system comprising a processor configured to receive the quantitative measurement data transmitted by the electronic circuitry wherein the remote system includes a display. 9. An orthopedic measurement system comprising: a prosthetic component comprising:an energy-harvesting device;a storage device coupled to the energy-harvesting device wherein the storage device is configured to store energy generated by the energy-harvesting device; andelectronic circuitry coupled to the storage device wherein the electronic circuitry couples to at least one sensor and wherein the electronic circuitry and the sensor is configured to measure a parameter using energy from the energy-harvesting device. 10. The system of claim 9 wherein the energy-harvesting device comprises a piezo-electric element responsive an applied force. 11. The system of claim 10 wherein movement of the musculoskeletal system is configured to produce a changing force on the piezo-electric element and wherein charge generated by the piezo-electric element is stored on the storage device. 12. The system of claim 10 wherein the piezo-electric element is encapsulated. 13. The system of claim 12 wherein the piezo-electric element is configured to couple to a surface of a second prosthetic component. 14. The system of claim 9 wherein the storage device comprises a battery, capac... | ORTHOSENSOR INC. | A61B005/22 A61B005/05 A61B005/00 A61F002/46 A61B005/07 A61B019/00
US09504576 | B2 | 2016-11-29 | Breach detection in solid structures | 2015-01-16 | An implantable device includes at least one solid structure having an external surface and a volume beneath the surface. One or more of a first conductor or set of conductors is disposed externally and/or internally on or within the structure and an array of elongate electrically conductive elements are disposed radially outwardly within the volume. A breach is detected when a conductive fluid intrudes into the volume through the surface. | 1. An implantable device in the body comprising: a solid structure covering a volume with a surface, layer, or thickness subject to wear;a first electrical conductor located internally or externally of the said covering structure;an electrically conductive array including one or more elongate conductive elements embedded behind said surface, layer, or thickness of the said covering structure and isolated from said first electrical conductor, wherein said conductive elongate elements project in a direction from an interior toward a region subject to wear; anda wireless signaling circuitry coupled to the first electrical conductor and the electrically conductive array;wherein an electrically conductive fluid electrically bridges the first electrical conductor and the electrically conductive array to enable the circuitry to emit a detectable wireless signal warning when the wear of the surface, layer, or thickness exposes at least one distal portion of one or more of the conductive elongate elements. 2. An implantable device as in claim 1, wherein the elongate conductive elements are linear. 3. An implantable device as in claim 1, wherein the elongate conductive elements comprise a serpentine structure. 4. An implantable device as in claim 1, wherein the detecting portion of the said three dimensional configuration of the second conductor forms a spread out pattern at a predetermined distance from said surface, layer, or thickness. 5. An implantable device as in claim 1, wherein a major axis of the said elongate elements intersects a planar region of the surface, layer, or thickness subject to wear. 6. An implantable device as in claim 1, wherein the elongate conductive elements comprise distal portions of a continuous loop equidistant at two or more points along a length of the elongate conductive elements closest to the surface, layer, or thickness subject to breach following the contours of the surface, layer, or thickness. 7. An implantable device as in claim 1, wherein the device comprises a cardiac, a neurological, endocrinological, or a gastroenterological device. 8. An implantable device as in claim 1, wherein bridging of the electrical conductors energizes the circuitry, closes the circuitry or opens the circuitry to cause, alter, disable, or enable signal emission. 9. An implantable device as in claim 8, wherein the electrical conductors are spaced-apart and are electrically coupled to close and/or alter a capacitance or inductance of the signaling circuitry when exposed to an electrically conductive fluid. 10. An implantable device as in claim 9, wherein the electrical conductors conduct electrical current when exposed to electrically conductive fluids by a breach. 11. An implantable device as in claim 10, wherein the signaling circuitry comprises a transponder and an antenna, wherein the transponder is powered by an external reader which is tuned to the antenna of the transponder, wherein the transponder and antenna are inactiv... | Sensurtec, Inc. | G08B001/08 G08B023/00 A61F002/30 A61B005/00 A61F002/32 A61B005/07 A61F002/24 A61M005/142 A61M005/50 A61N001/36 A61N001/39 A61N001/08 A61N001/37 A61N001/372 A61F002/48
US09492614 | B2 | 2016-11-15 | Adhesive and peripheral systems and methods for medical devices | 2014-04-09 | A repeater system may control a pump by using a repeater and a user interface. An adhesive patch system may be used for affixing a pump or other object to a human body. Such an adhesive patch system may include two sets of adhesive members, each member including an adhesive material on at least one side so as to attach to the body. The members of the first set are spaced to allow the members of the second set to attach to the body in spaces provided between the members of the first set, and the members of the second set are spaced to allow members of the first set to detach from the body without detaching the members of the second set. Also, fill stations and base stations are provided for personal pump systems. | 1. A needle injector device for connection in fluid-flow communication with the inlet or outlet port of a reservoir, the needle injector comprising: a housing provided with an interior channel having a longitudinal, axial dimension and a slot-shaped opening extending through a wall of the housing to the channel and extending along at least a portion of the longitudinal length of the channel;a hollow needle supported in the channel for movement relative to the housing between a start position, an extended position and a retracted position, the needle having a piercing end having an opening and an opposite, second end having an opening;a fluid conduit connected to the opening on the second end of the hollow needle and moveable with the hollow needle, the fluid conduit being connectable to the outlet or inlet port of the reservoir;a lever member connected in a fixed relation to the hollow needle and having a extension portion extending through the slot-shaped opening in the housing;a first bias member supported by the housing and arranged to impart first bias force on the lever in a first direction, for moving the lever and the attached needle from the start position to the extended position of the needle;a second bias member arranged to impart a second bias force on the lever in a second direction, opposite to the first direction, for moving the lever and the attached needle from the extended position to the retracted position; wherein at least a portion of the first bias member is located outside the housing, and wherein at least a portion of the second bias member is located outside the housing. 2. A device as recited in claim 1, further comprising a lock structure for locking the first bias member in a first state at which the first bias member is ready to impart a bias force on the lever member, but does not impart its full force on the lever and for selectively releasing the first bias member to impart its full force on the lever. 3. A device as recited in claim 2, wherein the first bias member is configured such that upon releasing the first bias member, the first bias member imparts a force on the lever member that overpowers the force of the second bias member, to move the lever member and attached needle from the start position to the extended position against the bias force of the second bias member. 4. A device as recited in claim 3, wherein, the lever member is configured to be released from the first bias member, upon the lever member being moved to the extended position, to allow the bias force of the second bias member to move the lever member and attached needle to the retracted position. 5. A device as recited in claim 4, wherein the lever member comprises a bendable or breakable portion that bends or breaks to disengage from the first bias member, upon the lever member being moved by the first bias member to the extended position. 6. A device as recited in claim 1, wherein the extension portion of the lever member is position... | DEKA Products Limited Partnership | A61M005/158 A61M005/142 A61M005/145 A61M005/168 G05D007/06 A61M005/172 G08C017/02 H04B007/26 G05B023/02 A61B005/00 A61M005/50 G01F022/00
US20160317070 | A1 | 2016-11-03 | NON-INVASIVE BLOOD GLUCOSE MONITORING WITH A WEARABLE DEVICE | 2015-04-28 | A method for non-invasive blood glucose monitoring with a wearable device may include illuminating, with an electromagnetic source module of a wearable device, an area of skin of a user. The method may include measuring a scattered electromagnetic energy reflected from the area of skin with an electromagnetic receiver module of the wearable device. The method may include calculating, with a processor coupled to the electromagnetic receiver module, a blood glucose level in response to the measurement of the scattered electromagnetic energy reflected from the area of skin. The method may include communicating the blood glucose level to an information handling system. The electromagnetic source module may include a photodiode or a microwave module. The information handling system may include an application configured for a smart phone, tablet, or computer. The information handling system may include a memory configured for storing a historical record including multiple blood glucose levels. | 1. A method of non-invasive blood glucose monitoring with a wearable device, comprising: illuminating, with an electromagnetic source module of a wearable device, an area of skin of a user;measuring a scattered electromagnetic energy reflected from the area of skin with an electromagnetic receiver module of the wearable device;calculating, with a processor coupled to the electromagnetic receiver module, a blood glucose level in response to the measurement of the scattered electromagnetic energy reflected from the area of skin; andcommunicating the blood glucose level to an information handling system. 2. The method of claim 1, wherein the information handling system further comprises a memory configured for storing a historical record comprising a plurality of blood glucose levels. 3. The method of claim 2, wherein the information handling system further comprises a second processor configured to selectively transmit an alert to a physician in response to: one of the plurality of blood glucose levels exceeding an upper blood glucose threshold level;one of the plurality of blood glucose levels being below a lower blood glucose threshold level; ora slope of a plotted line of historical blood glucose levels being outside a pre-defined safe blood glucose rate of change. 4. The method of claim 3, wherein the processor is configured to: automatically initiate a blood glucose test at pre-programmed time intervals;increase the frequency of the pre-programmed time intervals in response to one of the plurality of blood glucose levels exceeding the upper blood glucose threshold level or being below the lower blood glucose threshold level; andincrease the frequency of the pre-programmed time intervals in response to the slope of the plotted line of historical blood glucose levels being outside the pre-defined safe blood glucose rate of change. 5. The method of claim 1, wherein the processor initiates a blood glucose test in response to: a user pressing a button coupled to the processor; ora user selecting a manual test initiation feature of an application of the information handling system. 6. The method of claim 1, further comprising calibrating, with the processor, the electromagnetic receiver module based on a pre-defined reference value. 7. The method of claim 1, wherein the electromagnetic source module comprises a photodiode module or a microwave module. 8. A system for non-invasive blood glucose monitoring with a wearable device, comprising: an information handling system; anda wearable device comprising: an electromagnetic source module configured to illuminate an area of skin of a user;an electromagnetic receiver module configured to measure a scattered electromagnetic energy reflected from the area of skin;a processor configured to calculate a blood glucose level in response to the measurement of the scattered electromagnetic energy reflected from the area of skin; anda communication module configured to communicate the blood glucose level t... | Ram Sivaraman | A61B005/145 A61B005/00 A61B005/1455
US10285650 | B2 | 2019-05-14 | Heart monitoring device and method | 2015-01-20 | A mobile telecommunications device arranged for monitoring the heart of a human or an animal includes at least one sensor for measuring an effect of heart function and producing a signal indicative of the effect, and a processor arranged to receive the signal and analyze it and to produce an output indicating a condition of the heart. A method of diagnosis of heart disease includes measuring an effect of heart function using one or more sensors, producing a signal indicative of the effect, and using a processor to receive the signal and analyze it and to produce an output indicating a condition of the heart. | 1. A mobile telecommunications device placeable on a chest of a patient arranged for monitoring a heart of the patient, the patient being a human or an animal, the device comprising: three motion sensors, each of the motion sensors measuring an effect of a function of the heart and producing a respective motion signal indicative of the effect; anda processor adapted and arranged to receive and analyze the motion signals to produce a further motion signal which is independent of an orientation of the device with respect to the chest of the patient, wherein the further motion signal comprises a ballistocardiographic heart signal. 2. The device according to claim 1, wherein the processor is arranged to analyze the motion signals using principle component analysis to produce the further motion signal. 3. The device according to claim 1, wherein at least one of the motion signals includes a breathing component due to a breathing of the patient, the processor being arranged to remove the breathing component from the at least one of the motion signals. 4. The device according to claim 3, wherein the processor is arranged to remove the breathing component using a Savitzky-Golay smoothing algorithm. 5. The device according to claim 1, wherein the processor is arranged to identify heart beats of the heart in the further motion signal. 6. The device according to claim 5, wherein the further motion signal contains maxima and the processor is arranged to identify each of the maxima as representative of one of the heart beats. 7. The device according to claim 6, wherein the maxima are quasi-periodic. 8. The device according to claim 6, wherein the processor is arranged to define a time window of the further motion signal and to scan the time window to identify the maxima in the window. 9. The device according to claim 8, wherein the processor is arranged to identify one of the maxima by defining a cut-off value of the further motion signal and identify a first-occurring peak in the further motion signal above the cut-off value within the time window. 10. The device according to claim 9, wherein the cut-off value is calculated from at least one of: a mean of the further motion signal, a median of the further motion signal, a standard deviation of the further motion signal, and an interquartile range of the further motion signal, within a predetermined period. 11. The device according to claim 9, wherein when a peak has been identified the processor is arranged to shift the time window to a time interval after the identified peak and to identify a next peak in the shifted time window. 12. The device according to claim 11, wherein the shifted time window is arranged to start a predetermined time after the peak. 13. A computer readable medium including instructions which when operated on a smartphone are arranged to cause the smartphone to operate as a device according to claim 1. 14. A method of testing, comprising the steps of: contemporaneously rec... | IMPERIAL INNOVATIONS LIMITED | A61B005/11 A61B005/024 A61B005/00 A61B005/0404 A61B005/0402
US09700250 | B2 | 2017-07-11 | Device and method for sensing blood glucose | 2015-05-18 | A blood glucose sensing device is provided that comprises a house having an exterior surface and that defines an interior space. The housing is configures to be located within a cardiovascular pathway of a patient. A resonant antenna is located within the interior space defined by the housing. The resonant antenna comprises an inductive reactance and a capacitive reactance. The inductive and capacitive reactance have values that define a blood glucose sensitive resonant frequency such that a resonant frequency of the resonant antenna varies in response to changes in blood glucose levels within the blood in the cardiovascular pathway surrounding the housing. | 1. A blood glucose sensing device, comprising: a housing comprising an exterior surface and defining an interior space, the housing configured to be located within a cardiovascular pathway of a patient; anda resonant antenna located within the interior space defined by the housing, wherein the resonant antenna comprises an inductive reactance and a capacitive reactance; andthe inductive and capacitive reactance having values that define a blood glucose sensitive resonant frequency such that a resonant frequency of the resonant antenna varies in response to changes in blood glucose levels within the blood in the cardiovascular pathway surrounding the housing. 2. The device of claim 1, further comprising a microprocessor configured to process signals received from the resonant antenna to generate data representative of the blood glucose level. 3. The device of claim 2, wherein the microprocessor processes the signals from the resonant antenna to determine the resonant frequency of the resonant antenna; and based on the resonant frequency, determines the blood glucose level. 4. The device of claim 2, further comprising an implantable medical device (IMD) coupled to a proximal end of a lead, the IMD including the microprocessor, the lead having a distal end configured to be implanted within a heart of the patient, the resonant antenna located within the IMD. 5. The device of claim 1, further comprises a battery circuit and an excitation circuit electrically coupled to receive power from the battery circuit, the excitation circuit configured to excite the resonant antenna by generating an excitation signal. 6. The device of claim 1, wherein the resonant antenna is configured to be excited by an excitation signal from an external source. 7. The device of claim 1, further comprising a microcontroller configured to build a map of the relations between resonant frequencies, permittivities and glucose levels. 8. The device of claim 1, further comprising a microcontroller configured to: collect measurements indicative of the resonant frequency of the resonant antenna; andcalculate data indicative of a glucose level of the blood based on the measurements indicative of the resonant frequency. 9. The device of claim 8, wherein the microcontroller is further configured to repeat the collecting and calculating operations during at least first and second test intervals, and to determine whether the glucose level changes between the first and second test intervals. 10. A method, comprising: implanting a blood glucose sensing device within a cardiovascular pathway of a patient, the sensing device including a resonant antenna that has a blood glucose sensitive resonant frequency that varies in response to changes in blood glucose levels of the blood; andgenerating an excitation signal to excite the resonant antenna; andcollecting measurements indicative of the resonant frequency of the resonant antenna; andcalculating data indicative of a glucose level of t... | Pacesetter, Inc. | A61B005/00 A61B005/1473 A61B005/145
US09504832 | B2 | 2016-11-29 | Neurostimulation titration process via adaptive parametric modification | 2014-12-08 | Systems and methods are provided for delivering neurostimulation therapies to patients. A titration process is used to gradually increase the stimulation intensity to a desired therapeutic level. Between titration sessions one or more parameters, such as, for example, an acclimation interval, may be adjusted based on the patient's response to the stimulation. This personalized titration process can minimize the amount of time required to complete titration so as to begin delivery of the stimulation at therapeutically desirable levels. | 1. A method of operating an implantable medical device (IMD) comprising a neurostimulator coupled to an electrode assembly, said method comprising: initiating a plurality of titration sessions, each titration session separated from an adjacent titration session by an acclimation interval, wherein the titration sessions comprise activating the IMD to deliver a stimulation signal of gradually increasing intensity until the patient exceeds a side effect tolerance zone boundary;analyzing an outcome measure of the plurality of titration sessions, wherein the outcome measure comprises a target increase in stimulation intensity or a target increase in output current; andmodifying one or more stimulation parameters based on the analyzed outcome measure. 2. The method according to claim 1, wherein: the modifying one or more stimulation parameters comprises modifying an increment for gradually increasing one or more stimulation parameters in order to increase stimulation intensity during a subsequent titration session. 3. The method according to claim 1, wherein: the modifying the one or more stimulation parameters comprises modifying the increment for gradually increasing one or more of the following: current amplitude, pulse width, frequency, and OFF time. 4. The method according to claim 1, wherein: the modifying one or more stimulation parameters comprises modifying the acclimation interval until a subsequent titration session based on the analyzed outcome measure. 5. The method according to claim 4, wherein: said modifying the acclimation interval comprises increasing the acclimation interval in response to an outcome measure indicating slower than expected patient adaptation. 6. The method according to claim 4, wherein: the outcome measure comprises the target increase in stimulation intensity; andsaid modifying the acclimation interval comprises increasing the acclimation interval in response to a failure to achieve the target increase in stimulation intensity. 7. The method according to claim 4, wherein: the stimulation signal comprises an output current, a frequency, a pulse width, and a duty cycle;the outcome measure comprises the target increase in output current; andsaid modifying the acclimation interval comprises increasing the acclimation interval in response to a failure to achieve the target increase in output current over the plurality of titration sessions. 8. The method according to claim 4, wherein: said modifying the acclimation interval comprises decreasing the acclimation interval before the subsequent titration session in response to an outcome measure indicating faster than expected patient adaptation. 9. The method according to claim 4, further comprising: during the acclimation intervals, activating the IMD to deliver a stimulation signal at an intensity resulting in an acceptable side effect level. 10. The method according to claim 1, further comprising: determining a maintenance dosage level corresponding to a tolerab... | CYBERONICS, INC. | A61N001/36 A61N001/05 A61N001/372 A61B005/0452 A61N001/37 G06F019/00
US09492670 | B2 | 2016-11-15 | Micro-miniature implantable coated device | 2007-10-25 | An implantable micro-miniature device is disclosed. The device comprises a thin hermetic insulating coating and at least one thin polymer or metal secondary coating over the hermetic insulating layer in order to protect the insulating layer from the erosive action of body fluids or the like. In one embodiment the insulating layer is ion beam assisted deposited (IBAD) alumina and the secondary coating is a parylene polymer. The device may be a small electronic device such as a silicon integrated circuit chip. The thickness of the insulating layer may be ten microns or less and the thickness of the secondary layer may be between about 0.1 and about 15 microns. | 1. A method of making a micro-miniature implantable device, comprising: providing a micro-miniature device including contact pads;coating a least a major portion of said device, excluding a portion of the contact pads, with a thin electrically insulating conformal patterned inorganic hermetic layer about 10 microns thick, having an outside surface; andlimiting oxygen degradation of said electrically insulating conformal patterned inorganic hermetic layer by coating only said outside surface of said thin insulating conformal inorganic hermetic layer, and not the contact pads, with a conformal patterned metal layer between 0.3 and 7 microns thick;attaching wires to the contact pad portion excluded from coating, wherein the wires pass straight through the inorganic hermetic layer and the conformal patterned metal layer; andwherein the thin electrically insulating conformal inorganic hermetic patterned layer and the contact pads form a hermetic seal around the micro-miniature device. 2. The method of making a micro-miniature implantable device of claim 1 wherein said step of coating at least a major portion of said device with a thin insulating conformal inorganic hermetic layer is coating by IBAD. 3. The method of making a micro-miniature implantable device of claim 1 wherein at least a major portion of said device is coated with a thin insulating conformal inorganic hermetic layer by microwave enhanced chemical vapor deposition. 4. The method of making a micro-miniature implantable device of claim 1 wherein said thin insulating conformal inorganic hermetic layer is coated with a metal by chemical vapor deposition. 5. The method of making a micro-miniature implantable device of claim 1 wherein the micro-miniature implantable device is a nerve stimulator including a visual prosthesis, cochlear prosthesis, deep brain stimulator, spinal cord stimulator, or functional electrical stimulator for motor control. 6. The method of making a micro-miniature implantable device of claim 1, wherein the metal layer is selected from the group consisting of gold, titanium, platinum, iridium and mixtures thereof. | Second Sight Medical Products, Inc. | A61N001/00 A61B005/145 A61B005/1473 A61N001/372 A61N001/375 A61N001/05
US09480583 | B2 | 2016-11-01 | Direct neural interface system and method of calibrating it | 2010-05-17 | A direct neural interface system comprised of electrodes for acquiring electrophysiological signals representative of a neuronal activity of a subject's brain; a pre-processor for conditioning, digitizing and preprocessing the electrophysiological signals; a processor for processing the digitized and preprocessed electrophysiological signals and generating command signals; and an output for outputting said command signals; wherein the processor is adapted for: representing the electrophysiological signals acquired over an observation time window in the form of a N-way data tensor, N being greater or equal to three; and generating command signals corresponding to the observation time window by applying a multi-way regression model over the data tensor. A method of calibrating the direct neural interface system. | 1. A direct neural interface system comprising: signal acquisition mechanism configured for acquiring electrophysiological signals representative of a neuronal activity of a subject's brain (B);preprocessor (PPM) for conditioning, digitizing and preprocessing said electrophysiological signals;processor configured (PM) for processing the digitized and preprocessed electrophysiological signals and for generating command signals as a function thereof; andoutput for outputting said command signals configured for driving an external device;wherein said preprocessor and said processor are configured for: generating a N-way data tensor representing the electrophysiological signals acquired over an observation time window, N being greater or equal to two; andgenerating said command signals configured for driving the external device, wherein said command signals correspond to said observation time window by applying a multi-way regression model over said data tensor, andwherein said processor is configured for generating an output signal corresponding to said observation time window by applying a multi-way partial least square—or NPLS—regression model to said data tensor, which allows better utilization of available information and avoids the need for human intervention for associating electrophysiological activity to intended or motor action. 2. A direct neural interface system according to claim 1, wherein said processor is configured for representing the electrophysiological signals acquired over an observation time window in the form of a three-way data tensor, said three ways corresponding to time, frequency and space. 3. A direct neural interface system according to claim 1, wherein said signal acquisition mechanism is configured for acquiring ECoG signals. 4. A method of calibrating a direct neural interface system according to claim 1, comprising the steps of: a. acquiring said electrophysiological signals over a plurality of observation time windows and generating a N+1-way observation tensor representing said acquired electrophysiological signals, N being greater or equal to two;b. acquiring data indicative of a voluntary action performed by said subject during each of said observation time windows, and organizing them in an output tensor; andc. determining a multi-way regression function of said output tensor on said observation tensor, wherein said steps of acquiring electrophysiological signals, acquiring data indicative of a voluntary action, and determining a multi-way regression function are performed by said direct neural interface system. 5. A method according to claim 4, wherein said step c. includes determining a multilinear regression function of said output tensor on said observation tensor. 6. A method according to claim 4, wherein said step c.includes performing multilinear decomposition of said observation tensor on a “score” vector, having a dimension equal to the number of said observation time windows, and N “weight” vecto... | Commissariat a l'Energie Atomique et aux Energies Alternatives | A61B005/04 A61F002/72 A61B005/0482 A61F004/00 G06F003/01 A61B005/0476 A61B005/00
US09498138 | B2 | 2016-11-22 | System and method for pain monitoring using a multidimensional analysis of physiological signals | 2013-07-18 | The present invention is for a method and system for pain classification and monitoring optionally in a subject that is an awake, semi-awake or sedated. | 1. A method for monitoring pain of a patient, the method comprising: obtaining at least two physiological signals comprising blood volume change and at least one signal selected from the group consisting of: Galvanic Skin Response (GSR); electrocardiogram (ECG), respiration, internal body temperature, skin temperature, electrooculography (EOG), pupil diameter, electroencephalogram (EEG), frontalis electromyogram (FEMG), electromyography (EMG), electro-gastro-gram (EGG), partial pressure of carbon dioxide, and accelerometer readings;processing said at least two physiological signals to improve signal quality, thereby obtaining at least two processed signals;generating a first vector, said first vector comprising at least three features extracted from said at least two physiological signals, wherein said at least three features comprise at least one feature selected from the group consisting of: mean Peak (P) amplitude, Peak (P) mean amplitude, Peak (P) std of amplitude, Through (T) amplitude, Trough (T) mean amplitude, Trough (T) std of amplitude, peak to peak intervals, Peak-to-Peak High Frequency (P-P HF) Power, and any combination thereof;transforming said first vector into a second vector, said transformation comprising normalization; andmonitoring the pain status of the patient by applying a classification algorithm adapted to classify said second vector into a graduated scale representing the level of pain; wherein said classification algorithm comprises an ensemble of classification and regression trees. 2. The method of claim 1, wherein said pain monitoring further comprises communicating said monitored pain to a receiving unit selected from the group consisting of: a higher processing center, person, caregiver, call center and any combination thereof. 3. The method of claim 1, further comprising obtaining and processing a priori data, wherein said a priori data is selected from the group consisting of: environmental parameters, patient parameters, disease, stimulus, medicament and any combination thereof. 4. The method according to claim 1, wherein said ensemble of classification and regression trees, comprises a random forest classifier or a boosting framework. 5. The method of claim 1, wherein said classification algorithm is adapted for pain experienced with a particular disease, stimulus or medicament. 6. The method of claim 1, wherein said patient is in a state of consciousness selected from the group consisting of: unconscious, under general anesthesia, sedated, partially sedated, awake, and semi-awake. 7. A system for monitoring a pain of a patient, said system comprising: a signal acquisition module comprising at least one sensor and/or transducers for measuring and/or obtaining at least two physiological signals comprising blood volume change and at least one signal selected from the group consisting of: Galvanic Skin Response (GSR); electrocardiogram (ECG), respiration, internal body temperature, skin temperature, electroo... | Medasense Biometrics Ltd. | G06F019/00 A61B005/00 A61B005/0205 A61B005/02 A61B005/04
US09480837 | B2 | 2016-11-01 | High-functionality bioelectrode | 2014-02-12 | Providing an electrode structure capable of realizing an electrode array which allows each of the electrodes to be individually controlled while allowing them to be densely arranged and placed in a living body. According to the present invention, an electrode control circuit electrically connected to an electrode body is fixed to a rear portion of the electrode body within a front-viewed contour of the electrode body. This electrode control circuit may be contained in a recess formed in the rear portion of the electrode body, or it may be fixed to the back face of the electrode body. Conversely, an electrically conductive material layer covering the electrode control circuit may be used as the electrode body. A plurality of such bioelectrodes may be arranged in a two-dimensional form on a substrate or connected by a connection line including an electrical wire. Such configurations allow the bioelectrodes to be densely arranged. | 1. A bioelectrode substrate, comprising: a substrate; anda plurality of bioelectrodes fixed to the substrate, wherein:each of the plurality of bioelectrodes has a bullet-shaped or plate-shaped electrode body and an electrode control circuit chip electrically connected to the electrode body for controlling electric current and voltage supplied to the electrode body upon receiving an externally-supplied operation signal, and the electrode control circuit chip is fixed to a rear portion of the electrode body within a front-viewed contour of the electrode body. 2. The bioelectrode substrate according to claim 1, wherein the bioelectrode substrate is an optic nerve-stimulating electrode substrate for stimulating an optic nerve through a retina. 3. The bioelectrode substrate according to claim 1, wherein the electrode control circuit chip is contained in a recess formed in the rear portion of the electrode body. 4. The bioelectrode substrate according to claim 1, wherein the electrode control circuit chip is hermetically or liquid-tightly sealed in the rear portion of the electrode body with an encapsulation material. 5. The bioelectrode substrate according to claim 4, wherein the encapsulation material is a resin, metallic or ceramic material. 6. The bioelectrode substrate according to claim 1, wherein the electrode body is made of a metallic material which is platinum, titanium, gold or an alloy of these kinds of metal, or is made of an electrically conductive material which is an electrically conductive compound or an electrically conductive polymer. 7. The bioelectrode substrate according to claim 1, wherein each of the plurality of bioelectrodes has a size within a range from 10 μm to 500 μm, where the size is defined as a depth, width or height of the bioelectrode, whichever is a largest. 8. A bioelectrode connection line, comprising: a connection line including an electrical wire; anda plurality of bioelectrodes connected by the connection line, wherein:each of the plurality of bioelectrodes has a bullet-shaped or plate-shaped electrode body and an electrode control circuit chip electrically connected to the electrode body for controlling electric current and voltage supplied to the electrode body upon receiving an externally-supplied operation signal, and the electrode control circuit chip is fixed to a rear portion of the electrode body within a front-viewed contour of the electrode body. 9. The bioelectrode connection line according to claim 8, wherein the bioelectrode connection line is an optic nerve-stimulating electrode connection line for stimulating an optic nerve through a retina. 10. The bioelectrode connection line according to claim 8, wherein the bioelectrode connection line is a brain-stimulating electrode connection line for stimulating a brain. 11. The bioelectrode connection line according to claim 8, wherein the electrode control circuit chip is contained in a recess formed in the rear portion of the electrode body. ... | NATIONAL UNIVERSITY CORPORATION NARA INSTITUTE OF SCIENCE AND TECHNOLOGY | A61N001/00 A61N001/05 A61B005/0478 A61B005/0492 A61B005/00
US20160331991 | A1 | 2016-11-17 | CAMERA-BASED MONITORING OF VITAL SIGNS OF DURING PHOTOTHERAPY TREATMENT | 2015-01-22 | The present invention relates to a device (16) for remotely obtaining vital sign information of a living being (14) under phototherapy treatment. The device comprises a detection unit (22) for detecting light of at least one wavelength interval reflected from at least a region of interest (20) of the living being (14) and for generating an input signal from the detected light; a processing unit (24) for processing the input signal and deriving vital sign information of said living being (14) from said input signal by use of remote photoplethysmography and/or motion analysis; and a control unit (26) for controlling at least one of the detection unit (22) and an illumination unit (12) for providing the phototherapy treatment to the living being (14) based on the configuration of the detection unit (22) and based on the configuration of the illumination unit (12). The present invention further relates to a corresponding method as well as to a phototherapy apparatus (10) including a device as described above. | 1. Device for remotely obtaining vital sign information of a living being under phototherapy treatment, comprising: a detection unit for detecting light of at least one wavelength interval reflected from at least a region of interest of the living being and for generating an input signal from the detected light;a processing unit for processing the input signal and deriving vital sign information of said living being from said input signal by use of remote photoplethysmography and/or motion analysis; anda control unit for controlling at least one of the detection unit and an illumination unit for providing the phototherapy treatment to the living being based on the configuration of the detection unit and based on the configuration of the illumination unit. 2. Device as claimed in claim 1, wherein the illumination unit includes an array of LEDs; andthe control unit is configured to control the array of LEDs to produce a light structure on the region of interest of the living being. 3. Device as claimed in claim 2, wherein the processing unit is configured to determine changes of the light structure on the region of interest of the living being based on the detected light; andderive the respiratory rate of the living being based on evaluating the determined changes of the light structure. 4. Device as claimed in claim 1, wherein the illumination unit includes an array of LEDs; andthe control unit is configured to control the array of LEDs to produce a recurrent first light structure alternating with a recurrent second light structure on the region of interest of the living being, said alternating light structures in particular alternating at an alternation frequency >50 Hz. 5. Device as claimed in claim 4, wherein the control unit is further configured to control the detection unit to operate at a frame sampling time corresponding to the alternation frequency of the alternating light structures. 6. Device as claimed in claim 1, wherein the illumination unit includes an array of LEDs; andthe control unit is configured to control the array of LEDs to periodically illuminate the region of interest of the living being with at least a subset of LEDs in said array of LEDs. 7. Device as claimed in claim 1, wherein the control unit is configured to control the detection unit to operate at a frame sampling time being adapted to a flashing frequency of the illumination unit. 8. Device as claimed in claim 7, wherein the illumination unit includes a first light source for emitting phototherapy light and a second light source for emitting light of a frequency spectrum suitable for remote photoplethysmography; andthe control unit is configured to control the first light source and the second light source to alternatingly illuminate the region of interest. 9. Device as claimed in claim 7, wherein the illumination unit includes an array of LEDs; andthe control unit is configured to control the array of LEDs to alternatingly illuminate the region of interest... | KONINKLIJKE PHILIPS N.V. | A61N005/06 A61B005/00 A61B005/08
US20160338906 | A1 | 2016-11-24 | SYSTEMS AND METHODS OF USING MAGNETS FOR WEIGHT MANAGEMENT | 2016-05-23 | A method of managing weight includes performing a body type test on a patient for identifying at least one location for treatment, and placing a magnetic device over the at least one location for influencing energy flow in the patient. The magnetic device includes a set of four magnetic discs arranged in an array including two having negative magnetic poles lying in a first plane and two having positive magnetic poles lying in the first plane. The two magnetic discs having negative magnetic poles extend along a first diagonal line and the two magnetic discs having positive magnetic poles extend along a second diagonal line that crosses the first diagonal line. The magnetic device has a housing containing the four magnetic discs for maintaining the magnetic discs in the array arrangement. The housing includes an alignment marker for aligning the magnetic device on the patient. | 1. A method of managing weight comprising: performing a body type test on a patient for identifying at least one location for treatment; andplacing a magnetic device over the at least one location identified during the body type test for influencing energy flow in the patient. 2. The method as claimed in claim 1, further comprising: conducting muscle response testing on the patient for identifying at least one other location for treatment;placing a second magnetic device over the at least one other location identified during the muscle response testing;aligning said second magnetic device over the at least one other location on the patient for influencing energy flow in the patient. 3. The method as claimed in claim 1, wherein said magnetic device includes a set of four magnetic discs arranged in an array, said four magnetic discs including two having negative magnetic poles lying in a first plane and two having positive magnetic poles lying in said first plane, wherein said two magnetic discs having negative magnetic poles extend along a first diagonal line and said two magnetic discs having positive magnetic poles extend along a second diagonal line that crosses said first diagonal line, and a housing containing said four magnetic discs for maintaining said magnetic discs in said array arrangement, said housing including an alignment marker for aligning said magnetic device on the dental patient 4. The method as claimed in claim 3, further comprising using said alignment marker on said housing for aligning said magnetic device over said at least one location on the patient for influencing energy flow in the patient. 5. The method as claimed in claim 3, wherein each of said magnetic discs is of equal size and strength. 6. The method as claimed in claim 1, wherein said at least one location is selected from the group consisting of acupuncture points, electromagnetic lines, meridians, points used in traditional Chinese medicine, locations on the body used in Jin Shin Jyutsu, and locations on the body used in Ki-Iki Jutsu and Shiatsu. 7. The method as claimed in claim 1, wherein the body type testing comprises: using physical attributes of the patient; andusing personality attributes of the patient. 8. The method as claimed in claim 7, further comprising placing said magnetic device at different locations on the patient's body for one or more weeks. 9. The method as claimed in claim 4, further comprising: placing said magnetic device over a second location on the patient;using said alignment marker on said housing for aligning said magnetic device over the second location for influencing the energy flow in the patient. 10. The method as claimed in claim 1, wherein the performing a body type test on a patent step comprises: completing a physical attribute checklist;completing a personality attribute checklist. 11. A method of managing weight comprising: performing a body type test on a patient for identifying at least one location for trea... |  | A61H039/00 A61B005/00 A61F005/00 A61H039/02 A61N002/06 A61N002/00
US10123746 | B2 | 2018-11-13 | Accuracy of heart rate estimation from photoplethysmographic (PPG) signals | 2016-05-05 | The disclosure provides a heart rate monitor (HRM) circuit. The HRM circuit includes an analog front end (AFE). The AFE receives a Photoplethysmographic (PPG) signal, and generates a fine PPG signal. A motion cancellation circuit is coupled to the AFE, and receives the fine PPG signal and an accelerometer signal. The motion cancellation circuit subtracts the accelerometer signal from the fine PPG signal to generate a coarse heart rate. A peak detector is coupled to the motion cancellation circuit and the AFE, and generates an instantaneous heart rate. A filter is coupled to the peak detector, and generates an estimated heart rate from the instantaneous heart rate, the estimated heart rate is provided as a feedback to the peak detector. | 1. A heart rate monitoring (HRM) circuit comprising: an analog front end (AFE) configured to receive a Photoplethysmographic (PPG) signal and configured to generate a fine PPG signal;a motion cancellation circuit coupled to the AFE and configured to receive the fine PPG signal and an accelerometer signal, the motion cancellation circuit configured to subtract the accelerometer signal from the fine PPG signal to generate a coarse heart rate;a peak detector coupled to the motion cancellation circuit and the AFE, and configured to generate an instantaneous heart rate; anda filter coupled to the peak detector, and configured to generate an estimated heart rate from the instantaneous heart rate, wherein the estimated heart rate is provided as a feedback to the peak detector, and the peak detector generates the instantaneous heart rate from the coarse heart rate, the fine PPG signal and the estimated heart rate. 2. The HRM circuit of claim 1, wherein the peak detector comprises: a first periodicity detector coupled to the motion cancellation circuit, and configured to receive the coarse heart rate and the estimated heart rate;a second periodicity detector configured to receive the fine PPG signal and the estimated heart rate; andan arbitration block coupled to the first periodicity detector and the second periodicity detector and configured to generate the instantaneous heart rate. 3. The HRM circuit of claim 2, wherein the estimated heart rate is provided as feedback to the first periodicity detector, the second periodicity detector and the arbitration block. 4. The HRM circuit of claim 2, wherein the first periodicity detector is configured to estimate peak in the coarse heart rate, and the second periodicity detector is configured to estimate peak in the fine PPG signal. 5. The HRM circuit of claim 2, wherein: the first periodicity detector is configured to estimate a first quality metric from the estimated peak in the coarse heart rate and from the estimated heart rate; andthe second periodicity detector is configured to estimate a second quality metric from the estimated peak in the fine PPG signal and from the estimated heart rate. 6. The HRM circuit of claim 2, wherein the arbitration block is configured to generate the instantaneous heart rate from the estimated peak in the coarse heart rate, the estimated peak in the fine PPG signal, the first quality metric, the second quality metric, the accelerometer signal and the estimated heart rate. 7. The HRM circuit of claim 1, wherein the AFE comprises: an analog to digital converter (ADC) configured to receive the PPG signal, the ADC configured to generate a digital PPG signal from the PPG signal;a DC offset cancellation block configured to subtract DC offset from the digital PPG signal to generate an offset PPG signal; anda decimator configured to decimate the offset PPG signal to generate the fine PPG signal. 8. The HRM circuit of claim 1, wherein the filter is a kalman filter. 9. A method... | TEXAS INSTRUMENTS INCORPORATED | A61B005/00 A61B005/024
US09498123 | B2 | 2016-11-22 | Image recording apparatus, image recording method and image recording program stored on a computer readable medium | 2007-03-26 | There is provided an image recording apparatus including an image-capturing section that captures an image of the observed person, an observer's point of sight measuring section that measures a point of sight of the observer when the image-capturing section captures the image of the observed person, an observer's point of sight judging section that judges whether the point of sight of the observer which is measured by the observer's point of sight measuring section is present within a predetermined area, and an image storing control section that stores the image of the observed person which is captured by the image-capturing section, when the observer's point of sight judging section judges that the point of sight of the observer is present within the predetermined area. | 1. An image recording apparatus for assisting an observer who observes an observed person, comprising: an image-capturing section that captures an image of the observed person within an image-capturing target area;an observer's point of sight measuring section that measures a point of sight of an eye of the observer when the image-capturing section captures the image of the observed person;an observer's point of sight judging section that judges whether the point of sight is within a predetermined area, the predetermined area being within the image-capturing target area and being an area within which a part of the observed person is present; andan image storing control section that stores the image of the observed person which is captured by the image-capturing section, only when the observer's point of sight judging section judges that the point of sight of the eye of the observer is present within the predetermined area, further comprisinga point of sight moving method storing section that prestores thereon information indicating a method of how the observer directs a line of sight towards the observed person, whereinthe observer's point of sight measuring section further measures a method of how the observer directs the line of sight towards the observed person, when the image-capturing section captures the image of the observed person,the observer's point of sight judging section further judges whether the method of how to direct the line of sight which is measured by the observer's point of sight measuring section coincides with the method of how to direct the line of sight which is prestored on the point of sight moving method storing section, andthe image storing control section stores the image of the observed person which is captured by the image-capturing section, when the observer's point of sight judging section further judges that the method of how to direct the line of sight which is measured by the observer's point of sight measuring section coincides with the method of how to direct the line of sight which is prestored on the point of sight moving method storing section. 2. The image recording apparatus as set forth in claim 1, further comprising an observed person's position measuring section that measures an area, within a predetermined area, in which the observed person is present, whereinthe observer's point of sight judging section judges whether the point of sight of the eye of the observer which is measured by the observer's point of sight measuring section is present within the area in which the observed person is present which is measured by the observed person's position measuring section, andthe image storing control section stores the image of the observed person which is captured by the image-capturing section, when the observer's point of sight judging section judges that the point of sight of the eye of the observer is present within the area in which the observed person is present. 3. The image recording apparatu... | FUJIFILM Corporation | H04N007/00 G06K009/40 G06K009/54 A61B003/113 A61B005/00 A61B005/01 G06T007/00 G06K009/00
US09498617 | B2 | 2016-11-22 | Conformally encapsulated multi-electrode arrays with seamless insulation | 2013-03-11 | Thin-film multi-electrode arrays (MEA) having one or more electrically conductive beams conformally encapsulated in a seamless block of electrically insulating material, and methods of fabricating such MEAs using reproducible, microfabrication processes. One or more electrically conductive traces are formed on scaffold material that is subsequently removed to suspend the traces over a substrate by support portions of the trace beam in contact with the substrate. By encapsulating the suspended traces, either individually or together, with a single continuous layer of an electrically insulating material, a seamless block of electrically insulating material is formed that conforms to the shape of the trace beam structure, including any trace backings which provide suspension support. Electrical contacts, electrodes, or leads of the traces are exposed from the encapsulated trace beam structure by removing the substrate. | 1. An electrode array comprising: at least one thin-film electrically conductive trace beam(s) suspension-encapsulated in a seamless single deposition-formed coating of electrically insulating material so that the coating continuously and conformably covers all surfaces of the trace beam(s) except an electrically conductive surface of at least one support portion(s) of the encapsulated trace beam(s) which is exposed through the coating. 2. The electrode array of claim 1, wherein the support portion(s) is a via-formed post(s) extending through the seamless coating. 3. The electrode array of claim 1, further comprising at least one trace backing(s) reinforcing the trace beam(s) to form at least one trace beam structure(s), and wherein the trace beam structure(s) is suspension-encapsulated in the seamless coating. 4. The electrode array of claim 3, wherein the trace backing(s) and multiple trace beams form a multi-tiered trace beam structure that is suspension-encapsulated in the seamless coating. 5. The electrode array of claim 3, further comprising at least one adhesion layer(s) between the trace beam structure(s) and the seamless coating. 6. The electrode array of claim 1, further comprising a second electrically insulating material connecting at least two independently suspension-encapsulated trace beams together. 7. The electrode array of claim 1, further comprising an adhesion promoting layer between the trace beam(s) and the seamless coating. | Lawrence Livermore National Security, LLC | A61N001/04 A61N001/05 A61K008/04 A61K049/18 A61K051/12 A61B005/04
US09492099 | B2 | 2016-11-15 | System and method for facilitating reflectometric detection of physiologic activity | 2013-03-14 | A method for remotely sensing cardiac-related data of an animal subject includes transmitting a RF signal to impinge on tissue of the subject, receiving a reflected portion of the RF signal, generating baseband data, filtering baseband data (e.g., including high pass filtering), performing waveform phase position determination, performing at least one auto-correlation of the waveform phase position determined data, determining periodicity of the auto-correlated data, and (i) computing heart rate using a maximum periodicity of the periodicity, or (ii) identifying abnormalities in cardiac function, such as may be indicated by temporal variations in heart rate and/or signal amplitude corresponding to cardiac activity. Multiple bandpass filtering schemes may be employed. | 1. A method for remotely sensing cardiac-related data of an animal subject, the method comprising: transmitting a radio frequency signal to impinge on tissue of the subject;receiving a reflected radio frequency signal, the reflected radio frequency signal comprising a reflection of the radio frequency signal impinged on the tissue of the subject;generating baseband data utilizing the reflected radio frequency signal;filtering multiple parallel streams of data embodying or derived from the baseband data to yield initially filtered data including a plurality of initially filtered data sets, wherein each initially filtered data set is obtained by filtering a stream of data of the multiple parallel streams of data with a different filtering scheme, and each filtering scheme includes high-pass filtering with a cutoff frequency of 10 Hz or greater;performing waveform phase position determination on data embodying or derived from the initially filtered data to yield waveform phase position determined data;performing at least one auto-correlation of the waveform phase position determined data to yield auto-correlated data;determining periodicity of data embodying or derived from the auto-correlated data, wherein said determining of periodicity comprises determining a plurality of periodicity values; andcomputing heart rate including selecting a majority or median of the plurality of periodicity values. 2. A method according to claim 1, further comprising deriving either all positive values or all negative values from the initially filtered data, and then bandpass filtering the derived either all positive values or all negative values to yield said data embodying or derived from the initially filtered data on which said waveform phase position determination is performed. 3. A method according to claim 2, wherein said bandpass filtering of the derived either all positive values or all negative values includes (i) high-pass filtering with a cutoff frequency of no less than 0.2 Hz and (ii) low-pass filtering with a cutoff frequency of no greater than 8 Hz. 4. A method according to claim 2, wherein said deriving either all positive values or all negative values comprises deriving all positive values, and said deriving of all positive values comprises squaring the initially filtered data. 5. A method according to claim 1, wherein said high-pass filtering with a cutoff frequency of 10 Hz or greater comprises high-pass filtering with a cutoff frequency in a range of from 15 Hz to 50 Hz, wherein said filtering of multiple parallel streams of data embodying or derived from the baseband data to yield said initially filtered data further comprises low-pass filtering with a cutoff frequency in a range of from 15 Hz to 50 Hz, wherein the cutoff frequency of the low-pass filtering is no more than 2 Hz apart from the cutoff frequency of the high-pass filtering, and the cutoff frequency of the low-pass filtering is no greater than the cutoff frequency of the high-pas... | Advanced TeleSensors, Inc. | A61B005/05 A61B005/00 A61B005/024 A61B005/0205
US20160331646 | A1 | 2016-11-17 | FEEDING TUBE POSITION CONFIRMATION DEVICE | 2016-07-27 | A tube for delivering fluid to a remote location not normally in view or not practicably able to be viewed by an operator placing such tubes. The tube comprising a lumen connecting a fluid input aperture, disposed at a proximal end of the tube, and a fluid output aperture, to deliver fluid therebetween. The tube further comprises positioning means having an optical waveguide and sensor means. The optical waveguide extends from the proximal end of the tube to the sensor means. The optical waveguide guides an input optical signal to the sensor means. Positioning of the sensor means in a desired location within a system varies the properties of the input optical signal to provide a predetermined output optical signal, which is guided to the proximal end of the tube to indicate to a user, placement of the predetermined portion of the tube at the desired position within the system. | 1. A tube, suitable for delivering fluids between a fluid inlet aperture and a fluid outlet aperture, said tube comprising, a wall defining a lumen extending between the fluid input aperture and the fluid output aperture to deliver fluids therebetween,and positioning means operable to indicate placement of at least one predetermined portion of the tube at a desired position within a system or body,characterised in that the positioning means comprisesan optical waveguide extending between the proximal end of the tube and sensing means,said sensing means disposed at, or adjacent, the predetermined portion of the tube,wherein the optical waveguide is operable to carry an input optical signal to the sensor means, which, upon positioning of the predetermined portion of the tube in the desired position within said system or body, varies the properties of the input optical signal to provide a predetermined output optical signal which is carried to the proximate end of the tube by the waveguide to indicate, to a user, placement of the predetermined portion of the tube at the desired position within the system or body. 2. A tube as claimed in claim 1, wherein the optical waveguide is formed from at least part of the wall. 3. A tube as claimed in claim 1, wherein the optical waveguide is disposed within the wall. 4. A tube as claimed in claim 1, wherein the optical waveguide is disposed on a surface of the wall. 5. A tube as claimed in claim 1, wherein, the optical waveguide is located in the lumen. 6. A tube as claimed in claim 5, wherein the optical waveguide is removable from the lumen. 7. A tube as claimed in claim 1 wherein the sensing means is disposed on the distal end of the optical waveguide. 8. A tube, suitable for delivering fluids between a fluid inlet aperture and a fluid outlet aperture, said tube comprising: a wall defining a lumen extending between the fluid input aperture and the fluid output aperture to deliver fluids therebetween,and positioning means operable to indicate placement of a predetermined portion of the tube at a desired position within a system or body,characterised in that the positioning means comprisesan input optical waveguide, extending between the proximal end of the tube and sensing means,said sensing means disposed at, or adjacent, the predetermined portion of the tube,and an output optical waveguide, extending between the sensing means and the proximal end of the tube,wherein the input optical waveguide is operable to guide an input optical signal to the sensor means, which, upon positioning of the predetermined portion of the tube in the desired position within said system or body, varies the properties of the input optical signal to provide a predetermined output optical signal which is guided to the proximate end of the tube by the output optical waveguide to indicate, to a user, placement of the predetermined portion of the tube at the desired position within the system or body. 9. A tube as claimed in c... |  | A61J015/00 G01N021/77 G01N021/78 A61B005/145
US10433766 | B2 | 2019-10-08 | Miniaturized fluid flow regulating device | 2015-01-23 | The invention relates to a miniaturised fluid flow regulating device comprising a fluid flow channel with an inlet portion, an outlet portion and a flow regulation passage between the inlet portion and the outlet portion, an elongated beam element arranged in the flow channel, such that a pressure difference over the inlet portion and the outlet portion causes the beam element to bend and regulate fluid flow in the flow regulation passage. The invention further relates to a breath analysis device comprising such a flow regulating device for regulating a flow of exhaled breath. | 1. A miniaturised fluid flow regulating device comprising a fluid flow channel with an inlet portion, an outlet portion and a flow regulation passage between the inlet portion and the outlet portion, an elongated beam element arranged in the flow channel, such that a pressure difference over the inlet portion and the outlet portion causes the beam element to bend and regulate fluid flow in the flow regulation passage, wherein the elongated beam has a first end portion and a second end portion and extends from the inlet portion to the outlet portion of the flow channel,wherein the device comprises supporting means,wherein at least one of the first and second end portions are supported in the device by the supporting means, andwherein the supporting means is configured such that a position of support by the supporting means on the beam moves towards the flow regulation passage upon increased deflection of the beam. 2. The miniaturised fluid flow regulating device according to claim 1, wherein the supporting means is configured to effectively shorten the unsupported length of the elongated beam upon increasing deflection of the beam, thereby stiffening the beam. 3. The miniaturised fluid flow regulating device according to claim 1 wherein the supporting means comprises a ridge extending along the elongation of the beam. 4. The miniaturised fluid flow regulating device according to claim 1 wherein the supporting means comprises one or more discrete supports. 5. The miniaturised fluid flow regulating device according claim 1 wherein the supporting means comprises a first and a second ridge extending along the elongation of the beam, and arranged at a first and a second lateral side of the beam. 6. A miniaturised fluid flow regulating device comprising a fluid flow channel with an inlet portion, an outlet portion and a flow regulation passage between the inlet portion and the outlet portion, an elongated beam element arranged in the flow channel, such that a pressure difference over the inlet portion and the outlet portion causes the beam element to bend and regulate fluid flow in the flow regulation passage, wherein the elongated beam has a first end portion and a second end portion and extends from the inlet portion to the outlet portion of the flow channel,wherein the device comprises supporting means comprising a first and a second ridge extending along the elongation of the beam,wherein at least one of the first and second end portions are supported in the device by the supporting means, andwherein the first and second ridges are curved, such that the position of the support along the elongated beam from the ridges is continuously dependent on the degree of deflection of the beam. 7. The miniaturised fluid flow regulating device according to claim 6 wherein the elongated beam has a length in the range of 5-20 mm, preferably 5-15 mm, and/or a width in the range of 2-10 mm, preferably 4-6 mm, and/or a thickness in the range of 10-500 μm, prefe... | CIRCASSIA AB | A61B005/08 A61B005/097 G05D007/01 A61M015/00 A61M016/08
US10376196 | B2 | 2019-08-13 | Multi-symptom toolkit for evaluating readiness | 2016-05-16 | Embodiments of the invention relate to correlation of physiological data from two or more sources in real-time. As data is gathered from one or more remote physiological sensors, evaluation of associated physiological data takes place in real-time. The sensor data is correlated with other forms of data including objective physiological data, subjective physiological data, cognitive data, and/or quantitative input for multi-variate data analytics to assess and correlate the data. Alerts are generated, applications are activated, and windows are created to support the correlation and associated communication. | 1. A system comprising: a data source in wireless communication with a computing platform across a first communication channel, the data source including two or more sensors and generated sensor data;the computing platform comprising: a processor in communication with memory,a visual display in communication with the memory, the computing platform to receive the generated sensor data sent across the first communications channel and to dynamically assess sensor performance;the assessment further comprising: activation of a state classification application to cause the sensor data to display on the visual display and to enable connection to the data source;the state classification application to generate first state data from the sensor data in a first window on the visual display, wherein the first state data characterizes the sensor data; andthe first state data to activate a cognitive assessment module in a second window on the visual display when the first state data is outside of the predetermined parameters, and the cognitive assessment module to evaluate a cognitive state and generate cognitive state data from the evaluated cognitive state, wherein the first and second windows are concurrently displayed on the visual display. 2. The system of claim 1, further comprising the assessment to select an initial cognitive test from the cognitive assessment module based on a profile of the characterized first state data. 3. The system of claim 1, further comprising the assessment to correlate the cognitive state data with the characterized first state data and generate a combined feedback that specifies a combined state. 4. The system of claim 1, further comprising the assessment to receive quantitative input at the computing platform, wherein the input quantifies data selected from the group consisting of: sleep, nutrition, activity, and combinations thereof. 5. The system of claim 4, further comprising the processor to correlate the quantitative input with the cognitive state data and generate a combined feedback that specifies a combined state. 6. The system of claim 4, further comprising the processor to correlate the quantitative input with the cognitive state data and the first state data and generate a combined feedback that specifies a combined state. 7. The system of claim 1, further comprising the assessment to receive subjective input at the remote computer, wherein the input quantifies data selected from the group consisting of: fatigue, stress, mood, and combinations thereof. 8. The system of claim 7, further comprising the processor to correlate the quantified subjective input with the cognitive state data and generate a combined feedback that specifies a combined state. 9. The system of claim 3, further comprising the correlation to generate a profile based on a defined typical data range and to dynamically modify the profile based on the data selected from the group consisting of: first state data and the cognitive state data... | Anthrotronix, Inc. | A61B005/16 A61B005/11 A61B005/0205 A61B005/024 A61B005/08 A61B005/053 A61B005/01 A61B005/00
US09504420 | B2 | 2016-11-29 | Methods and arrangements for identifying dermatological diagnoses with clinically negligible probabilities | 2014-05-28 | Reference imagery of dermatological conditions is compiled in a crowd-sourced database (contributed by clinicians and/or the lay public), together with associated diagnosis information. A user later submits a query image to the system (e.g., captured with a smartphone). Image-based derivatives for the query image are determined (e.g., color histograms, FFT-based metrics, etc.), and are compared against similar derivatives computed from the reference imagery. This comparison identifies diseases that are not consistent with the query image, and such information is reported to the user. Depending on the size of the database, and the specificity of the data, 90% or more of candidate conditions may be effectively ruled-out, possibly sparing the user from expensive and painful biopsy procedures, and granting some peace of mind (e.g., knowledge that an emerging pattern of small lesions on a forearm is probably not caused by shingles, bedbugs, malaria or AIDS). A great number of other features and arrangements are also detailed. | 1. A method comprising: receiving first imagery depicting a part of a mammalian body that evidences a symptom of a possible pathological condition;processing the received imagery to derive one or more image parameter(s);searching a data structure for reference information, based on the derived image parameter(s);from the reference information, determining result information, said determining including identifying one or more particular pathological conditions that is inconsistent with the pathological condition evidenced by said depicted part of the body; andreporting, to a user, a name of at least one of said identified pathological conditions that is inconsistent with the pathological condition evidenced by said depicted part of the body. 2. The method of claim 1 in which the first imagery depicts said part of the body at a first time, and the method further includes: receiving second imagery depicting said part of the body at a second time, later than the first time;determining data about a change in said symptom between the first and second times, based on said first and second imagery; andusing said determined data in said identifying the one or more particular pathological conditions that is not the pathological condition evidenced by said depicted part of the body. 3. The method of claim 1 in which the processing comprises one or more of: determining, or performing, a color histogram, a blob analysis, and a frequency domain transformation. 4. The method of claim 1 in which the reference information includes multiple sets of reference data, each corresponding to a reported diagnosis of a pathological condition in a reference subject, and each including reference image-based information. 5. The method of claim 4 that further includes identifying plural candidate pathological conditions consistent with said received first imagery, and presenting a listing of said conditions to the user, ranked by probability. 6. A method comprising: receiving first imagery depicting a part of a mammalian body that evidences a symptom of a possible pathological condition;processing the received imagery to derive one or more image parameter(s);searching a data structure for reference information, based on the derived image parameter(s), the reference information including multiple sets of reference data, each corresponding to a reported diagnosis of a pathological condition in a reference subject, and each including reference image-based information;from the reference information, determining result information, said determining including identifying one or more particular pathological conditions that is inconsistent with the pathological condition evidenced by said depicted part of the body; andcommunicating at least some of the result information to a user, said communicating including identifying to the user at least one particular pathological condition that is inconsistent with the pathological condition evidenced by said depicted part of the body; an... | Digimarc Corporation | G06F009/00 A61B005/00 G06F019/00 G06T005/40 G06T007/00 G06T007/40 A61B005/103 G06F017/30 G10L019/018
US09486625 | B2 | 2016-11-08 | Method for treating benign prostate hyperplasia | 2015-02-23 | A method and apparatus for treating a condition in a patient such as BPH, irretractable infection, cyst, fibroid, or any mass such as prostate or breast cancer, skin cancer, melanoma, or any other soft tissue cancerous or benign mass, employs a unique, three-dimensional software-controlled electronic amplifier array using arbitrary waveforms that dynamically and proportionally steer electrical currents by using two or more current vector paths, sequentially or simultaneously, through a defined area containing electrically-conductive ionic solutions so as to obtain 100% thermal heating or hyperthermia through the defined area. The condition is treated or a mass is destroyed with a minimally-invasive treatment which requires no radiation or chemotherapy which could be harmful to the patient. | 1. A method of treating benign prostate hyperplasia (BPH) within a patient's body, which comprises positioning three or more electrode shafts comprising at least two electrode bands on each shaft in or around a patient's prostate gland to create a defined area;delivering signals that are DC arbitrary waveforms or AC arbitrary waveforms of a frequency of up to about 1 KHz to the electrode bands; andproportionately varying voltage amplitude and pulse-widths between the three or more electrode shafts to dynamically steer and focus ionic current vectors to the defined area to create and steer a hot zone in three dimensions within the defined area to resistively heat the defined area to alleviate BPH. 2. The method of claim 1, wherein three electrode shafts are used and each shaft has three electrode bands. 3. The method of claim 1, wherein the defined area is heated sufficiently to kill or inactivate cells within the defined area. 4. The method of claim 1, wherein the current vectors create a hot zone within the defined area which is the summation of intersecting current vectors to induce hyperthermia. 5. The method of claim 1, wherein the current vectors substantially and uniformly elevate the defined area to a temperature of from about 48° C. to about 50° C. 6. The method of claim 1, wherein the defined area and percentage of volume within the prostate is treated using 3 or 4 electrode shafts that define an energy field whereby the entire volume of tissue within the energy field defined by the electrodes is heated to systematically define an area to destroy or inactivate the cells contained within the defined area, thereby causing the area to scar down or atrophy or otherwise soften or lose its high tensile tone, which in turn reduces pressure on the urethra to alleviate symptoms of BPH. 7. The method of claim 6, wherein scarring down, atrophy, softening, or loss of high tensile tone of the prostate and alleviation of symptoms of BPH is accomplished without prescription drugs or surgery. 8. The method of claim 1 which comprises use of three or more electrode shafts, each electrode shaft having two or more platinum bands or contact points and each electrode having a thermal sensor. 9. The method of claim 1, wherein voltage amplitude and pulse-widths between electrodes can be proportionately varied to dynamically shift or steer current vectors anywhere in the defined area in three dimensions, without moving the electrodes, to ensure proper resistive heating. 10. The method of claim 1, wherein the ionic current vectors intersect to generate controlled and focused hyperthermia. 11. The method of claim 1, wherein ionic current vectors are electronically steered to uniformly elevate areas of the mass to a temperature of from about 48° C. to about 50° C. 12. The method of claim 1, wherein three or more electrode shafts with electrode bands will be capable of being inserted into holes within a grid block as a mechanical guide while an ultrasound... | MedAmp Electronics, LLC | A61F007/00 A61B018/14 A61N001/32 A61N001/28 A61B018/00 A61B005/01
US09486267 | B2 | 2016-11-08 | Cryogenic treatment systems | 2013-05-23 | Methods and apparatus for the treatment of a body cavity or lumen are described where a heated fluid and/or gas may be introduced through a catheter and into treatment area within the body contained between one or more inflatable/expandable members. The catheter may also have optional pressure and temperature sensing elements which may allow for control of the pressure and temperature within the treatment zone and also prevent the pressure from exceeding a pressure of the inflatable/expandable members to thereby contain the treatment area between these inflatable/expandable members. Optionally, a chilled, room temperature, or warmed fluid such as water may then be used to rapidly terminate the treatment session. | 1. A tissue treatment system, comprising: an elongate probe having a distal tip and a flexible length;at least one infusion lumen positioned through or along the elongate probe, wherein the infusion lumen defines one or more openings along its length;at least one delivery lumen slidingly positioned through or along the infusion lumen, wherein translation of the delivery lumen relative to the infusion lumen controls a number of unobstructed openings along the infusion lumen such that proximal retraction of the delivery lumen relative to the infusion lumen from a first location increases the number of unobstructed openings, and distal translation of the delivery lumen relative to the infusion lumen from the first location decreases the number of unobstructed openings; anda liner expandably enclosing the probe such that a cryoablative fluid introduced through the unobstructed openings is sprayed into contact with an interior surface of the liner and coats the interior surface. 2. The system of claim 1 wherein the elongate probe defines an exhaust lumen for an ablative fluid. 3. The system of claim 1 wherein the infusion lumen and delivery lumen are in fluid communication with one another. 4. The system of claim 1 wherein the one or more openings along the infusion lumen are defined opposite to one another along the infusion lumen. 5. The system of claim 1 wherein the delivery lumen comprises a Nitinol delivery tube slidingly positioned through the infusion lumen. 6. The system of claim 1 wherein the elongate probe defines a plurality of patterned slots along, an anterior or posterior surface. 7. The system of claim 6 wherein the elongate probe is configured to bend within a single plane via the plurality of patterned slots. 8. The system of claim 1 further comprising a reservoir of the cryoablative fluid in fluid communication with the delivery lumen. 9. The system of claim 1 wherein the cryoablative fluid comprises nitrous oxide. 10. The system of claim 1 wherein the elongate probe defines an active treatment portion near or at the distal tip. 11. The system of claim 1 further comprising a sheath assembly slidably positioned over the elongate probe. 12. The system of claim 11 wherein the sheath assembly comprises an inner sheath and an outer sheath defining an annular spacing or gap. 13. The system of claim 1 further comprising one or more transmitters an receivers positioned upon the elongate probe. 14. The system of claim 1 further comprising a pump in fluid communication with the liner interior. 15. The system of claim 14 further comprising a valve fluidly coupled to the pump and which is reconfigurable to divert positive and negative pressure from the pump to the liner interior. 16. The system of claim 1 further comprising one or more pressure sensors along the elongate probe. 17. The system of claim 1 wherein the liner comprises at least two tapered portions extending from the distal end of the elongate probe such that the tape... | Channel Medsystems, Inc. | A61B018/02 A61B018/04 A61B017/12 A61B005/01 A61B005/00 A61B017/00 A61B018/00
US09495743 | B2 | 2016-11-15 | Method and apparatus for automated placement of scanned laser capsulorhexis incisions | 2014-08-04 | Systems and methods are described for cataract intervention. In one embodiment a system comprises a laser source configured to produce a treatment beam comprising a plurality of laser pulses; an integrated optical system comprising an imaging assembly operatively coupled to a treatment laser delivery assembly such that they share at least one common optical element, the integrated optical system being configured to acquire image information pertinent to one or more targeted tissue structures and direct the treatment beam in a 3-dimensional pattern to cause breakdown in at least one of the targeted tissue structures; and a controller operatively coupled to the laser source and integrated optical system, and configured to adjust the laser beam and treatment pattern based upon the image information, and distinguish two or more anatomical structures of the eye based at least in part upon a robust least squares fit analysis of the image information. | 1. A method for locating a boundary of at least one anatomical structure of an eye of a patient comprising: providing image information pertinent to at least one anatomical structure of the eye;processing the image information to identify a first set of candidate edge locations for the at least one anatomical structure of the eye, the first set of candidate edge locations being disposed in a first boundary surface portion of the at least one anatomical structure,using a least-squares technique to fit a first mathematical surface model to the first set of the candidate edge locations,processing the image information based on proximity to the first mathematical surface model to identify a second set of candidate edge locations for the at least one anatomical structure, the second set of candidate locations being disposed in a second boundary surface portion of the at least one anatomical structure that is different from the first boundary surface portion, andusing a least-squares technique to fit a second mathematical surface model to the combined first and second sets of candidate edge locations; andlocating a boundary of the at least one anatomical feature based on the fit of the least-squares technique. 2. The method of claim 1, wherein the at least one anatomical structure comprises a cornea. 3. The method of claim 1, wherein the at least one anatomical structure comprises a sclera. 4. The method of claim 1, wherein the at least one anatomical structure comprises a limbus. 5. The method of claim 1, wherein the at least one anatomical structure comprises an iris. 6. The method of claim 1, wherein the at least one anatomical structure comprises a lens. 7. The method of claim 1, wherein the at least one anatomical structure comprises a lens capsule. 8. The method of claim 1, further comprising performing a series of three or more least squares least-squares fit analyses, and separately processing the image information to identify additional candidate edge locations so that a greater number of candidate edge locations are used in each successive least squares least-squares fit analysis. 9. The method of claim 1, wherein at least one of the first and second mathematical surface models is a spherical surface. 10. The method of claim 1, wherein at least one of the first and second mathematical surface models is an aspherical surface. 11. The method of claim 1, further comprising locating two or more boundaries between a corresponding three or more anatomical structures of the eye. 12. The method of claim 11, wherein the boundaries include the intersection between a cornea of the eye and a sclera of the eye. 13. The method of claim 11, wherein the boundaries include the intersection between a cornea of the eye and an iris of the eye. 14. The method of claim 11, wherein the boundaries include the intersection between a lens of the eye and an iris of the eye. 15. The method of claim 1, further comprising utilize one or more weighted candida... | Optimedica Corporation | G06T007/00 G06T007/60 A61F009/008 A61B003/107 A61B005/00
US10791959 | B2 | 2020-10-06 | Magnetic resonance apparatus and method for positioning an object on a patient positioning device within an isocenter of a magnetic resonance scanner | 2016-05-20 | A magnetic resonance apparatus has a scanner that has a patient receiving area, a position data acquisition unit, and a patient examination table of a patient positioning device. The table is movable within the patient receiving area. The position data acquisition unit detects a subarea, including an isocenter, of the patient receiving area, and provides position data to a speed regulating processor that regulates the speed of the table of patient positioning device depending on this position data. | 1. A magnetic resonance (MR) apparatus comprising: an MR data acquisition scanner having a patient receiving area therein, said patient receiving area having an isocenter;a patient positioning device having a patient examination table that is movable within said patient receiving area;a position data acquisition detector that is separate from the MR data acquisition scanner, the position data acquisition detector having a detection field of view, which includes said isocenter, in which said position data acquisition detector detects position data associated with an object that is positioned on a patient positioned on the patient examination table, the object being a physical ancillary unit associated with the MR apparatus that is separate from the patient, the object including a predetermined characteristic pattern formed thereon that is detectable by the position data acquisition detector; anda speed regulating processor, provided with detected position data from the position data acquisition detector, configured to regulate a speed of movement of said patient examination table in said patient receiving area dependent on said detected position data,wherein the predetermined characteristic pattern formed on the object indicates a center and an edge region of the physical ancillary unit associated with the MR apparatus. 2. An MR apparatus as claimed in claim 1 wherein said MR data acquisition scanner comprises a radio-frequency (RF) antenna that at least partially surrounds said patient receiving area and wherein said position data acquisition detector is situated on said RF antenna. 3. An MR apparatus as claimed in claim 2 wherein said RF antenna comprises a housing that also at least partially surrounds said patient receiving area, and wherein said position data acquisition detector is situated at a location relative to said housing selected from the group consisting of a location within said housing, and a location at a side of said housing facing away from said patient receiving area. 4. An MR apparatus as claimed in claim 2 wherein said RF antenna has a longitudinal extent along said MR data acquisition scanner, and wherein said position data acquisition detector is situated in a center of a direction of said longitudinal extent of said RF antenna. 5. An MR apparatus as claimed in claim 1 wherein said position data acquisition detector comprises at least one camera. 6. An MR apparatus as claimed in claim 5 wherein said at least one camera comprises a lens selected from the group consisting of a wide-angle lens and a fish eye lens. 7. An MR apparatus as claimed in claim 1, wherein said speed regulating unit is configured to regulate the speed of said patient examination table dependent on a distance of the object, as detected by said position data acquisition detector, relative to said isocenter. 8. An MR apparatus as claimed in claim 7 wherein said speed regulating processor is configured to regulate said speed of said patient examinat... | Siemens Healthcare GmbH | A61B005/055 A61B005/00 G01R033/28 G01R033/30 G06T007/00 G01R033/54
US09498623 | B2 | 2016-11-22 | Rehabilitation system | 2015-02-04 | A rehabilitation system that assists an action of a paretic arm due to brain damage, such as a stroke, includes: a detecting unit configured to detect an assist action that a healthy arm assists the paretic arm; an assist unit configured to cause the paretic arm to carry out bending and stretching actions; an adjustment unit configured to adjust an operation timing, operation speed, bending load or stretching load of the assist unit in response to detection of the assist action by the detecting unit; and a control unit configured to cause the assist unit to operate in accordance with the operation timing, operation speed, bending load or stretching load, adjusted by the adjustment unit. | 1. A rehabilitation system that assists an action of a paretic arm due to brain damage, the rehabilitation system comprising: a detecting unit configured to detect an assist action as that of a paretic arm as it is being assisted by a healthy arm;an assist unit configured to cause the paretic arm to carry out bending and stretching actions;an adjustment unit configured to adjust an operation timing, operation speed, bending load or stretching load of the assist unit in response to detection of the assist action by the detecting unit; anda control unit configured to cause the assist unit to operate in accordance with the operation timing, operation speed, bending load or stretching load, adjusted by the adjustment unit. 2. The rehabilitation system according to claim 1, wherein the detecting unit is configured to detect support of a forearm of the paretic arm or a hand of the paretic arm by a hand of the healthy arm. 3. The rehabilitation system according to claim 2, wherein the detecting unit includes a first wearing device and a second wearing device, the first wearing device is worn on the hand of the healthy arm, the second wearing device is worn on the forearm of the paretic arm or the hand of the paretic arm, and the detecting unit is configured to detect the assist action through contact of the first wearing device with the second wearing device or pressing of the first wearing device against the second wearing device. 4. The rehabilitation system according to claim 1, further comprising: a myoelectric sensor configured to detect a myoelectric potential of the paretic arm; andan output unit configured to inform that the myoelectric potential has been detected by the myoelectric sensor. 5. The rehabilitation system according to claim 4, wherein the assist unit is a myoelectric stimulation device, andthe myoelectric stimulation device is configured to stimulate the paretic arm in accordance with the myoelectric potential detected by the myoelectric sensor or a muscle synergy calculated based on the myoelectric potential detected by the myoelectric sensor. 6. The rehabilitation system according to claim 4, wherein the output unit is configured to display a video image of movement of the paretic arm in response to detection of the myoelectric potential by the myoelectric sensor or a muscle synergy calculated based on the myoelectric potential detected by the myoelectric sensor. 7. The rehabilitation system according to claim 4, wherein the output unit is configured to display, through a head-worn display, the myoelectric potential detected by the myoelectric sensor or a muscle synergy calculated based on the myoelectric potential detected by the myoelectric sensor and a video image of movement of the paretic arm in a superimposed manner. 8. The rehabilitation system according to claim 4, wherein the adjustment unit is configured to adjust the operation timing, operation speed, bending load or stretching load of the assist unit in respons... | TOYOTA JIDOSHA KABUSHIKI KAISHA | A61N001/36 A61B005/0488 A61B005/11 A61B005/00 A61H001/02
US09510383 | B2 | 2016-11-29 | System and method of associating devices based on actuation of input devices and signal strength | 2014-10-02 | Various operations may be performed based on a distance-related function associated with two or more devices. For example, an association procedure for two or more devices may be based on one or more determined distances. Similarly, presence management may be based on one or more determined distances. A distance-related function may take various form including, for example, a distance between devices, two or more distances between devices, a rate of change in a relative distance between devices, relative acceleration between devices, or some combination of two or more of the these distance-related functions. | 1. A method of associating a mobile device with a medical device, comprising: actuating a first input device of the medical device;transmitting at least one signal by the medical device to the mobile device;actuating a second input device of the mobile device at substantially the same time as, or within a defined time interval after or before, the actuation of the first input device of the medical device;determining, by the mobile device, a plurality of indications of signal strengths of the at least one signal transmitted by the medical device; andperforming an association procedure between the mobile device and the medical device based on the plurality of indications. 2. The method of claim 1, further comprising performing an authentication procedure between the mobile device and the medical device. 3. The method of claim 2, wherein the authentication procedure comprises receiving, by the mobile device, credential information associated with the medical device, wherein performing the authentication procedure between the mobile device and the medical device is further based on the credential information. 4. The method of claim 2, wherein the authentication procedure comprises receiving, by the mobile device, biometric information associated with the medical device, wherein performing the authentication procedure between the mobile device and the medical device is further based on the biometric information. 5. The method of claim 1, wherein the association procedure comprises establishing application-level communication between the mobile device and the medical device. 6. The method of claim 5, wherein the application-level communication comprises biometric information. 7. The method of claim 1, wherein the medical device comprises a biometric sensor. 8. The method of claim 1, wherein the medical device is configured to monitor a heart rate of a user. 9. The method of claim 1, wherein the medical device is configured to generate electrocardiogram (EKG) information associated with a user. 10. The method of claim 1, wherein the first input device of the medical device comprises a switch. 11. The method of claim 1, wherein the second input device of the mobile device comprises a switch. 12. A communication system, comprising: a medical device, comprising: a first input device; anda transmitter configured to transmit at least one signal in response to an actuation of the first input device; anda mobile device, comprising: a second input device configured to be actuated at substantially the same time as, or within a defined time interval after or before, the actuation of the first input device of the medical device;an indication generator configured to generate a plurality of indications of signal strengths of the at least one signal transmitted by the medical device; andan association processor configured to perform an association procedure of the mobile device with the medical device based on the plurality of indications. 13. The communi... | QUALCOMM Incorporated | H04B007/00 H04W076/02 G01S013/76 H04W004/02 H04L029/08 H04L029/06 H04W012/06 A61B005/00 A61B005/0404 H04B005/00 G01S013/02 G01S013/28 H04W004/00 H04W008/00
US10388414 | B2 | 2019-08-20 | Multi-parameter diabetes risk evaluations | 2016-05-03 | Methods, systems and circuits evaluate a subject's risk of developing type 2 diabetes or developing or having prediabetes using at least one defined mathematical model of risk of progression that can stratify risk for patients having the same glucose measurement. The model may include NMR derived measurements of GlycA and a plurality of selected lipoprotein components of at least one biosample of the subject. | 1. A method of evaluating a subject's risk of developing type 2 diabetes and/or of having prediabetes, comprising: providing at least one in vitro biosample from a subject;performing Nuclear Magnetic Resonance on at least one in vitro biosample obtaining at least one NMR spectrum of the biosample;programmatically calculating, using at least one processor, a diabetes risk index score of a subject using at least one defined mathematical model of risk of developing type 2 diabetes that includes at least one lipoprotein component, at least one branched chain amino acid, and inflammatory biomarker GlycA obtained from the at least one in vitro biosample,wherein the diabetes risk index score has a defined numerical range. 2. The method of claim 1, further comprising programmatically defining at least two different mathematical models of risk of developing type 2 diabetes, the at least two different mathematical models including one for subjects on a statin therapy that includes lipoprotein component that are statin insensitive and one for subjects not on a statin therapy. 3. The method of claim 1, further comprising programmatically defining at least two different mathematical models of risk of developing type 2 diabetes, the at least two different mathematical models with different lipoprotein components including one for fasting biosamples, and one for non-fasting biosamples. 4. The method of claim 1, wherein the at least one defined mathematical model of risk includes NMR derived measurements of a plurality of selected lipoprotein components of the at least one biosample of the subject, and NMR measurements of GlycA. 5. The method of claim 1, wherein the defined mathematical risk model includes only NMR derived measurements of a subject's in vitro blood plasma or serum biosample. 6. The method of claim 1, further comprising, before the programmatic calculation, placing a blood plasma or serum sample of the subject in an NMR spectrometer;deconvolving the obtained at least one NMR spectrum; andcalculating NMR derived measurements of GlycA and a plurality of selected lipoprotein parameters based on the deconvolved at least one NMR spectrum. 7. The method of claim 6, wherein the calculating step is carried out to also calculate a measurement of branched chain amino acid valine. 8. The method of claim 1, further comprising measuring the fasting blood plasma or serum glucose value of the subject. 9. The method of claim 8, wherein the method further comprises programmatically generating a report that identifies a respective subject as at risk of developing prediabetes if a fasting blood plasma or serum glucose value is between about 90-99 mg/dl and the diabetes risk index is in a fourth quartile or fifth quintile of a population norm. 10. The method of claim 8, wherein the diabetes risk index score has a defined numerical range, and wherein the method further comprises programmatically generating a report that identifies a respective subject as at ... | LipoScience, Inc. | G01N033/48 G01N033/50 G16H050/30 G06F019/00 G01R033/46 G06F017/10 A61B005/055 G01N024/08 G01R033/465 A61B005/00 G16H050/50
US09489816 | B2 | 2016-11-08 | Portable patient monitoring system profile switchover | 2012-07-31 | Portable patient monitoring systems are provided that include profiles that can be selectively overwritten with profiles stored in or otherwise accessible by docking stations that can mate with the portable patient monitoring systems. Related apparatus, systems, techniques and articles are also described. | 1. A system comprising: a portable patient monitoring system to couple to at least one physiological sensor measuring physiological attributes of a patient, the portable patient monitoring system comprising a display to display data characterizing the measured physiological attributes, at least one data processor, and memory for storing at least one profile specifying settings for a plurality of operational parameters of the patient monitoring system, the portable patient monitoring system configured to dock with a docking station, the docking station comprising memory for storing at least one profile specifying settings for a plurality of operational parameters of a patient monitoring system; wherein in response to detection of a docking event, and without human intervention: the profile stored in the memory of the portable patient monitoring system is overwritten with the profile stored in the memory of the docking station when the patient monitoring system is docked to the docking station and when certain conditions are not met, andthe profile stored in the memory of the patient monitoring system continues to be used by the patient monitoring system when the patient monitoring system is docked to the docking station and when the certain conditions are met;wherein the docking event is a power cycle by one or more of the portable patient monitoring system or the docking station. 2. A system as in claim 1, further comprising the docking station. 3. A system as in claim 1, wherein each profile comprises a profile identification (ID) that includes a profile checksum and a profile name. 4. A system as in claim 1, wherein each profile comprises a profile identification (ID) that includes a unique identifier. 5. A system as in claim 4, wherein the unique identifier is selected from a group consisting of: a globally unique identifier, a concatenation of two or more values, and a hash of one or more values. 6. A system as in claim 3, wherein the profile name comprises a unique identifier corresponding to the docking station. 7. A system as in claim 3, wherein the certain conditions are met when the profile ID of the docking station matches the profile ID of the patient monitoring system. 8. A system as in claim 1, wherein the display provides a visual indication when the profile stored in the memory of the portable patient monitoring system is overwritten with the profile stored in the memory of the docking station. 9. A system as in claim 8, wherein the portable patient monitoring system comprises an interface that provides a prompt seeking user-generated input to approve the overwriting of the profile in the portable patient monitoring system with the profile stored in the memory of the docking station. 10. A system as in claim 1, wherein one or more of the portable patient monitoring system and the docking station stores two or more profiles. 11. A system as in claim 10, wherein contextual data is used to determine which of the two or more ... | Drägerwerk AG & Co. KGaA | G08B001/08 G08B021/02 G06F019/00 A61B005/0205 G06F001/16 A61B005/00
US09733460 | B2 | 2017-08-15 | Method and apparatus for microscopic imaging | 2015-01-07 | Apparatus and method for facilitating a microscopic imaging of at least one anatomical structure can be provided. For example, with a spectrally-encoded confocal microscopy (SECM) system, it is possible to provide at least one first electro-magnetic radiation to the anatomical structure(s). In addition, a mobile device can be provided which can communicate with the SECM system. The mobile device can have a sensor arrangement, and with such sensor arrangement, it is possible to receive at least one second electro-magnetic radiation that is based on the first radiation(s) from at least one section of the SECM system. The mobile device can further include a computer arrangement, with which it is possible to display at least one portion of the anatomical structure(s) as a microscopic image based on the second radiation(s) received by the sensor arrangement. | 1. An apparatus for facilitating a microscopic imaging of at least one anatomical structure, comprising: a spectrally-encoded confocal microscopy (SECM) system configured to provide at least one first electro-magnetic radiation to the at least one anatomical structure; anda mobile device communicating with the SECM system, and including a sensor arrangement that is configured to receive at least one second electro-magnetic radiation that is based on the at least one first electro-magentic radiation from at least one section of the SECM system, the mobile device further including a computer arrangement which is configured to display at least one portion of the at least one anatomical structure as a microscopic image based on the at least one second radiation received by the sensor arrangement,wherein the at least one first electro-magnetic radiation is originated from a radiation source residing in the mobile device. 2. The apparatus according to claim 1, wherein the microscopic image is a confocal image of the at least one portion. 3. The apparatus according to claim 1, wherein the SECM system includes an optical arrangement which facilitates a motionless scan of the at least one anatomical structure via the at least one first electro-magnetic radiation. 4. The apparatus according to claim 1, wherein the SECM system includes a relay optical arrangement which facilitates a transmission of the at least one second radiation to the sensor arrangement. 5. The apparatus according to claim 1, wherein the SECM system includes an internal energy storage arrangement. 6. The apparatus according to claim 1, further comprising a waveguide arrangement provided between the SECM system and the at least one anatomical structure. 7. The apparatus according to claim 6, wherein the waveguide arrangement is configured to (i) forward the at least one first electro-magnetic radiation to the at least one anatomical structure, and (ii) receive the at least one second electro-magnetic radiation from the at least one anatomical structure. 8. The apparatus according to claim 1, further comprising first and second waveguide arrangements provided between the SECM system and the at least one anatomical structure. 9. The apparatus according to claim 8, wherein the first waveguide arrangement is configured to forward the at least one first electro-magnetic radiation to the at least one anatomical structure, and the second waveguide arrangement is configured to receive the at least one second electro-magnetic radiation from the at least one anatomical structure. 10. The apparatus according to claim 1, wherein the SECM system comprises an optical configuration that focuses the at least one first electro-magnetic radiation toward the at least one anatomical structure. 11. The apparatus according to claim 1, wherein the SECM system comprises an optical configuration that focuses the at least one first electro-magnetic radiation directly unto the at least one anatomical str... | The General Hospital Corporation | H04M001/215 G02B021/00 A61B005/00 A61B003/10 G01N021/47 G02B023/24
US09492082 | B2 | 2016-11-15 | Optical image measuring apparatus, image displaying apparatus and image displaying method | 2013-03-08 | An optical system splits light into signal light and reference light and detects interference light between scattered light of signal light from living body and reference light. A scanner performs first scan in which first cross section that intersects interested blood vessel is repeatedly scanned with signal light. An image forming part forms first cross sectional image expressing chronological variation of morphology of first cross section and phase image expressing chronological variation of phase difference based on detection results of interference light acquired during first scan. A blood vessel region specifying part specifies blood vessel region corresponding to interested blood vessel for first cross sectional image and phase image. A blood flow information generator generates blood flow information related to interested blood vessel based on blood vessel region of first cross sectional image and chronological variation of phase difference within blood vessel region of phase image. | 1. An optical image measuring apparatus, comprising: an optical system configured to split light from a light source into signal light and reference light, and detect interference light between scattered light of the signal light from a living body and the reference light having traveled by way of a reference optical path;a scanner configured to carry out a first scan in which a first cross section that intersects an interested blood vessel in the living body is repeatedly scanned with the signal light;an image forming part configured to form a first cross sectional image that expresses chronological variation of morphology of the first cross section and a phase image that expresses chronological variation of phase difference based on the detection results of the interference light acquired by the optical system during the first scan;a blood vessel region specifying part configured to specify a blood vessel region corresponding to the interested blood vessel for each of the first cross sectional image and the phase image; anda blood flow information generating part configured to generate blood flow information related to the interested blood vessel based on the blood vessel region of the first cross sectional image and the chronological variation of phase difference within the blood vessel region of the phase image. 2. The optical image measuring apparatus of claim 1, wherein the scanner carries out a second scan in which a second cross section that intersects the interested blood vessel and is located in the vicinity of the first cross section is scanned with the signal light,the image forming part forms a second cross sectional image that expresses morphology of the second cross section based on the detection results of the interference light acquired by the optical system during the second scan,the blood vessel region specifying part specifies a blood vessel region corresponding to the interested blood vessel in the second cross sectional image, andthe blood flow information generating part generates the blood flow information based on the distance between the first cross section and the second cross section, the blood vessel region of the first cross sectional image, the blood vessel region of the second cross sectional image, and the chronological variation of phase difference. 3. The optical image measuring apparatus of claim 2, wherein the blood flow information generating part comprises a gradient calculating part configured to calculate gradient of the interested blood vessel at the first cross section based on the distance, the blood vessel region of the first cross sectional image and the blood vessel region of the second cross sectional image, and generates the blood flow information based on calculation result of the gradient and the chronological variation of phase difference. 4. The optical image measuring apparatus of claim 3, wherein the second cross section includes a cross section located in the upstream of the interested bl... | KABUSHIKI KAISHA TOPCON National University Corporation ASAHIKAWA MEDICAL UNIVERSITY | A61B005/00 A61B003/12 G06T011/60 A61B005/0285 A61B005/026 A61B003/10 G01N021/47
US10010259 | B2 | 2018-07-03 | EMG circuit | 2015-05-01 | According to one aspect of the present disclosure, an electromyography (EMG) circuit comprises a difference circuit, rectification circuit, offset removal circuit, and integration circuit. The difference circuit is configured to create an EMG signal based on a difference between two action potential voltages. Creation of the EMG signal introduces a voltage offset, not already present in the action potential voltages, that centers the EMG signal about a non-zero voltage. The rectification circuit is connected to the difference circuit and is configured to rectify the EMG signal about the non-zero voltage to create a rectified EMG signal. The offset removal circuit is configured to remove the voltage offset from the rectified EMG signal to create an adjusted EMG signal. The integration circuit is connected to the offset removal circuit and is configured to integrate the adjusted EMG signal to produce a first EMG output signal for a client device. | 1. An electromyography (EMG) circuit comprising: a difference circuit comprising an operational amplifier coupled to two action potential voltages and configured to create an EMG signal based on a difference between the two action potential voltages, wherein creation of the EMG signal introduces a voltage offset, not already present in the action potential voltages, that centers the EMG signal about a non-zero voltage;a rectification circuit connected to the difference circuit and configured to rectify the EMG signal about the non-zero voltage to create a rectified EMG signal;an offset removal circuit connected to the rectification circuit and configured to remove the voltage offset from the rectified EMG signal to create an adjusted EMG signal; andan output circuit connected to the offset removal circuit and configured to produce a first EMG output signal for a client device based on the adjusted EMG signal, wherein the first EMG output signal is an EMG envelope signal. 2. The EMG circuit of claim 1, wherein a power supply that powers the EMG circuit provides a voltage Vs to the EMG circuit, and wherein the non-zero voltage about which the rectification circuit rectifies the EMG signal is Vs/2. 3. The EMG circuit of claim 1, comprising an output that provides the EMG signal, prior to the rectification, as a second EMG output signal to the same or another client device. 4. The EMG circuit of claim 1: wherein the voltage offset introduced by the difference circuit is a first voltage offset;wherein the action potential voltages include a second voltage offset prior to the creation of the EMG signal; andwherein the EMG circuit comprises an additional offset removal circuit configured to remove the second voltage offset from the EMG signal prior to the rectification. 5. The EMG circuit of claim 4, wherein the additional offset removal circuit is a high-pass filter. 6. The EMG circuit of claim 1, comprising a light-emitting diode (LED) configured such that the first EMG output signal passes through the LED, and a luminance of the LED varies based on an amplitude of the first EMG output signal. 7. The EMG circuit of claim 1, wherein the EMG circuit comprises: a circuit board that supports one or more of the difference circuit, rectification circuit, offset removal circuit, and output circuit, the circuit board having first and second openings that are spaced apart from each other on the circuit board, wherein the circuit board lies within a first plane;a first electrode receptacle sized to receive a corresponding first electrode extension, the first electrode receptacle comprising an inlet having a centerline that extends through the first electrode receptacle and is perpendicular to the first plane;a second electrode receptacle sized to receive a corresponding second electrode extension, the second electrode receptacle comprising an inlet having a centerline that extends through the second electrode receptacle and is perpendicular to the first p... | ADVANCER TECHNOLOGIES, LLC | A61B005/04 A61B005/0488 A61B005/00 A61B005/0492
US09504418 | B2 | 2016-11-29 | Allergy testing device and method of testing for allergies | 2015-04-17 | An allergy testing system comprises a skin test device having a grip portion for holding the device. One or more legs extend from the grip, and each leg is oriented to interact with a well containing a potential allergen. Each leg has a test head, and each test head has a plurality of elongated spike members. The elongated spike members have a sharp end configured to receive the potential allergen from a well and to puncture a patient's skin. In addition, each test head has at least one touch activator. The touch activator is longer than the plurality of elongated spike members, such that during an allergy test, the touch activator comes into contact with the skin prior to the elongated spike members, causing the touch activators to activate nerve tissue that blocks transmission of pain, resulting in a reduction of pain and/or discomfort during testing. | 1. An allergy testing system comprising: a tray comprising: a plurality of wells containing test solutions;at least one guide tab;a skin test device comprising: an elongated grip portion for holding the device;an extension from the elongated grip portion; anda plurality of legs extending from the grip portion, the plurality of legs spaced and oriented to interact with the plurality of wells of the tray containing test solutions; wherein each of the plurality of legs has a test head, each test head comprising a plurality of elongated spikes each having a sharp end configured to receive the test solution from a well and to puncture skin to deliver the test solution, each test head further comprising at least one touch activator, wherein the touch activator is longer than the plurality of elongated spikes and the plurality of elongated spikes are arranged circumferentially around the touch activator to cause the touch activators to activate nerve tissue that suppresses transmission of pain, resulting in a reduction of pain during testing and the plurality of legs being configured such that the test heads maintain the same spacing during testing;wherein each of the plurality of wells has a reservoir sized and oriented to receive a test head. 2. The allergy testing system of claim 1, wherein both the touch activator and the plurality of elongated spikes are configured to come into contact with the test solutions and are configured to receive the test solutions by capillary attraction. 3. The allergy testing system of claim 1, wherein the skin test device is formed rigid to maintain the same spacing between each of the plurality of legs during testing. 4. The allergy testing system of claim 1, wherein the touch activator is longer than the plurality of elongated spikes and the skin test device is configured to provide uniform pain management across the skin. 5. The allergy testing system of claim 1, wherein the test heads are configured to provide uniform penetration of the elongated spikes on the skin. 6. The allergy testing system of claim 1, wherein the spacing between the elongated spikes and the touch activator is configured to remain constant. 7. A skin test device comprising: an elongated grip portion for holding the device;an extension from the elongated grip portion;a plurality of legs extending from the grip portion, the plurality of legs spaced and oriented to interact with a plurality of wells containing test solutions; wherein each of the plurality of legs has a test head comprising a plurality of elongated spikes and at least one touch activator; andwherein the plurality of elongated spikes are arranged circumferentially around the at least one touch activator and the touch activator is longer than the plurality of elongated spikes. 8. The skin test device of claim 7 wherein the skin test device is formed rigid. 9. The skin test device of claim 7, wherein both the touch activator and the plurality of elongated spikes are configure... | Lincoln Diagnostics, Inc. | A61B005/00
US11116449 | B2 | 2021-09-14 | Catheter shaft with electrically-conductive traces | 2015-01-28 | Methods of manufacturing and assembling a catheter shaft may include depositing electrical traces on an interior surface of the shaft of the catheter, rather than using separate wires, forming a bore in a sensor, and electrically coupling the sensor to the trace through a bore in the sensor. | 1. A method of manufacturing a shaft for an elongate medical device, the shaft defining a longitudinal axis, the method comprising: applying axial tension to an interior structure;depositing an electrically-conductive trace on the interior structure after applying axial tension;releasing said axial tension after depositing the electrically-conductive trace;placing an electrically-insulative tube over the interior structure;placing a sensor radially-outward of the electrically-insulative tube and the interior structure, wherein the sensor is a band electrode;forming a constant diameter bore hole in the sensor and in the electrically-insulative tube, the bore hole extending orthogonal relative to the longitudinal axis; andelectrically coupling the sensor with the electrically-conductive trace through the bore by filling the bore with an electrically-conductive adhesive. 2. The method of claim 1, wherein the interior structure comprises an inner tube. 3. The method of claim 1, further comprising depositing a circumferential contact pad on the interior structure, wherein a portion of the bore is longitudinally coincident with the contact pad. 4. The method of claim 1, wherein depositing the electrically-conductive trace comprises one or more of electroplating, electrografting, chemical-vapor deposition, and printing electrically-conductive ink. 5. The method of claim 1, wherein depositing the electrically-conductive trace comprises: coating an entire circumference of a longitudinal section of said interior structure with a layer of electrically-conductive material; andpatterning the layer of electrically-conductive material to remove material not included in the trace. 6. A method of manufacturing a shaft for an elongate medical device, the shaft defining a longitudinal axis, the method comprising: depositing an electrically-conductive trace on an interior structure;placing an electrically-insulative tube over the interior structure;placing a sensor radially-outward of the interior structure and said electrically-insulative tube, wherein the sensor is a rounded tip electrode;forming a constant diameter bore in the sensor and the electrically-insulative tube; andelectrically coupling the sensor with the electrically-conductive trace through the bore;wherein depositing the electrically-conductive trace comprises: coating an entire circumference of a longitudinal section of said interior structure with a layer of electrically-conductive material;patterning the layer of electrically-conductive material to remove material not included in the trace; andphysically coupling the tip electrode with the interior structure via an electrically-conductive adhesive. 7. The method of claim 6, wherein electrically coupling the sensor with the electrically-conductive trace comprises filling the bore with the electrically-conductive adhesive. 8. The method of claim 6, wherein the interior structure comprises an inner tube. 9. A method of manufacturing a shaft f... | St. Jude Medical, Cardiology Division, Inc. | A61B005/00 A61B018/14 A61N001/05 A61B005/287 A61B017/00 A61B018/00 A61M025/00 A61B090/00
US09486619 | B2 | 2016-11-08 | Interconnect devices, systems, and methods for bridging electronic devices | 2015-02-11 | One aspect of the present disclosure can include an interconnect system for bridging electrical contacts. The system can include a first electrical contact, a second electrical contact, and an interconnect device that is coupled to and extends between the first and second electrical contacts. The interconnect device can include a flexible bridge and a non-linear conductive transmission line. The flexible bridge can have a length and an outer surface. The non-linear conductive transmission line can extend along, and encircle at least a portion of, the length of the bridge such that the non-linear conductive transmission line electrically connects the first electrical contact with the second electrical contact. | 1. An interconnect device comprising: a flexible bridge having a length and an outer surface and comprising a main body portion extending between oppositely disposed first and second ends, each of the first and second ends configured for connection to an electrical contact; anda non-linear conductive transmission line extending along, and encircling at least a portion of, the length of the bridge;wherein, upon the connection, the main body portion is configured to be freely suspended between the electrical contacts. 2. The device of claim 1, wherein the flexible bridge is hollow. 3. The device of claim 1, wherein the flexible bridge has a tubular configuration. 4. The device of claim 1, wherein the flexible bridge is made of silicone. 5. The device of claim 1, wherein the non-linear conductive transmission line is a microwire. 6. The device of claim 5, wherein the microwire is made of at least one of aluminum, copper or gold. 7. The device of claim 5, wherein the microwire has a diameter of between about 20 μm to about 75 μm. 8. The device of claim 1, wherein the non-linear conductive transmission line has a helical shape. 9. The device of claim 8, wherein at least a portion of the non-linear conductive transmission line is in direct contact with the outer surface of the flexible bridge. 10. The device of claim 8, wherein the non-linear conductive transmission line is radially spaced apart from, and free from direct contact with, the outer surface of the flexible bridge. 11. An interconnect system for bridging electrical contacts, the system comprising: a first electrical contact;a second electrical contact; andan interconnect device coupled to and extending between the first and second electrical contacts, the interconnect device comprising: a flexible bridge having a length and an outer surface and comprising a main body portion extending between oppositely disposed first and second ends, each of the first and second ends coupled to a respective electrical contact, wherein the main body portion is freely suspended between the first electrical contact and the second electrical contact; anda non-linear conductive transmission line extending along, and encircling at least a portion of, the length of the bridge such that the non-linear conductive transmission line electrically connects the first electrical contact with the second electrical contact. 12. The system of claim 11, being sufficiently flexible such that upon bending or deformation, the interconnect device bends or deforms with the rest of the system so that the electrical connection between the first and second electrical contacts is not broken. 13. The system of claim 11, wherein the flexible bridge is made of silicone. 14. The system of claim 11, wherein the non-linear conductive transmission line is a helical microwire. 15. The system of claim 11, wherein at least a portion of the non-linear conductive transmission line is in direct contact with the outer surface of the ... | Case Western Reserve University | A61B005/04 A61N001/00 A61N001/05 H01R013/56 A61N001/36 H05K001/14
US20160317080 | A1 | 2016-11-03 | VEIN IMAGING ILLUMINATOR | 2015-04-29 | A system for locating a patient's veins includes an illuminator configured to emit a conical beam for illuminating a target area of the patient and contrast between veins and surrounding tissue. The illuminator can be a short-wave infrared (SWIR) laser with a lens optic coupled to the SWIR laser for shaping the beam into a conical profile. The illuminator can be a visible light source with a reflective optic coupled to a filter configured to allow SWIR wavelengths therethrough. | 1. A system for locating a patient's veins, comprising: an illuminator configured to emit a conical beam for illuminating a target area of the patient to contrast between veins and surrounding tissue. 2. The system of claim 1, wherein the illuminator is a short-wave infrared (SWIR) laser. 3. The system of claim 2, further comprising a lens optic coupled to the SWIR laser for shaping the beam into a conical profile. 4. The system of claim 2, wherein the SWIR laser is tuned to illuminate wavelength at a range from 0.9 μm and 1.7 μm. 5. The system of claim 1, wherein the illuminator is a visible light source with a reflective optic. 6. The system of claim 5, further comprising a filter coupled to the light source configured to allow SWIR wavelengths therethrough. 7. The system of claim 1, wherein the light source illuminates the target area with a substantially uniform beam. 8. The system of claim 1, wherein the conical beam is angled 50° with the target area. 9. The system of claim 1, wherein the illuminator is a handheld, portable device. 10. A method for locating a patient's veins, the steps: illuminating a target area of the patient with a conical beam using an illuminator;receiving reflected illumination from the target area at an illumination sensor; anddisplaying a contrast between veins and surrounding tissue through an imaging system. 11. The method of claim 10, further comprising illuminating the target area with a SWIR laser. 12. The method of claim 11, further comprising transmitting the laser beam through a lens optic to generate the conical beam profile. 13. The method of claim 10, further comprising illuminating the target area with a visible light source and reflective optic for attaining the conical beam. 14. The method of claim 13, further comprising transmitting the conical beam through a SWIR filter. | SENSORS UNLIMITED, INC. | A61B005/00
US09498136 | B2 | 2016-11-22 | Classification of tumor tissue with a personalized threshold | 2012-04-10 | The present invention deals with discrimination of malignant tissue from normal and benign tissue in a single patient on the basis of optical spectroscopic measurements. Starting from spectroscopic measurements in normal tissue, reference values are obtained for the normal class. With spectroscopic measurements in other tissues data points can be assigned to new class(es) when the spectral characteristics fall outside a threshold defining the reference class. Thresholds between different classes can also be defined. Finding (the transition to) malignant tissue is based on comparing the spectroscopic values to the classification threshold discriminating normal and benign versus malignant tissue. Thus, the basis of normal spectroscopic measurements is tuned to the individual patient characteristic. Discriminating the normal plus benign and malignant from that reference is more efficient compared to the reference of the all patient database. | 1. A system for obtaining at least one patient specific threshold for discrimination among different tissue types within a patient, the system comprising: an optical probe configured to obtain light measurements at one or more positions in tissue of a patient;a means for confirming said optical probe is positioned to obtain light measurements at one or more positions in patient tissue of a first tissue type; anda console arranged configured to: spectrally analyze light measurements obtained by the optical probe at said one or more positions in patient tissue of the first tissue type,calculate predetermined spectral characteristics for the patient tissue of the first tissue type derived from fits of the spectrally analyzed light measurements obtained by the optical probe at said one or more positions in patient tissue of the first tissue typedefine patient specific first tissue type data points in a score plot of a multivariate statistical analysis to form a patient specific first tissue type class as a first tissue type class on a basis of the calculated predetermined spectral characteristics for the patient tissue of the first tissue type,define a first patient specific threshold on the score plot for the first tissue type class by using (1) the calculated predetermined spectral characteristics for the patient tissue of the first tissue type as a reference tissue of the first tissue type class and (2) intra-patient a priori knowledge of the predetermined characteristics for the first tissue type and/or other tissue types relative to the first tissue type,spectrally analyze further light measurements obtained by the optical probe at another position in patient tissue,calculate the predetermined spectral characteristics for the further light measurements derived from fits of the spectrally analyzed further light measurements obtained by the optical probe at said another position in patient tissue,define data points for the further light measurements in the score plot on a basis of the calculated predetermined spectral characteristics for the further light measurements,test whether the data points for the further light measurements fall outside the first patient specific threshold in said score plot, anddefine a patient specific second tissue type class as a second tissue type class on the basis of the calculated predetermined spectral characteristics for the further light measurements if the data points for the further light measurements fall outside the first patient specific threshold in said score plot. 2. The system according to claim 1, wherein said predetermined spectral characteristics comprise absorption and scattering characteristics. 3. The system according to claim 1, wherein said predetermined spectral characteristics comprise fluorescence characteristics. 4. The system according to claim 1, wherein said different tissue types comprise different normal types of tissue, or normal and diseased tissue; or normal and tumor tissue, or no... | Koninklijke Philips N.V | A61B005/00 A61B001/00 G01N021/64
US10524738 | B2 | 2020-01-07 | Noninvasive sensor system with visual infographic display | 2016-05-04 | A sensor system for obtaining and displaying information relating to physiological parameters, such as Total Hemoglobin and Pulse rate for use by a user such as an athlete. The system can present the measured physiological parameters to the user in a useful way. For example the system can display a visual multi quadrant infographic display, which can present the total hemoglobin values measured by the system in a particular season. The system can also display a visual elevation infographic display, which can present a comparison of the total hemoglobin values measured by the system over a period of time and/or at various altitudes. The system can also display a visual yin-yang infographic display, which can present a comparison of one or more metrics calculated by the system or one or more parameters measured by the system. The system can provide useful information about the user's health and/or well-being and allow the user to quickly and easily view and interpret relevant information. | 1. A system configured to assist a user in improving physiological performance during exercise by monitoring total hemoglobin measurements over a range of circumstances and providing user data in a useful way for user use, the system comprising: a non-invasive physiological sensor and hardware processor configured to obtain user physiological data and elevation data over a period of time, wherein the user data comprises a plurality of total hemoglobin measurements obtained at a plurality of elevations relative to sea level;a database configured to store the user data; anda user interface generated by a system having one or more hardware processors and one or more servers, wherein the user interface is configured to display a first total hemoglobin measurement of the plurality of total hemoglobin measurements, and provide in a graphical presentation, an indication of the first total hemoglobin measurement according to changes in elevation relative to sea level, wherein the first total hemoglobin measurement is provided according to an elevation relative to sea level at which it was obtained, and wherein the user interface is configured to display an image representing the first total hemoglobin measurement, andwherein the user interface is configured to receive a selection by a user of the plurality of total hemoglobin measurements. 2. The system of claim 1, wherein the user interface is configured to display a second total hemoglobin measurement of the plurality of total hemoglobin measurements and provide an indication of the second total hemoglobin measurement at an elevation relative to sea level at which it was obtained. 3. The system of claim 1, wherein the non-invasive physiological sensor comprises: a plurality of emitters configured to emit light; and one or more detectors configured to detect light attenuated by a tissue site of the user. 4. The system of claim 1, wherein the non-invasive physiological sensor comprises a reusable sensor configured to clip onto a tissue site of the user. 5. The system of claim 1, wherein the selection by the user comprises a subset of the plurality of total hemoglobin measurements obtained by the non-invasive sensor during a period of time. 6. The system of claim 1 wherein the selection by the user comprises a subset of the plurality of total hemoglobin measurements obtained by the non-invasive sensor at a range of elevations relative to sea level. 7. The system of claim 1, wherein the selection by the user comprises a subset of the plurality of total hemoglobin measurements obtained by the non-invasive sensor during a selected activity. 8. The system of claim 1, wherein the user interface is configured to display an indication of suboptimal total hemoglobin measurement according to an elevation relative to sea level. 9. The system of claim 1, wherein the graphical presentation comprises a data bar extending upwards from a horizontal axis. 10. The system of claim 9, wherein the data bar comprises... | Cercacor Laboratories, Inc. | A61B005/02 A61B005/00 A61B005/0205 A61B005/145 A61B005/1455 A61B005/024 G16H015/00 A61B005/0255
US09504400 | B2 | 2016-11-29 | Atrial fibrillation analyzer, atrial fibrillation analysis system, atrial fibrillation analysis method, and program | 2014-03-04 | An atrial fibrillation analyzer includes: an acquisition unit that acquires a waveform signal indicating a temporal change of a pulse wave or an electrocardiogram; an RR interval calculation unit that calculates a parameter corresponding to an average RR interval for each frame on the basis of a spectrum of each frame obtained by frequency analysis of the acquired waveform signal, and calculates an RR waveform signal indicating a temporal change of the parameter; a power calculation unit that calculates a temporal change of power of a predetermined frequency band in a frequency spectrum of the RR waveform signal; a variation coefficient calculation unit that calculates a variation coefficient of the average RR interval; an analysis unit that analyzes presence of atrial fibrillation on the basis of a set of the power and the variation coefficient; and a measurement unit that measures an amount of activity of a user. | 1. An atrial fibrillation analysis system, comprising: an acquisition unit that acquires a detected waveform signal indicating a temporal change of a detection result of a pulse wave or an electrocardiogram;a waveform storage unit that stores the acquired detected waveform signal;an RR interval calculation unit that calculates, on the basis of a frequency spectrum of each unit time obtained by frequency analysis of the acquired detected waveform signal, a parameter corresponding to an average RR interval every unit time;a power calculation unit that calculates power of a frequency band determined in advance in a frequency spectrum of an RR waveform signal indicating a temporal change of the average RR interval calculated by the RR interval calculation unit;a variation coefficient calculation unit that calculates a variation coefficient of the average RR interval in the RR waveform signal;an analysis unit that determines presence of atrial fibrillation at each time on the basis of a set of the power and the variation coefficient;a measurement unit that measures an amount of activity of a user by detecting body movement of the user;a first storage unit that stores the amount of activity measured by the measurement unit and a time when the amount of activity is measured so as to match each other;an evaluation unit that evaluates the amount of activity measured by the measurement unit during onset of the atrial fibrillation to distinguish between the amount of activity in presence of the atrial fibrillation and the amount of activity in absence of the atrial fibrillation, wherein the onset of the atrial fibrillation is determined by the analysis unit;a processing device that acquires the amount of activity measured by the measurement unit and processes data indicating the amount of activity on the basis of an analysis result of the analysis unit; anda presentation device that presents the data processed by the processing device. 2. The atrial fibrillation analysis system according to claim 1, further comprising: a second storage unit that stores action data acquired through an operation unit that is operated by the user, wherein the action data indicates an action of the user, at each time of the action. 3. The atrial fibrillation analysis system according to claim 2, further comprising: a notification unit that, when the amount of activity measured by the measurement unit exceeds a predetermined threshold value, notifies the user that the amount of activity has exceeded the threshold value so that the user operates the operation unit,wherein the second storage unit stores the action data when the operation unit is operated by the user. 4. The atrial fibrillation analysis system according to claim 2, further comprising: a receiving unit that receives an input of the action data from an input device associated with the operation unit; anda notification unit that, when the amount of activity measured by the measurement unit exceeds a predetermined t... | Seiko Epson Corporation | A61B005/0456 A61B005/046 A61B005/11
US09486567 | B2 | 2016-11-08 | Method for assessing a patient's fluid status and/or sensitivity to fluid removal, controller, and devices | 2014-08-18 | The present invention relates to a method for assessing a patient's sensitivity to fluid removal from the patient's vascular system or to fluid replacement or addition with regard to the patient's hydration state, the method comprising the step of determining a value reflecting the distribution of fluid between at least two distribution spaces of the body of the patient or changes thereof from measured or calculated values, and assessing whether the value fulfills at least one criterion. It also relates to a controller, an apparatus, a device, a digital storage device, a computer program product, and a computer program. | 1. A blood treatment system for treating the blood of a patient, comprising: an obtaining system for obtaining a first value reflecting the distribution of fluid between at least a first and a second distribution space of the patient; and,a control system,wherein the control system determines whether said first value fulfils at least one criterion, the criterion being a saturation degree of at least one of the distribution spaces, the saturation degree being a ratio between the changes of the two distribution spaces over time,wherein the control system is configured to calculate a correlation between changes in patient weight over at least two measurements and values representing an anemia state of the patient or changes thereof at those measurements,wherein the control system is configured to compare the calculated correlation with a threshold or a range, wherein the threshold is the slope or inclination of a curve, andwherein the curve indicates the distribution of the fluid between at least the first and the second distribution space. 2. The blood treatment system according to claim 1, wherein the blood treatment system is configured to treat a patient by dialysis. 3. The blood treatment system according to claim 2, wherein the blood treatment system is configured to treat a patient or the patient's extracorporeally flowing blood by hemofiltration, ultrafiltration, and/or hemodialysis. 4. The blood treatment system according to claim 1, wherein the first or the second distribution space is selected from the group consisting of: the blood volume, the extracellular fluid volume, and the interstitium. 5. The blood treatment system according to claim 1, wherein the control system is configured to determine a saturation degree of at least one distribution space of the patient as said first value. 6. The blood treatment system according to claim 1, wherein the blood treatment system further comprises a determining system, said determining system being configured to determine said criterion. 7. The blood treatment system according to claim 1, wherein the criterion is or comprises at least one threshold and/or at least one range. 8. The blood treatment system according to claim 1, wherein said control system is configured to determine said first value by assessing the size of at least one distribution space based on measured values and/or results of calculations reflecting a hemoglobin (Hb) state or reflecting the hematocrit (Hct). 9. The blood treatment system according to claim 1, wherein said control system is configured to determine said first value by obtaining the size of at least one distribution space based on results obtained from blood samples measurement, urine samples, and/or tissue samples. 10. The blood treatment system according to claim 1, wherein said control system is configured to determinine said first value by obtaining the size of at least one distribution space based on results obtained from measuring a concentration, m... | Fresenius Medical Care Deutschland GmbH | A61M037/00 A61M001/14 A61B005/03 A61M001/16 A61M001/36 A61B005/026 A61B005/1455 A61B005/027
US20160324582 | A1 | 2016-11-10 | METHODS FOR THE NONINVASIVE DETERMINATION OF PERFUSION, BLOOD FLOW, AND CAPILLARITY | 2016-07-15 | A framework for the accurate and noninvasive determination of perfusion in a mammal is provided, including a novel scaling law of a form-function relationship between the number of capillaries in a vascular network as compared to the perfusion of such network. Methods are disclosed that apply such scaling laws in connection with the steps of determining a capillary density of a targeted tissue comprising at least a portion of a capillary network, and calculating perfusion of the targeted tissue based on the determined capillary density of the targeted tissue. Additional methods for determining a therapeutic drug dosage for a biological subject are also provided based on the scaling-laws hereof, as well as methods of identifying a deviation in perfusion rates in a mammal noninvasively. | 1. A method for determining perfusion in a mammal, the method comprising the steps of: determining a capillary density of a targeted tissue comprising at least a portion of a capillary network, the capillary network being part of a mammalian biological tree; andcalculating perfusion of the targeted tissue based on the determined capillary density of the targeted tissue. 2. The method of claim 1, wherein the calculated perfusion is linearly proportional to the capillary density. 3. The method of claim 1, further comprising the step of calculating total flow into the mammalian biological tree based on the determined capillary density of the targeted tissue. 4. The method of claim 3, wherein the calculated total flow is linearly proportional to the capillary density. 5. The method of claim 1, wherein the step of determining a capillary density of a targeted tissue comprises the steps of obtaining a biopsy specimen from the mammal and determining the capillary density of the targeted tissue histologically, wherein the biopsy specimen is representative of the targeted tissue. 6. The method of claim 1, further comprising the step of engineering an artificial tissue comprising a vascular network based on the calculated perfusion. 7. The method of claim 1, wherein the step of determining a capillary density of a targeted tissue comprises the steps of: using a processor to produce an image showing at least part of the mammalian biological tree proximal to the capillary network of the targeted tissue, wherein the processor is operably connected to a storage medium capable of receiving and storing the image;identifying a crown length of a vessel portion from the mammalian biological tree image; andcalculating the capillary density of the targeted tissue based on the crown length of the vessel portion. 8. A method for determining a therapeutic drug dosage for a biological subject of a first species, the method comprising the steps of: determining a capillary density of a targeted tissue, the targeted tissue comprising at least a portion of a capillary network that is part of a mammalian biological tree;calculating the perfusion of the targeted tissue based on the determined capillary density of the targeted tissue; andtitrating a proper dosage of a therapeutic drug based on the calculated perfusion of the targeted tissue. 9. The method of claim 8, wherein the calculated perfusion of the targeted tissue is linearly proportional to the capillary density of the targeted tissue. 10. The method of claim 8, wherein: the targeted tissue is a tissue of a biological test subject of a second species;the method further comprises the steps of: scaling the proper dosage of the therapeutic drug from the second species to the first species, andnormalizing the scaled dosage with respect to a weight of the biological subject of the first species; andwherein the first species of the biological subject comprises a human and the second species of the biological test su... |  | A61B034/10 A61B010/02 G06F017/50 G06T007/00 G06T007/40 G06F017/11 A61B005/026 A61B005/00
US09488658 | B2 | 2016-11-08 | Biological testing device | 2014-01-24 | A biological testing device includes a housing body having a meter storage compartment, and a testing meter that is disposed in the meter storage compartment and that operates with a biosensor strip which is disposed after being used. The housing body further has a waste storage compartment that is separated from the meter storage compartment and that has a waste take-out opening, and an insertion hole for inserting the used biosensor strip into the waste storage compartment. The waste take-out opening is larger than the insertion hole. The waste take-out opening is normally closed and is openable for permitting taking out of the used biosensor strip from the waste storage compartment. | 1. A biological testing device for testing a sample, comprising: a housing body having a meter storage compartment, a front end, a rear end, a top surface, and a bottom surface;a lancing pen;a testing meter that is disposed in said meter storage compartment and that operates with a biosensor strip which is disposed after being used; anda cover;wherein said housing body further has a waste storage compartment that is separated from said meter storage compartment and that has a waste take-out opening formed in said bottom surface,a pen storage compartment adjacent to said meter storage compartment for receiving said lancing pen,a spare compartment having a spare take-out opening that is formed in said bottom surface, andan insertion hole formed in said front end and communicated with said waste storage compartment for inserting the used biosensor strip into said waste storage compartment;wherein said waste take-out opening is larger than said insertion hole, said insertion hole being separated from said waste take-out opening and having a narrow oblong shape substantially similar to a cross section of the used biosensor strip, said waste take-out opening being normally closed and being openable for permitting taking out of the used biosensor strip from said waste storage compartment; andwherein said cover has a positioning section positioned on said bottom surface,a first cover section that extends rearwardly from said positioning section, that is pivotable relative to said positioning section, and that openably closes said waste and spare take-out openings,a second cover section that is positioned on said top surface, that is pivotable relative to said positioning section, and that openably covers said testing meter and said lancing pen,a first pivot section that extends forwardly from said positioning section, and that is pivotable relative to said positioning section, anda second pivot section that extends upwardly from said first pivot section, that is pivotable relative to said first pivot section, and that openably covers said insertion hole, a front end of said testing meter, and a front end of said lancing pen, wherein said second cover section extends rearwardly from said second pivot section. 2. The biological testing device of claim 1, wherein said bottom surface has a non-indented portion proximate to said rear end, an indented portion proximate to said front end, and a shoulder formed between said non-indented portion and said indented portion, said waste and spare take-out openings being formed in said indented portion, said housing body further having an operating groove formed in said non-indented portion and having a front end extending through said shoulder into said indented portion, said positioning section being positioned on said indented portion, said first cover section being positioned on said indented portion and further openably closing a portion of said operating groove. 3. The biological testing device of claim 1, whe... | BIONIME CORPORATION | A61B005/151 G01N033/66 A61M005/00 A61B005/15 A61B005/145 A61B005/157
US10299692 | B2 | 2019-05-28 | Systems, components, devices and methods for cardiac mapping using numerical reconstruction of cardiac action potentials | 2016-05-01 | Disclosed are various embodiments of invasive and non-invasive systems for electrophysiological mapping of a patient's heart, where cardiac action potentials (APs) on a myocardial surface of a human heart are reconstructed. In one embodiment, the APs are reconstructed using known electrical potentials on the myocardial surface in combination with known geometries of the heart and/or the torso. A mathematical model of cardiac electrical activity may be employed that takes into account homogeneous and isotropic intracellular, extracellular, and human body electrical conductivities. | 1. An electrophysiological mapping system (EMS) configured to reconstruct myocardial surface action potentials (APs) corresponding to a patient's heart, comprising: (a) a plurality of electrical sensing electrodes configured to acquire cardiac electrical signals from at least portions of at least one of the patient's torso and the patient's heart;(b) a data acquisition device operably connected to the electrical sensing electrodes and configured to condition the cardiac electrical signals provided thereby;(c) an imaging system configured to generate patient geometry data, and(d) at least one non-transitory computer readable medium storing instructions executable by at least one processor configured to perform a method for receiving and processing the cardiac electrical signals and the patient geometry data to reconstruct the APs on a myocardial surface associated with the patient's heart, wherein the method comprises: (i) calculating a geometric model of at least one of portions of the patient's torso and portions of the patient's heart; (ii) assigning electrical conductivity coefficients of at least one the patient's torso and at least portions of the patient's myocardium to the calculated geometric model; (iii) using the cardiac electrical signals, the geometric model, and the electrical conductivity coefficients as inputs, calculating reconstructed electrical potential values and co-normal derivative values associated with the myocardial surface; (iv) using the reconstructed electrical potential values and co-normal derivative values, calculating harmonic function values in a myocardial domain by numerically solving the Neumann problem for the Laplace equation; and (v) using the harmonic function values, the reconstructed electrical potential values, and the electrical conductivity coefficients as inputs, calculating, for at least portions of the myocardial surface, reconstructed action potential values representative of the APs. 2. The EMS of claim 1, wherein the electrical conductivity coefficients correspond to myocardial extracellular and intracellular media. 3. The EMS of claim 1, wherein the action potential values are further obtained by subtracting the electrical potential values from the harmonic function values, and dividing the results by a coefficient which is ratio of the values of the electrical conductivity coefficients. 4. The EMS of claim 1, wherein at least some of the cardiac electrical signals are provided by surface electrodes configured to provide ECGs. 5. The EMS of claim 1, wherein at least some of the cardiac electrical signals are provided by electrodes forming a portion of an Electrophysiology (EP) catheter. 6. The EMS of claim 3, wherein the EP catheter comprises a balloon and the electrodes are non-contact electrodes configured to float within the patient's blood within the patient's heart. 7. The EMS of claim 1, wherein the reconstructed action potential values are calculated using the geometry of the heart ... | EP SOLUTIONS, S.A. | A61B005/00 A61B005/042 A61B005/04 A61B005/055 A61B006/03 A61B005/0408 A61B005/0452 G16H050/50 G06F019/00
US09480845 | B2 | 2016-11-01 | Nerve stimulation device with a wearable loop antenna | 2015-03-10 | A wearable medical device system having an external, necklace-shaped antenna that is sized and configured for placement about the neck of a subject, and having an implantable device with an implanted antenna that communicates with the external antenna to permit the transfer of energy and data between external and implantable components. The wearable medical device includes a control module that communicates with the implanted device via the external antenna. The implantable device includes an electrode configured to provide stimulation to a nerve. | 1. A medical device wearable by a subject, the device comprising: an implantable component having a housing and a first antenna coupled to the housing, wherein at least one of the housing or the first antenna is made of a flexible material such that the housing and the first antenna follow a curvature of a skull of the subject when implanted between the skull and a scalp of the subject, wherein the implantable component measures EEG signals representing brain activity;an external second antenna, the second antenna having a loop portion sized to fit over a head of the subject; andan external control module configured to interact with the implantable component via the external second antenna and receive and process the EEG signals from the implantable component. 2. The medical device of claim 1, wherein the second antenna is in a form of a necklace. 3. The medical device of claim 1, wherein at least one of the first and second antennas is configured to transmit and/or receive data from the other one of the first and second antennas. 4. The medical device of claim 1, wherein at least one of the first and second antennas is configured to transmit and/or receive power from the other one of the first and second antennas. 5. The medical device of claim 1, wherein the second antenna is coupled to the control module. 6. The medical device of claim 1, wherein the implantable component includes at least one electrode configured to deliver energy to a nerve of the subject. 7. The medical device of claim 1, wherein the first antenna is more flexible than the housing. 8. The medical device of claim 1, further comprising two or more implantable components, wherein the external control module is configured to interact with the two or more implantable components via the external second antenna. 9. A medical device wearable by a subject, the device comprising: an implantable component having a housing and a first antenna coupled to the housing, wherein at least one of the housing or the first antenna is made of a flexible material such that the housing and the first antenna follow a curvature of a skull of the subject when implanted between the skull and a scalp of the subject, wherein the implantable component measures EEG signals representing brain activity;an external second antenna configured to wrap at least partially about a neck of the subject; andan external control module configured to interact with the implantable component via the external second antenna and receive and process the EEG signals from the implantable component. 10. The medical device of claim 9, wherein the second antenna is in a form of a necklace. 11. The medical device of claim 9, wherein at least one of the first and second antennas is configured to transmit and/or receive data from the other one of the first and second antennas. 12. The medical device of claim 9, wherein at least one of the first and second antennas is configured to transmit and/or receive power from the ot... | CYBERONICS, INC. | A61B005/04 A61N001/372 A61B005/00 A61B005/0476 A61N001/36
US09489731 | B2 | 2016-11-08 | Directional diffusion fiber tracking | 2012-03-15 | Systems and methods facilitating high definition fiber tracking are disclosed. These systems and methods can utilize a directional Axonal Volume (dAV) value that can quantify the direction and volume of anisotropic water diffusion in axons to assess brain connection integrity. dAV provides a robust and anatomically interpretable measurement of connectivity strength of axon tracts. One method include receiving diffusion magnetic resonance imaging (dMRI) data, quantifying a vector axonal directional diffusion axon volume while removing extracellular isotropic water, segmenting fiber tracks from the data, voxelizing the fiber tracks into voxels, determining voxel dAV values for each voxel and directions, and determining fiber dAV values for each fiber track based on voxel dAV values. This non-invasive method can measure strength and integrity of brain tracts. Such measurements aid in detection of connection disorders like traumatic brain injury and mapping the location of brain tracts and their projection fields to improve neurosurgical outcomes. | 1. A system, comprising: a memory that stores computer-executable instruction;a processor that executes the computer-executable instructions to perform operations, comprising:utilizing magnetic resonance imaging (MRI) diffusion data to map axonal tracts and determine a voxel directional Axonal Volume (dAV) value within a voxel, wherein the dAV determines an amount of anisotropic fluid in a given vector which is a directional axonal volume of water content in axons and determines an amount of isotropic interstitial water content. 2. The system of claim 1, wherein the operations further comprise: segmenting one or more fiber tracks from the data;voxelizing each of the one or more fiber tracks into a plurality of voxels; anddetermining a directional Axonal Volume (dAV) value for each of the plurality of voxels, wherein the dAV measures anisotropic water content for each fiber direction of the plurality of voxels. 3. The system of claim 2, wherein the operations further comprise determining a dAV value along a fiber direction for each of the one or more fiber tracts, wherein the dAV value for each of the one or more fiber tracks is based at least in part on one or more of the voxel dAV values for each of the plurality of voxels. 4. The system of claim 3, wherein the MRI diffusion data is associated with a patient with a traumatic brain injury (TBI), and the fiber dAV value is based at least in part on the TBI. 5. The system of claim 3, wherein the MRI diffusion data is associated with a patient with a genetic brain disorder, and the fiber dAV value is based at least in part on the genetic brain disorder. 6. The system of claim 3, wherein the operations further comprise: employing the voxel dAV values as a stopping criteria for the one or more fiber tracks. 7. The system of claim 2, wherein the operations further comprise: calculating a quantity of isotropic water within a voxel. 8. The system of claim 1, wherein the operations further comprise: obtaining the MRI diffusion data. 9. The system of claim 1, wherein the operations further comprise: presenting an image based at least in part on the voxel dAV value along a fiber direction. 10. The system of claim 8, wherein the image is a 3-dimensional image representing a plurality of fiber tracks associated with the MRI diffusion data. 11. The system of claim 1, wherein the MRI diffusion data is based on a human brain, and the voxel dAV value is normalized based at least in part on a quantity of water associated with the human brain. 12. A method of facilitating high definition fiber tracking, comprising: receiving a diffusion magnetic resonance imaging (MRI) dataset;segmenting one or more fiber tracks from the diffusion MRI dataset;voxelizing each of the one or more fiber tracks into a plurality of voxels associated with the fiber track;determining a voxel directional Axonal Volume (dAV) value for each of the plurality of voxels, wherein the dAV determines an amount of anisotropic fluid in a g... | Universith of Pittsburgh—Of the Commonwealth System of Higher Education | G06T007/00 A61B005/055 A61B005/107
US10561355 | B2 | 2020-02-18 | Method of manufacturing a skin pricking lancet | 2014-12-09 | A method of manufacturing a skin pricking lancet includes: thermoforming a plastic component; locating the thermoformed component and, optionally, one or more further plastic components around a lancet mechanism; and joining the located component(s) to form a hermetically sealed enclosure surrounding the lancet mechanism, the component(s) being formed and joined to provide a housing that structurally supports the lancet mechanism during use, and a cap breakable from the housing to facilitate firing of the lancet mechanism. | 1. A method of manufacturing a skin pricking lancet, comprising: thermoforming a plastic component by heating a plastic film until pliable, and then shaping the pliable plastic film by bringing opposing first and second parts of a mould together upon opposing first and second sides of the plastic film and thereby forcing the plastic film into a shape of the plastic component by way of said mould, the first and second parts of the mould separating after the plastic film has cooled and retains the shape of the plastic component;locating the thermoformed plastic component around a lancet mechanism, where said lancet mechanism includes a needle, a drive spring, and a trigger; andassembling the located plastic component to form a hermetically sealed enclosure surrounding the lancet mechanism,the plastic component being formed and assembled to form a housing and a cap attached to the housing, the housing configured to structurally support the lancet mechanism during use, and the cap being breakable from the housing to facilitate firing of the lancet mechanism. 2. The method of manufacturing a skin pricking lancet according to claim 1, further comprising: thermoforming one or more further plastic components,wherein said locating includes locating also said one or more further plastic components around the lancet mechanism. 3. The method of manufacturing a skin pricking lancet according to claim 1, wherein one or more further plastic components are located around the lancet mechanism, andthe located plastic component and the one or more further plastic components are joined together by heat sealing abutting peripheral edges thereof. 4. The method of manufacturing a skin pricking lancet according to claim 1, wherein the thermoformed plastic component has a thickness of between 0.4 and 1.5 mm. 5. The method of manufacturing a skin pricking lancet according to claim 1, further comprising: creating a score around the sealed enclosure at a junction between the housing and the cap in order to facilitate breaking of the cap from the housing. 6. The method of manufacturing a skin pricking lancet according to claim 1, further comprising: irradiating the sealed enclosure in order to sterilize the interior of the sealed enclosure including the lancet mechanism. 7. The method of manufacturing a skin pricking lancet according to claim 1, wherein the thermoformed plastic component forms both a part of the cap and a part of the housing. 8. The method of manufacturing a skin pricking lancet according to claim 1, further comprising: forming a narrowing of the sealed enclosure at a junction between the housing and the cap. | OWEN MUMFORD LIMITED | A61B005/15 A61B005/151
US09489818 | B2 | 2016-11-08 | Bed status system for a patient support apparatus | 2015-09-30 | A bed status system includes a patient support apparatus having a status, a location unit configured to provide a location to the patient support apparatus, and a bed status module coupled to the location unit and the patient support apparatus to receive the status and the location. | 1. A bed status module for use outside a patient room in which a patient bed is located, the bed status module comprising a housing;a plurality of indicators coupled to the housing and operable to indicate bed status, the plurality of indicators including a first indicator operable to convey information regarding a position of a portion of a bed frame of the patient bed and a second indicator operable to convey information regarding a bed exit system of the patient bed, andcircuitry carried by the housing, the circuitry including a user interface configured to receive user input, wherein the user input includes a delay input that is used to put the second indicator on hold for a period of time. 2. The bed status module of claim 1, wherein the portion of the bed frame for which the first indicator is operable to convey information is a siderail of the bed frame. 3. The bed status module of claim 2, wherein the first indicator is illuminated green to indicate a desired status and is illuminated a color other than green to indicate an undesired status. 4. The bed status module of claim 3, wherein the desired status includes the siderail being in a raised position and the undesired status includes the siderail being in a lowered position. 5. The bed status module of claim 3, wherein the desired status includes the mattress support structure being in a lowered position and the undesired status includes the mattress support structure being in a position other than the lowered position. 6. The bed status module of claim 1, wherein the portion of the bed frame for which the first indicator is operable to convey information is a mattress support structure of the bed frame. 7. The bed status module of claim 6, wherein the first indicator is illuminated green to indicate a desired status and is illuminated a color other than green to indicate an undesired status. 8. The bed status module of claim 1, wherein the second indicator is illuminated green to indicate a desired status of the bed exit system and is illuminated a color other than green to indicate an undesired status of the bed exit system. 9. The bed status module of claim 8, wherein the desired status includes the patient not attempting to exit the patient bed and the undesired status includes the patient attempting to exit the patient bed. 10. The bed status module of claim 1, wherein the plurality of indicators include a third indicator operable to convey information regarding a patient support surface of the patient bed. 11. The bed status module of claim 10, wherein the third indicator is illuminated green to indicate a desired status of the patient support surface and is illuminated a color other than green to indicate an undesired status of the patient support surface. 12. The bed status module of claim 11, wherein the desired status includes the patient support surface being inflated to a first pressure within a desired pressure range and the undesired status includes the patient ... | Hill-Rom Services, Inc. | G08B021/00 G08B021/18 G06F019/00 A61G007/05 G08B021/22 G08B025/01 A47C027/08 A61B005/11 A61G007/012
US09480428 | B2 | 2016-11-01 | Assembly for determining the presence or absence of an analyte in a blood sample and analysis unit comprising such an assembly | 2012-10-03 | This assembly includes: a transportable support; a strip attached to the support and including an application area for applying the sample and at least one reagent required for the analysis; a piercing member for piercing the skin and a blood vessel; and a container for collecting, storing and returning the sample of human or animal blood. The piercing member is inserted into the container. The tip is connected to the support. The container is connected to the support in a removable manner between a storage configuration and a use configuration, in which the container is placed close to the application area. | 1. An assembly for assaying the presence or absence of at least one analyte in a sample of human or animal blood obtained by piercing skin or a blood vessel of the human or animal, the assembly comprising at least: a hand transportable support;a strip which is attached to the support and which includes an application area for applying the blood sample and at least one reagent required for a blood analysis;a container configured to collect, store and provide the blood sample to the strip, said container being removably connected to the support in such a manner that the container may be alternatively arranged either in a storage configuration or in a use configuration in which the container may be placed close to the application area; anda piercing member configured to pierce the skin or the blood vessel, the piercing member being inserted either totally or partially into the container and the piercing member being non-removably attached to the support while in use. 2. The assembly according to claim 1, further comprising: a piece of fabric which is soaked in disinfectant product and which extends over an outer surface of the support; anda sealed film, detachable and watertight, the film being arranged such as to cover the piece of fabric when the container is arranged in the storage configuration. 3. The assembly according to claim 1, configured such that when the container is arranged in the storage configuration, the container and the piercing member are each attached to the support. 4. The assembly according to claim 3, configured such that when the container is arranged in the storage configuration, the piercing member is either totally or partially housed within a hollow volume of the container in which the sample may be contained, and the container is either totally or partially inserted into the support. 5. The assembly according to claim 1, configured such that when the container is arranged in the storage configuration, the container is connected to the support by a compression means, said compression means also being in connection with the piercing member. 6. The assembly according to claim 1, further comprising a sub plate which is fitted onto the piercing member, the container being attached onto the sub plate, wherein the assembly is configured such that when the container is arranged in the storage configuration, the container is connected to the support by means of the piercing member. 7. The assembly according to claim 6, wherein the sub plate is formed by a cap arranged for blocking an end of the container, the cap being made of a resilient material so as to be able to be fitted onto the piercing member. 8. The assembly according to claim 1, wherein: the support is formed by a casing, the casing exhibiting at least one aperture to clear the application area and at least one aperture to view the result of the assay at a test area; andthe strip is arranged inside the casing. 9. The assembly according to claim 1, wherein the ... | BIOMERIEUX | A61B005/15 A61B005/151 A61B005/157 G01N033/558 B01L003/00 A61B005/145
US09936250 | B2 | 2018-04-03 | Methods and apparatus to adjust content presented to an individual | 2016-05-16 | Methods, apparatus, systems and articles of manufacture to adjust content presented to an individual are disclosed. An example method includes measuring, via sensors, responses of an individual to content during a first time, determining response classifications based on a comparison of the responses and respective thresholds, determining a first mental classification of the individual based on combining the response classifications, determining a baseline during the first time, measuring additional responses to the content during a second time, determining additional response classifications based on a comparison of the additional responses to respective additional thresholds, adjusting the baseline based on the additional responses in the second time, determining a second mental classification of the individual based on combining the additional response classifications, determining a mental state of a user based on a similarity of the first mental classification and the second mental classification, and modifying the content based on the mental state. | 1. A method to adjust content presented to an individual, the method comprising: measuring, via a first modality sensor, a first response of the individual to first content during a first time frame;determining a first response classification based on a first comparison of the first response and a first threshold;measuring, via a second modality sensor, a second response of the individual to the first content during the first time frame;determining a second response classification based on a second comparison of the second response to a second threshold;determining a first mental classification of the individual based on combining the first response classification and the second response classification;determining a first baseline during the first time frame, at least one of the first threshold or second threshold based on the first baseline;measuring, via the first modality sensor, a third response of the individual to the first content during a second time frame;measuring, via the second modality sensor, a fourth response of the individual to the first content during the second time frame;adjusting the first baseline to a second baseline based on at least one of the third response or the fourth response in the second time frame;adjusting at least one of the first threshold to a third threshold or second threshold to a fourth threshold based on the second baseline;determining a third response classification based on a third comparison of the third response and the third threshold;determining a fourth response classification based on a fourth comparison of the fourth response and the fourth threshold;determining a second mental classification of the individual based on combining the third response classification and the fourth response classification;determining a mental state of a user based on a degree of similarity between the first mental classification and the second mental classification; andat least one of modifying the first content to include second content or replacing the first content with second content based on the mental state. 2. The method of claim 1, the first modality sensor including a galvanic skin response sensor. 3. The method of claim 2, the second modality sensor including a pupil dilation sensor. 4. The method of claim 3, further including generating a cognitive load index based on data from the pupil dilation sensor, the cognitive load index representative of how much of a maximum information processing capacity of the individual is being used. 5. The method of claim 1, the second time frame partially overlapping the first time frame. 6. The method of claim 1 further including: measuring, via a third modality sensor, a fifth response of the individual to the first content during the first time frame;determining a fifth response classification based on a fifth comparison of the fifth response and a fifth threshold, the first mental classification of the individual based on combining the first response classification... | THE NIELSEN COMPANY (US), LLC | H04N021/442 H04N021/4415 H04N021/422 G06F003/01 G06K009/00 A61B005/053 A61B003/11 A61B003/113 A61B005/16 H04N021/81 G06Q030/02 H04N021/458 H04N021/4223 A61B005/00
US10517533 | B2 | 2019-12-31 | Materials and methods for detecting and monitoring edema and related conditions | 2016-05-16 | Provided is a Coupled Domain Sensor (CDS) that can be used to, for example, evaluate hydration and occlusion of blood in patients with edema using electrical and optical measurements. Advantageously, the CDS provides a quicker, more effective and accurate way of monitoring this medical condition. | 1. A coupled domain sensor device for quantification of skin hydration and occlusion of blood flow of a subject, the coupled domain sensor comprising: an electrical component, the electrical component comprising at least two electrodes and an impedance analyzer electrically connected to the two electrodes, andan optical component, the optical component comprising a light source and a photodetector;the coupled domain sensor device further comprising a microcontroller,the impedance analyzer performing a single frequency bioelectrical impedance analysis at a single frequency in a range of 0.5 kHz to 2000 kHz and performing a multifrequency bioelectrical impedance analysis at different frequencies in a range of 0.5 kHz to 1000 kHz, by sending an alternating current in a range of 1 μA to 2000 μA, the multifrequency bioelectrical impedance analysis comprising quantifying an amount of extracellular water at a frequency in a range of 1 kHz to 5 kHz and quantifying an amount of total body water at a frequency in a range of 100 kHz to 500 kHz,the electrical component being configured to measure the skin hydration and the optical component being configured to measure saturation of hemoglobin, which is indicative of the occlusion of blood flow, andthe coupled domain sensor device being configured to diagnose fluid build-up if a measured level of skin hydration is at least 5% higher than that of a control sample and to diagnose occlusion of blood flow if a measured level of saturation of hemoglobin is at least 5% less than that of the control sample. 2. The coupled domain sensor device according to claim 1, further comprising an accelerometer. 3. The coupled domain sensor device according to claim 1, the impedance analyzer being an impedance analyzer evaluation board or an impedance analyzer chip. 4. The coupled domain sensor device according to claim 1, the light source being an LED or a laser. 5. The coupled domain sensor device according to claim 1, the photodetector being a spectrometer. 6. The coupled domain sensor device according to claim 1, which is portable. 7. The coupled domain sensor device according to claim 1, which is adapted to be a body-worn device. 8. The coupled domain sensor device according to claim 7, which is adapted to be a limb-worn device, a finger-worn device, or a toe-worn device. 9. A method for measuring skin hydration and occlusion of blood flow in a subject, the method comprising: a) attaching the coupled domain sensor device of claim 1 to a body part of the subject, andb) measuring the skin hydration and saturation of hemoglobin with said device by performing the single frequency bioelectrical impedance analysis at the single frequency in the range of 0.5 kHz to 2000 kHz in the impedance analyzer of the coupled domain sensor device and performing the multifrequency bioelectrical impedance analysis at different frequencies in the range of 0.5 kHz to 1000 kHz in the impedance analyzer of the coupled domain sensor device,... | The Florida International University Board of Trustees University of South Florida | A61B005/01 A61B005/00 A61B005/145 A61B005/026 A61B005/053 A61B005/0205 A61B005/11
US10383559 | B2 | 2019-08-20 | Blocking mechanism for a patient's skin incision device and a method of controlling of a skin incision device by a blocking mechanism | 2014-02-17 | The invention relates to a blocking mechanism for a skin incision device and to a method of controlling of a skin incision device by a blocking mechanism. The blocking mechanism comprises a blocking means and a trigger means, which by, respectively, a fixing means and a locating means are mounted in a housing of the cooperating incision device, and which are provided with an engaging means configured to cooperate mutually with each other so that an inadvertent firing of the blocking mechanism and an inadvertent actuation of the incision device prior to use of the device as well as a re-use of the device is not possible, and an indication of a state of use of the device by the blocking means and the trigger means is unambiguous. | 1. A skin incision device comprising: a housing;a push-button mounted to the housing in an initial push-button position, wherein the push-button is configured to be moved relative to the housing to be mounted to the housing in a final push-button position;a trigger mounted to the housing in an initial trigger position, wherein the initial push-button position of the push-button provides an initial contact between the trigger and the push-button to prevent the trigger from moving relative to the housing to a final trigger position; anda spring-loaded linkage biased against the trigger in the initial trigger position while supporting a cutting edge of a blade within the housing,wherein the trigger is configured to be moved to the final trigger position relative to the housing after the push-button is moved to the final push-button position relative to the housing to fire the spring-loaded linkage to extend the cutting edge of the blade outside of the housing and then retract the cutting edge of the blade back within the housing. 2. The skin incision device of claim 1, wherein the trigger is configured to be locked relative to the housing in the final trigger position by an engagement between the trigger and the housing. 3. The skin incision device of claim 2, wherein the trigger is configured to be locked relative to the housing in the final trigger position by an abutment. 4. The skin incision device of claim 1, wherein the trigger is configured to block movement of the push-button from the final push-button position to the initial push-button position. 5. The skin incision device of claim 4, wherein a rib of the trigger is configured to be received within a recess of the push-button to block movement of the push-button from the final push-button position to the initial push-button position. 6. The skin incision device of claim 1, wherein a recess of the push-button is configured to be aligned with a rib of the trigger when the push-button is mounted to the housing in the final push-button position. 7. The skin incision device of claim 1, wherein the push-button is configured to translate in a linear direction of a push-button path to move the push-button from the initial push-button position to the final push-button position. 8. The skin incision device of claim 7, wherein the trigger is configured to translate in a linear direction of a trigger path to move the trigger from the initial trigger position to the final trigger position, wherein the linear direction of the push-button path is perpendicular to the linear direction of the trigger path. 9. The skin incision device of claim 1, wherein the trigger is configured to translate in a linear direction of a trigger path to move the trigger from the initial trigger position to the final trigger position. 10. The skin incision device of claim 1, wherein an upper portion of spring-loaded linkage is configured to be received within a cavity of the trigger to cause firing of the spring-loade... | HTL-STREFA SPOLKA AKCYJNA | A61B005/15 A61B005/151
US10004410 | B2 | 2018-06-26 | System and methods for measuring physiological parameters | 2014-12-19 | The present invention relates generally to a system and methods for measuring physiological parameters. More specifically, the present invention relates to a noncontact technology by which one or more physiological parameters of a subject may be efficiently and quickly detected. Among other advantages, the present invention can be used to assess and monitor vital signs of one or more subjects in a variety of contexts including for medical or security triage purposes, for use in healthcare waiting rooms, as part of human imaging systems, or during surgery. | 1. A computer method for determining one or more physiological parameters of a living subject comprising: capturing by a capture device at least two images having a temporally sequential relationship of a region of interest (ROI) on a body surface of the living subject and generate digital signals for each of the at least two images as digital output;a processing component processing the digital output for each of the at least two images comprising the steps of:(a) capturing by the processing component the each of the at least two images as information on an analog-to-digital sensor that has been calibrated by the processing component, based upon the one or more physiological parameters, environmental context in which the living subject is positioned, and specifications of the capture device, to adjust information content in the digital output;(b) receiving by the processing component and pre-processing the digital output from the each of the at least two images in real-time to select the ROI in the each of the at least two images individually;(c) extracting by the processing component a pulse wave sample from the ROI for the each of the at least two images, the extracted pulse wave sample corresponding to a single time point represented by the each of the at least two images, the preprocessing including separating the digital output into red light data, green light data, and blue light data and calculating a ratio of red light data to green light data;(d) combining by the processing component multiple color planes information, including at least one of hue, saturation, luminance, intensity, and value, with the red light, green light, and blue light data to modify the extracted pulse wave sample;(e) generating by the processing component a second pulse wave sample by step (a), step (b), step (c) and step (d), or any subset thereof for the each of the at least two images:(f) post-processing by the processing component the second pulse wave sample of step (e) to form a post-processed pulse wave; and(g) determining by the processing component the physiological parameter of the subject from the post-processed pulse wave of step (f). 2. The computer method of claim 1 wherein the pre-processing includes at least one of masking to remove non-skin pixels and correcting for movement of the subject. 3. The computer method of claim 2, wherein the correcting for movement comprises using a ratio-based measure. 4. The computer method of claim 2, wherein the correcting for movement employs a pixel level correction, comprising: (a) a series of one or more mathematical operations combining information from two or more color plane values for a given pixel;(b) a series of one or more mathematical operations combining information from two or more adjacent pixels within a color plane; or(c) any combination of procedures (a) or (b). 5. The computer method of claim 2, wherein the masking is accomplished by creating a specific skin mask designed using a profile of t... | The Board of Trustees of the University of Illinois The University of North Carolina at Chapel Hill | A61B005/0205 A61B005/024 A61B005/00 A61B005/08 A61B005/1455
US09668702 | B2 | 2017-06-06 | Systems, methods, and computer readable media for using descriptors to identify when a subject is likely to have a dysmorphic feature | 2016-07-14 | Systems, methods, and computer-readable media are disclosed for identifying when a subject is likely to be affected by a medical condition. For example, at least one processor may be configured to receive information reflective of an external soft tissue image of the subject. The processor may also be configured to perform an evaluation of the external soft tissue image information and to generate evaluation result information based, at least in part, on the evaluation. The processor may also be configured to predict a likelihood that the subject is affected by the medical condition based, at least in part, on the evaluation result information. | 1. A computer-implemented method for determining from an image of external cranio-facial soft tissue whether a subject is likely to have a dysmorphic feature, the computer-implemented method comprising: receiving, with processing circuitry, the cranio-facial external soft tissue image of the subject;accessing cranio-facial external soft tissue images of a plurality of individuals;processing, with the processing circuitry, the external soft tissue image of the subject, with respect to the external soft tissue images of the individuals, wherein the processing includes one or more of an anchored cells analysis, shifting patches analysis, and relative measurements analysis;determining, with the processing circuitry, based on at least one of the anchored cells analysis, the shifting patches analysis, and the relative measurements analysis, at least one dysmorphic feature included in the cranio-facial external soft tissue image of the subject;accessing a database of descriptors of dysmorphic features; andselecting, based on the determining by at least one of the anchored cells analysis, the shifting patches analysis, and the relative measurements analysis, at least one of the descriptors associated with the at least one determined dysmorphic feature. 2. The computer-implemented method of claim 1, further including displaying a cranio-facial image of the subject together with the at least one descriptor of the determined at least one dysmorphic feature and an indication in the image of a location of the at least one dysmorphic feature. 3. The computer-implemented method of claim 1, wherein processing the cranio-facial external soft tissue image of the subject includes identifying at least one of potentially dysmorphic features, and assigning, with the processing circuitry, a probability score to at least one of identified potential dysmorphic features. 4. The computer-implemented method of claim 1, wherein accessing the database of descriptors includes accessing a reference list of descriptors stored in at least one memory device, the reference list of descriptors including at least one medical ontology-based descriptors. 5. The computer-implemented method of claim 4, further comprising mapping additional descriptors to the medical ontology-based descriptors, and adding the additional descriptors to the reference list. 6. The computer-implemented method of claim 4, further comprising updating, with the processing circuitry, the reference list stored on the at least one memory device after the at least one medical ontology is updated. 7. The computer-implemented method of claim 1, wherein the at least one of the descriptors associated with the at least one determined dysmorphic feature includes a textual description and a list of synonyms of the textual description. 8. The computer-implemented method of claim 1, wherein being affected by a genetic disorder includes at least one of possessing a genetic syndrome and being a carrier of the genetic sy... | FDNA Inc. | G06K009/00 A61B005/00 G06T007/00
US09504451 | B2 | 2016-11-29 | Ultrasound diagnostic apparatus and shear-elasticity measurement method therefor | 2012-05-23 | An inventive ultrasound diagnostic device is provided, which can display information on the temperature rise in a biological object under ultrasound radiation for measurement of a shear elasticity of a biological tissue of interest, thereby drawing attention of an examiner of the device and enabling him to retain the temperature rise within a predetermined safe range while performing the shear elasticity measurement. The device is adapted to measure the shear elasticity of a tissue by ultrasonic waves emitted from a probe. The device has a calculation unit configured to calculate a rise in temperature of the biological tissue irradiated with a focused ultrasonic (US) beam, and a display unit configured to display the temperature information obtained. | 1. An ultrasound diagnostic device, the ultrasound diagnostic device comprising: a control unit that is implemented by a processor; anda calculation unit that is implemented via the control unit and that is configured to calculate a shear elasticity of an object, wherein the ultrasound diagnostic device measures the shear elasticity of the object by an ultrasound wave from a probe, wherein the probe irradiates an ultrasound wave to a plurality of focusing regions of the object; andwhereinthe control unit constructs a simulated profile of an ultrasound beam based on at least one of a shape of the probe, and a transmission frequency, a transmission waveform and a transmission power of the ultrasound wave,when the control unit determines, using the simulated profile, that a displacement of tissue of the object in a first focusing region of the plurality of focusing regions is larger than a predetermined threshold due to a longitudinal ultrasound wave and/or a displacement of the tissue in the first focusing region is smaller than a predetermined threshold due to a transverse ultrasound wave,the control unit controls the calculation unit to calculate the shear elasticity of the first focusing region based on another ultrasound wave irradiated to a second focusing region of the plurality of focusing regions other than the first focusing region instead of an ultrasound wave irradiated to the first focusing region. 2. The ultrasound diagnostic device according to claim 1, wherein a spatial distance between beams of the ultrasound wave emitted to the focusing regions is adjustable. 3. The ultrasound diagnostic device according to claim 2, wherein the spatial distance is adjustable in responding to a propagation area of the ultrasound wave for measuring the shear elasticity. 4. The ultrasound diagnostic device according to claim 2, wherein a plurality of propagation areas are set up not to overlap each other. 5. The ultrasound diagnostic device according to claim 1, wherein a plurality of focusing regions are allocated in parallel to each other. 6. The ultrasound diagnostic device according to claim 1, wherein positions of the plurality of focusing regions are switched in accordance with an imaging frame that establishes an image of the shear elasticity. 7. The ultrasound diagnostic device according to claim 1, further comprising: a display configured to display a shear elasticity image, wherein when the control unit determines not to calculate the shear elasticity of a first focusing region, the display superimpose the first shear elasticity image where the shear elasticity is not calculated with a second shear elasticity image generated from the shear elasticity by the ultrasound wave irradiating the second focusing region. | HITACHI MEDICAL CORPORATION | A61B008/00 A61B008/08 A61B005/01 G01S007/52
US09480525 | B2 | 2016-11-01 | High-density electrode-based medical device system | 2013-03-11 | A medical device system is disclosed including a high-density arrangement of transducers, which may be configured to ablate, stimulate, or sense characteristics of tissue inside a bodily cavity, such as an intra-cardiac cavity. High-density arrangements of transducers may be achieved, at least in part, by overlapping elongate members on which the transducers are located, and varying sizes, shapes, or both of the transducers, especially in view of the overlapping of the elongate members. Also, the high-density arrangements of transducers may be achieved, at least in part, by including one or more recessed portions in an elongate member in order to expose one or more transducers on an underlying elongate member in a region adjacent an elongate-member-overlap region. | 1. A medical device system comprising: a plurality of electrodes positionable in a bodily cavity and a structure on which the electrodes are located, the structure comprising a plurality of elongate members, the plurality of electrodes including a plurality of sets of the electrodes, each respective set of the plurality of sets of the electrodes located on a respective one of the elongate members, and each of the elongate members comprising a proximal end, a distal end, an intermediate portion positioned between the proximal end and the distal end, and a thickness, each intermediate portion comprising a front surface and a back surface opposite across the thickness of the elongate member from the front surface, wherein the structure is selectively moveable between:a delivery configuration in which the structure is sized for percutaneous delivery to the bodily cavity, at least the respective intermediate portions of at least three elongate members of the plurality of elongate members arrayed along a first direction front surface-toward-back surface in a stacked array when the structure is in the delivery configuration, anda deployed configuration in which the structure is sized too large for percutaneous delivery to the bodily cavity, a first elongate member of the plurality of elongate members positioned such that a portion of the front surface of the first elongate member overlaps a portion of the respective front surface of each of at least a second elongate member of the plurality of elongate members as viewed normally to the portion of the front surface of the first elongate member when the structure is in the deployed configuration,wherein at least a first electrode of the plurality of electrodes is located at least on the portion of the front surface of the first elongate member, andwherein the portion of the front surface of the second elongate member faces the back surface of the first elongate member at least when the structure is in the deployed configuration. 2. The medical device system of claim 1 wherein each of the front surfaces of the plurality of elongate members faces an outward direction of the structure when the structure is in the deployed configuration. 3. The medical device system of claim 1 wherein the portion of the front surface of the second elongate member faces the back surface of the first elongate member when the structure is in the delivery configuration. 4. The medical device system of claim 1 wherein the portion of the front surface of the second elongate member contacts the back surface of the first elongate member when the structure is in the deployed configuration. 5. The medical device system of claim 1 wherein each electrode in each set of the plurality of sets of the electrodes is located solely on the front surface of a respective one of the elongate members. 6. The medical device system of claim 1 wherein the intermediate portions of the elongate members are angularly arranged with respect to one ano... | KARDIUM, INC. | A61B005/042 A61B005/0402 A61B018/14 A61B018/12 A61B005/04 A61B005/00 A61B005/053 A61N001/05 A61B018/00
US09480427 | B2 | 2016-11-01 | Lancet | 2012-04-23 | The invention relates to a lancet, which has a lancet tip at a front end and which on an upper face comprises a contact surface for placing a test element thereon and at least one channel for receiving a sample, wherein an upwardly open section of the channel runs in the contact surface. According to the invention, the channel has another upwardly open channel section which runs on the upper face of the lancet in or adjacent to a surface area that is lower than the contact surface, wherein the contact surface is arranged between the lancet tip and the lower surface area. The invention further relates to a system comprising such a lancet and a test element, and to a method for transferring a liquid sample from a channel of a lancet which is designed as a groove or slot to a test element. | 1. A lancet comprising a lancet tip at a front end, andan upper face with a contact surface for placing a test element thereon, said upper face comprising at least one channel configured to draw a sample via capillary action, an upwardly open section of the channel running in the contact surface, wherein the channel has a bottom,characterized in thatthe channel has another upwardly open channel section, which runs on the upper face of the lancet in a lower surface area of the upper face of the lancet, the lower surface area being lower in height than the contact surface and the lancet tip, wherein the contact surface is arranged between the lancet tip and the lower surface area, andthe two channel sections are connected by an inclined channel section which leads downward into the lower surface area, wherein the bottom of the channel at the inclined channel section is inclined. 2. A lancet according to claim 1, characterized in that the lancet comprises a shaft, wherein the lower surface area is arranged at least partially in the shaft. 3. A lancet according to claim 1, characterized in that the lancet is made of sheet metal, wherein a difference in height exists between the lower surface area and the contact surface, the difference being less than the metal sheet thickness, and more preferably less than half the metal sheet thickness. 4. A lancet according to claim 1, characterized in that there is a difference in height between the lower surface area and the contact surface, said difference being smaller than the maximum depth of the channel. 5. A lancet according to claim 1, characterized in that the section of the channel in the contact surface is a starting section of the channel. 6. A lancet according to claim 1, characterized in that the lower surface area forms a base of a depression into which the channel leads. 7. The lancet according to claim 6, characterized in that the channel traverses the depression. 8. The lancet according to claim 6, characterized in that the upper face comprises a further contact surface for placing a test element thereon, wherein the depression is located between the two contact surfaces in the longitudinal direction of the lancet, and wherein the contact surfaces are flat and located at the same height. 9. A lancet according to claim 1, characterized in that the lower surface area adjoins lateral surfaces of the lancet. 10. A system comprising a lancet according to claim 1 and a test element, by which the channel of the lancet can be covered after lancing, wherein the test element comprises a carrier having a layer of detection reagents which effect a detection reaction in the presence of a liquid sample, wherein the lancet and the test element are designed such that by covering the channel of the lancet with the test element a capillary gap forms between the test element and the lancet, the capillary gap taking up liquid from the channel. 11. The system according to claim 10, characterized in that th... | Roche Diabetes Care, Inc. | A61B005/00 A61B005/151 A61B005/15
US09504579 | B2 | 2016-11-29 | Methods of predetermining the contour of a resected bone surface and assessing the fit of a prosthesis on the bone | 2012-06-26 | Methods for predetermining a contour of a resected bone surface and assessing a fit of a prosthesis on the resected bone surface, for designing prostheses to fit discrete patient populations, and for designing customized prostheses. | 1. A method of designing a prosthesis to substantially fit a resected bone surface based on a population of bones from a plurality of patients, the method comprising the steps of: creating a plurality of two-dimensional outlines corresponding to each resected bone surface for each bone of the population of bones from the plurality of patients using a computer, wherein the creating step comprises: obtaining a three-dimensional contour of each resected bone surface based upon images of the population of bones;identifying a vertex between a first planar surface of each resected bone surface and a second planar surface of each resected bone surface;manipulating the first planar surface to be coplanar with the second planar surface; andoutlining a perimeter of the first planar surface and the second planar surface to define the two-dimensional outline for each resected bone surface;determining a contour of a bone engaging surface of a prosthesis using the plurality of two-dimensional outlines and a best fit approximation of the plurality of two-dimensional outlines of the resected bone surface; andcomparing the contour to the plurality of two-dimensional outlines of the resected bone surface derived from the population of bones from the plurality of patients to assess a fit of the prosthesis with the population of bones. 2. The method of claim 1, wherein manipulating the first planar surface to be coplanar with the second planar surface includes unfolding a three-dimensional outline. 3. A method of creating a prosthesis for placement on a resected bone surface of a bone, the method comprising the steps of: creating a two-dimensional outline of the resected bone surface using a computer, wherein the creating step comprises: obtaining a three-dimensional contour of the resected bone surface based upon an image of the bone,identifying a vertex between a first planar surface of the resected bone surface and a second planar surface of the resected bone surface,manipulating the first planar surface to be coplanar with the second planar surface,outlining a perimeter of the first planar surface and the second planar surface to define the two-dimensional outline of the resected bone surface; anddetermining a contour of a bone engaging surface of a prosthesis using the two-dimensional outline of the resected bone surface, wherein the determining step comprises: measuring the two-dimensional outline of the resected bone surface and a two-dimensional outline of the prosthesis, anddetermining a deviation between the two-dimensional outline of the resected bone surface and the two-dimensional outline of the prosthesis based on the measuring step; andcomparing the two-dimensional outline of the resected bone surface with the two-dimensional outline of the prosthesis to assess a fit of the prosthesis with the bone. 4. The method of claim 3, wherein the resected bone surface is defined by a plurality of intersecting cut planes, wherein the step of creating the two-... | Zimmer, Inc. Mohamed Mahfouz | A61B034/10 A61F002/30 A61B005/107 A61B005/00 A61F002/38
US09486196 | B1 | 2016-11-08 | Retractor systems with sensors | 2009-02-04 | A retractor system includes a retractor with an oximeter sensor at its tip and a force sensor coupled to the retractor. The retractor system also includes a system unit which can send signals to and receive signals from the oximeter sensor via optical fibers. The oximeter sensor measures oxygen saturation of a tissue being refracted by the retractor, and the force sensor measures an amount of force that is applied to the retracted tissue by the tip of the retractor. Another retractor system has a closed loop control arrangement with a positioning mechanism which moves the retractor based on measurements of the sensors. | 1. A system comprising: a retractor, for retracting a tissue, comprising a shaft, a handle coupled to a proximal end of the shaft, a tip coupled to a distal end of the shaft, wherein the tip comprises a retractor portion and an oximeter sensor;a force sensor coupled to the retractor, wherein the force sensor is a load cell having a first end and a second end on opposite sides of each other, along an axis of the load cell, and the force sensor measures force in a first direction;one or more optical fibers, wherein the one or more optical fibers pass through a channel in the shaft, distal ends of the one or more optical fibers are coupled to one or more openings of the tip, and at least one optical fiber is coupled to one opening of the tip to transmit light in the first direction; anda system unit comprising a display, processor, signal emitter circuit, signal detector circuit, a receptacle to couple to proximal ends of the one or more optical fibers,wherein the signal emitter circuit sends a signal through from the one or more optical fibers,the signal detector circuit receives a signal through the one or more optical fibers,the processor processes signals received through the one or more optical fibers, andthe display shows results of the processing by the processor. 2. The system of claim 1 wherein the force sensor comprises a cable which is configured to be connected to the system unit to transmit a signal representing an amount of force measured by the force sensor, and the tip of the retractor comprises a blade extending in a direction away from a surface of the tip, and there are at least two adjacent openings on the retractor tip that are positioned on the surface of the tip on one side of the blade. 3. The system of claim 1 wherein the force sensor is located between the handle and the tip of the retractor, the handle extends in the first direction, and the tip of the retractor extends in a second direction, angled in a range from about 90 degrees to about 45 degrees to the first direction. 4. The system of claim 1 wherein the force sensor is located at the tip of the retractor. 5. The system of claim 1 wherein the one or more optical fibers comprise a first optical fiber and a second optical fiber and the one or more openings of the tip comprise a first sensor opening and a second sensor opening, wherein a distal end of the first optical fiber is coupled to the first sensor opening of the tip, and a distal end of the second optical fiber is coupled to the second sensor opening of the tip, and wherein the signal emitter circuit sends a signal through the first optical fiber and the signal detector circuit receives the signal from the second optical fiber. 6. The system of claim 5 wherein the oximeter sensor comprises the first sensor opening and second sensor opening on a bottom side of the tip, and the first sensor opening and second sensor opening are separated by about five millimeters or less. 7. The system of claim 1 wherein th... | ViOptix, Inc. | A61B017/02 A61B001/32 A61B005/12
US09506809 | B2 | 2016-11-29 | Portable device for measuring temperature using infrared array sensor | 2011-11-16 | Disclosed is a portable device for measuring temperature with infrared array sensor. This portable device includes: an infrared array sensor module for taking temperature values in a unit of pixel and including a plurality of infrared sensors arranged in an array of pixels; a controller for calculating a resultant temperature value of a subject with reference to the temperature values taken each by the sensors; a display for expressing the resultant temperature value calculated by the controller; and a view finder with an indicator defining a target point to be measured for temperature and having a profile corresponding to the whole or a local shape of the subject. The view finder is formed of a transparent plate on which the subject's shape is reflected. The transparent plate is formed of: a notch representing the indicator; and a lens at least provided in the indicator. | 1. A portable device for measuring temperature, comprising: an infrared array sensor module configured to take temperature values in a unit of pixel, the module including a plurality of infrared sensors, wherein each infrared sensor of the plurality has an array of pixels;a controller configured to calculate a resultant temperature value of a subject with reference to the temperature values taken by at least one of the sensors in the infrared array sensor module;a display configured to express the resultant temperature value calculated by the controller; anda view finder configured to have an indicator defining a target point to be measured for temperature and having a profile corresponding to at least a portion of a shape of an anatomical part of the subject, wherein the view finder is formed of a transparent plate on which the subject's shape is reflected;wherein the transparent plate comprises a notch marked on the transparent plate and representing the indicator;wherein a lens is at least provided in a region confined by the indicator; andwherein, when the target point of the subject overlaps the indicator, the controller calculates the resultant temperature value of the subject. 2. The portable device according to claim 1, wherein the display is a transparent LCD panel and the view finder is configured to overlap with the LCD panel in a predetermined interval. 3. The portable device according to claim 2, wherein the LCD panel is configured to include a marker with a pattern; and wherein the pattern and the indicator of the view finder are the same in shape. 4. The portable device according to claim 1, further comprising an LED under the view finder, wherein the notch is configured to make light reflect vertically on the plate from the LED. 5. The portable device according to claim 1, wherein the controller is configured to, if temperature values measured each by the infrared sensors are within a predetermined range, determine that pixels corresponding to the infrared sensors are valid pixels, and calculate a resultant temperature value of the subject with reference to the temperature values measured by the infrared sensors corresponding to the valid pixels. 6. The portable device according to claim 5, wherein the controller is configured to calculate an ambient temperature value from the temperature values measured by infrared sensors corresponding to other pixels except the valid pixels, and correct the resultant temperature value of the subject with reference to the ambient temperature value. 7. A portable device for measuring temperature, comprising: an infrared array sensor module configured to take temperature values in a unit of pixel, the module including a plurality of infrared sensors, wherein each infrared sensor of the plurality has an array of pixels;a controller configured to calculate a resultant temperature value of a subject with reference to the temperature values taken by at least one of the sensors in the infrared ar... | EASYTEM CO., LTD. | G01J005/60 G01J005/00 G01J005/02 G01J005/08 G01K001/20 A61B005/00 A61B005/01 G01J005/10
US09498141 | B2 | 2016-11-22 | Method for determining right ventricle stroke volume | 2013-03-22 | The present invention relates to a method for determining right ventricle stroke volume comprising the steps of: providing a plurality of three-dimensional images of right cardiac ventricle of a patient over a cardiac cycle; identically slicing each of the plurality of images; selecting an image from the plurality of images, for each time unit of the cardiac cycle; determining a region of interest in each slice of the selected images, wherein the region of interest shows the right ventricle of the patient; determining area of the region of interest; determining volume of the region of interest; determining total volume of the region of interest for each time unit, wherein the maximum total volume is end diastolic volume and the minimum total volume is end systolic volume; and determining the right ventricle stroke volume using an equation: Right Ventricle Stroke Volume=end diastolic volume−end systolic volume (3). | 1. A method for determining right ventricle stroke volume comprising the steps of: providing a plurality of three-dimensional images of right cardiac ventricle of a patient over a cardiac cycle;identically slicing each of the plurality of images;selecting an image from the plurality of images, for each time unit of the cardiac cycle;determining a region of interest in each slice of the selected images, wherein the region of interest shows the right ventricle of the patient;determining area of the region of interest using Equation 1: Area=(Σnumber of pixels in region of interest)×resolution (Equation 1);determining volume of the region of interest using Equation 2: Volume=area×slice thickness (Equation 2),where the slice thickness is the distance between each slice in the image;determining total volume of the region of interest for each time unit, wherein the maximum total volume is selected as an end diastolic volume and the minimum total volume is selected as an end systolic volume; anddetermining the right ventricle stroke volume using Equation 3: Right Ventricle Stroke Volume=end diastolic volume−end systolic volume (Equation 3), andwherein the resolution is calculated casino Equation 4:resolution=∑i=1p⁢scale⁡(real⁢⁢sizeno.⁢of⁢⁢pixels⁢⁢in⁢⁢image)in,(Equation⁢⁢4)wherein p is an iteration number, n is the total number of iterations, no. pixels in image is a number of pixels in an object image of a known object, and real size is a measured size of the known object. 2. The method for determining right ventricle stroke volume, according to claim 1, wherein the three-dimensional images are full volume real-time echocardiogram images. 3. The method for determining right ventricle stroke volume, according to claim 1, wherein the step of identically slicing each of the plurality of images comprises the steps of: selecting a primary image from the plurality of images;slicing said primary image to produce a plurality of slices; andimprinting the plurality of slices on subsequent images of said plurality of images, thereby identically slicing each of the plurality of images. 4. The method for determining right ventricle stroke volume, according to claim 1, wherein the region of interest is determined using region growing method and spline tools. | Universiti Putra Malaysia | G06K009/00 A61B005/029 A61B008/06 A61B008/08 G06T007/00 G06T007/60
US09486164 | B2 | 2016-11-08 | Handheld medical diagnostic device with lancet and sample transfer | 2014-08-29 | A lancet housing assembly for use in a portable handheld medical diagnostic device for sampling bodily fluids from a skin site of a patient is provided. The lancet housing assembly comprises an outer facing side and an inner facing side. An opening is located at the outer facing side that is arranged and configured to align with a lancet port of the medical diagnostic device. A floor extends between the outer facing side and the inner facing side and having a reagent material. A lancet structure having a skin penetrating end and a blood transport portion adjacent the skin penetrating end is located in housing assembly. The blood transport portion is arranged and configured receive the amount of blood from the skin penetrating end and to carry the amount of blood away from the skin site and to the reagent material. | 1. A lancet housing assembly for use in a portable handheld medical diagnostic device for sampling bodily fluids from a skin site of a patient, the lancet housing assembly comprising: a housing structure comprising: an outer facing side;an inner facing side;an opening located at the outer facing side that is arranged and configured to align with a lancet port of the medical diagnostic device; anda floor that extends between the outer facing side and the inner facing side;a reagent material located on the floor and within the housing structure; anda lancet structure located in the housing structure, the lancet structure comprising a skin penetrating end aligned initially in a first plane with the opening and a blood transport portion adjacent the skin penetrating end, wherein the skin penetrating end is configured to extend in the first plane when extended through the opening and, when extended through the opening, is shaped and sized to penetrate the patient's skin at the skin site to provide an amount of blood, and further is configured to be extended and retracted by a drive member, and a biasing mechanism is configured to force the lancet structure toward the floor when the lancet is retracted to a second plane parallel to the first plane and offset from the opening, the drive member is configured to pass over the lancet structure when the drive member is moved toward the opening and the lancet structure is in the second plane, and the blood transport portion being arranged and configured to receive the amount of blood from the skin penetrating end in the second plane and to carry the amount of blood away from the skin site and to the reagent material. 2. The lancet housing assembly of claim 1, wherein the skin penetrating end of the lancet structure is supported on a bottom surface of the opening at the outer facing side before extending the skin penetrating end through the opening. 3. The lancet housing assembly of claim 1, wherein the reagent material is offset vertically from the opening at the outer face and within the housing structure. 4. The lancet housing assembly of claim 1 further comprising one or more lancet guide rails that extend along one or more of sidewalls of the at least one lancet compartment between the outer facing side and the inner facing side. 5. The lancet housing assembly of claim 4, wherein the lancet structure includes a rail riding structure providing a support surface that supports the lancet structure upon the one or more lancet guide rails. 6. The lancet housing assembly of claim 5 further comprising one or more drop down slots formed in the one or more of the sidewalls, the rail riding structure located to align with the one or more drop down slots such that the skin penetrating end is configured to move toward the reagent material when the lancet structure is retracted. 7. The lancet housing assembly of claim 1 wherein the biasing mechanism is connected at opposite ends to a ceiling of an upper disk me... | Roche Diabetes Care, Inc. | G01N033/58 A61B005/151 G01N025/72 A61B005/145 A61B005/15 A61B005/157 A61B005/00 F01D021/00 G01M015/14 F01D009/02 G01N021/84 F01D017/08
US10105101 | B2 | 2018-10-23 | Methods, systems, and devices for optimal positioning of sensors | 2014-12-23 | A biomedical sensor has conducting elements disposed at least partly over a skin-facing surface. A sensing element detects a signal representative of a physiological parameter of a body using the conducting elements. A storage device stores a physiological model. A processor determines sensor placement quality by comparing the signal to the model and operates an indicator to indicate the determined quality. A method of measuring using the sensor includes computing a measurement acceptance criterion using numerous measurements, determining whether a subsequent test measurement corresponds to the measurement acceptance criterion obtained from the computing step, and indicating the results via the indicator. A system for measuring a physiological property of the body includes the sensor, a user interface device to receive measurements from the sensor, and a processor associated with the user interface device and configured to provide feedback if the measurement does not meet a selected acceptance criterion. | 1. A biomedical sensor, comprising: a) a sensor body having a skin-facing surface and an opposed surface;b) a plurality of conducting elements disposed at least partly over the skin-facing surface;c) a sensing element connected to the conducting elements, so that the sensing element detects a signal representative of a physiological parameter of a body facing the skin-facing surface using the conducting elements;d) an indicator spaced apart from the skin-facing surface, the indicator including plural separately-activatable visual indicators;e) a storage device storing a physiological model; andf) a processor coupled to the sensing element, the indicator, and the storage device, so that the processor determines a quality of sensor placement by comparing the signal to the stored physiological model and operates the indicator to provide a human-perceptible indication of the determined quality; andwherein the processor is configured to activate none of the visual indicators if the signal corresponds to an absence or failed detection of the physiological parameter; to activate a selected first positive number of the visual indicators if the signal is not consistent with the physiological model; and to activate a selected second positive number of the visual indicators if the signal is consistent with the physiological model, the selected second positive number being greater than the selected first positive number. 2. The sensor according to claim 1, wherein the physiological parameter is selected from the group consisting of blood pressure, pulse rate, pulse wave, skin conductance, galvanic skin response, temperature, electrocardiogram signal, blood glucose concentration, electroencephalogram signal, electromyogram signal, heart rate variability or combinations hereof. 3. The sensor according to claim 1, further including a motion sensor and a storage device storing a motion model corresponding to a selected location on the body, in which the processor is further configured to record motion data from the motion sensor, compare the recorded motion data to the stored motion model, and provide a human-perceptible indication of a result of the comparison. 4. The sensor according to claim 3, in which the processor is configured to provide a human-perceptible indication of the selected location if the recorded motion data do not correspond to the stored motion model. 5. The sensor according to claim 1, in which the processor is further configured to update the stored physiological model using the signal if the comparison indicates the detected physiological parameter corresponds to the stored physiological model. 6. A method of determining optimal placement of a sensor for measuring a physiological parameter of a user, the method comprising: a calibration step of measuring the physiological parameter of the body using a sensor a plurality of times to provide respective measurements;using a processor, automatically computing a measurement acceptance cri... | LifeScan, Inc. | A61B005/00 A61B005/0205 A61B005/06 A61B005/024 A61B005/0478 A61B005/0488 A61B005/053 A61B005/021 A61B005/145
US11571112 | B2 | 2023-02-07 | Method and apparatus for recording microscopic images from within a living person or organism using an implantable device | 2015-01-07 | Exemplary apparatus and method can be provided. For example, using at least one light source first arrangement, it is possible to provide pulses of light to at least one portion of a biological structure. At least one detector second arrangement can be used to detect images from the portion(s) based on the pulses, and provide data based on the detection. With at least one configuration, it is possible prevent and/or reduce a movement of the apparatus within at least one anatomical body (i) is a particular surface of the apparatus, (ii) covers at least one portion of the surface, and/or (iii) extends from the surface. In addition or alternatively, with at least one computer third arrangement, it is possible to receive the data, and control a timing of at least one of activation or deactivation of at least one portion of the first arrangement based on the data. | 1. An apparatus, comprising: at least one light source which is configured to provide light to at least one portion of a biological structure to continuously illuminate the at least one portion of the biological structure,a grating, or prism to redirect light returned from the at least one portion of a biological structure at an angle towards at least one detector,the at least one detector being configured to detect microscopic images from the at least one portion continuously based on the light and provide data based on the detection, the microscopic images being at least one of optical sections or cross-sectional images through the at least one portion, wherein the combination of the at least one light source and the at least one detector produces the at least one of optical sections or cross-sectional images through the at least one portion by performing at least one of (i) an oblique back-illumination microscopy (OBM), (ii) a reflectance confocal microscopy (RCM), (iii) a spectrally encoded confocal microscopy (SECM), (iv) an optical coherence tomography (OCT), or (v) a full-field optical coherence microscopy (FF-OCM); andat least one implantable configuration which at least one of (i) is a particular surface of the apparatus, (ii) covers at least one portion of the surface, or (iii) extends from the surface, wherein the at least one implantable configuration prevents or reduces a movement of the apparatus from an exterior surface location of at least one anatomical body to provide for long-term, continuous monitoring, the apparatus being equal to 20 mm or less in diameter, andwherein the at least one anatomical body is an organ, and wherein the at least one portion of the biological structure is within the organ. 2. The apparatus according to claim 1, further comprising a transmitter which is coupled to the at least one detector, wherein the at least one detector is further configured to output additional data to be transmitted wirelessly to an external device that is outside the apparatus using the transmitter. 3. The apparatus according to claim 2, wherein the wireless transmission includes a radio frequency transmission. 4. The apparatus according to claim 2, wherein the fourth arrangement at least one of (i) includes a further light source which is configured to wirelessly transmit the data by modulating light emission therefrom, or (ii) configured to wirelessly transmit the data by modulating the first arrangement. 5. The apparatus according to claim 2, further comprising a transceiver configured to receive additional data from the external device, and wherein the processor is further configured to control at least one part of the at least one light source based on the additional data. 6. The apparatus according to claim 1, wherein, in operation, the apparatus is solely wirelessly communicating with an external device. 7. The apparatus according to claim 1, further comprising a processor which is configured to receive further data... | The General Hospital Corporation | A61B001/00 A61B001/04 A61B005/00
US20160324458 | A1 | 2016-11-10 | Suppository Insertion Tool | 2016-04-14 | A suppository insertion tool is a device utilized to administer a suppository within the body as well as to detect the presence of an obstruction within the bowels. A semi-rigid plunger member is telescopically engaged into a tubular semi-rigid sleeve member. A suppository-receiving flexible end of the tubular semi-rigid sleeve member and an expandable opening traversing into the suppository-receiving flexible end are expanded when the semi-rigid plunger member is engaged into the tubular semi-rigid sleeve member. A suppository may then be inserted through the expandable opening. A plurality of color-coded blockage indicators may be utilized to detect the presence and severity of an obstruction within the bowels. The plurality of color-coded blockage indicators is offset from each other to accurately gauge the severity of an obstruction. A chemical reactant coating for various applications may be applied to a sleeve tubular body of the tubular semi-rigid sleeve member. | 1. A suppository insertion tool comprises: a tubular semi-rigid sleeve member;a semi-rigid plunger member;at least one expansion tab;an expandable opening;the tubular semi-rigid sleeve member comprises an insertion open end, a suppository-receiving flexible end, and a sleeve tubular body;the semi-rigid plunger member comprises a grasping end, a plunger end, and a plunger body;the plunger body being telescopically engaged into the sleeve tubular body at the insertion open end;the at least one expansion tab being laterally positioned on the plunger body, adjacent to the plunger end; andthe expandable opening longitudinally traversing into the suppository-receiving flexible end. 2. The suppository insertion tool as claimed in claim 1, wherein the expandable opening is cross-shaped. 3. The suppository insertion tool as claimed in claim 1 further comprises: a ported sleeve handle;a plunger handle;the ported sleeve handle being connected to the insertion open end; andthe plunger handle being connected to the grasping end. 4. The suppository insertion tool as claimed in claim 1 further comprises: a length of the plunger body being greater than a length of the sleeve tubular body. 5. The suppository insertion tool as claimed in claim 1 further comprises: a plurality of color-coded blockage indicators;the plurality of color-coded blockage indicators being laterally distributed along the sleeve tubular body from the suppository-receiving flexible end; andthe plurality of color-coded blockage indicators being offset from each other. 6. The suppository insertion tool as claimed in claim 1 further comprises: a blockage detection sleeve;a ported sleeve handle;the ported sleeve handle being connected to the insertion open end; andthe blockage detection sleeve being slidably engaged to the sleeve tubular body, in between the ported sleeve handle and the suppository-receiving flexible end. 7. The suppository insertion tool as claimed in claim 6 further comprises: a plurality of color-coded blockage indicators;the plurality of color-coded blockage indicators being laterally distributed along the blockage detection sleeve; andthe plurality of color-coded blockage indicators being offset from each other. 8. The suppository insertion tool as claimed in claim 1 further comprises: a chemical reactant coating; andthe sleeve tubular body being enveloped by the chemical reactant coating. 9. The suppository insertion tool as claimed in claim 1, wherein an internal diameter of the sleeve tubular body is equivalent to an external diameter of the plunger body. 10. The suppository insertion tool as claimed in claim 1 further comprises: wherein the sleeve tubular body and the expandable opening are in an expanded configuration;the plunger end being positioned adjacent to the expandable opening; andthe at least one expansion tab being internally pressed against the sleeve tubular body, adjacent to the expandable opening. 11. A suppository insertion tool comprises: a tu... |  | A61B005/00 A61M031/00
US20160317060 | A1 | 2016-11-03 | Finger Ring with Electromagnetic Energy Sensor for Monitoring Food Consumption | 2016-07-08 | This invention is finger ring with an electromagnetic energy sensor for monitoring a person's food consumption. In an example, this device can monitor a person's food consumption by measuring changes in the electromagnetic impedance, resistance, conductivity, or permittivity of finger tissue. In an example, this finger-worn device can comprise an electromagnetic resonator between an electromagnetic energy emitter and an electromagnetic energy receiver. | 1. A finger-worn device for monitoring a person's food consumption comprising: a ring which is configured to be worn on a person's finger, wherein this ring further comprises:an electromagnetic energy sensor which is configured to measure parameters or patterns of electromagnetic energy transmitted through the person's finger tissue, wherein these parameters or patterns of electromagnetic energy are changed by the person's consumption of food and analyzed to monitor the person's food consumption;a power source;a data processor; anda data transmitter. 2. The device in claim 1 wherein the electromagnetic energy sensor is an electromagnetic impedance sensor which measures the impedance of the person's finger tissue. 3. The device in claim 1 wherein the electromagnetic energy sensor is an electromagnetic resistance sensor which measures the resistance of the person's finger tissue. 4. The device in claim 1 wherein the electromagnetic energy sensor is an electromagnetic conductivity sensor which measures the conductivity of the person's finger tissue. 5. A finger-worn device for monitoring a person's food consumption comprising: a ring which is configured to be worn on a person's finger, wherein this ring further comprises:an electromagnetic energy emitter which is configured to emit electromagnetic energy into the person's finger tissue at a first location;an electromagnetic energy receiver which is configured to receive electromagnetic energy from the person's finger tissue at a second location, wherein parameters or patterns of the received electromagnetic energy are changed by the person's consumption of food and analyzed to monitor the person's food consumption;a power source;a data processor; anda data transmitter. 6. The device in claim 5 wherein the parameters or patterns of the electromagnetic energy include the impedance of the person's finger tissue. 7. The device in claim 5 wherein the parameters or patterns of the electromagnetic energy include the resistance of the person's finger tissue. 8. The device in claim 5 wherein the parameters or patterns of the electromagnetic energy include the conductivity of the person's finger tissue. 9. The device in claim 5 wherein the parameters or patterns of the electromagnetic energy include the permittivity of the person's finger tissue. 10. The device in claim 5 wherein the device further comprises a plurality of electromagnetic energy emitters or electromagnetic energy receivers distributed around the circumference of the finger ring. 11. The device in claim 5 wherein the finger ring further comprises an electromagnetic resonator between the electromagnetic energy emitter and the electromagnetic energy receiver. 12. The device in claim 11 wherein the electromagnetic resonator comprises a split ring. 13. The device in claim 11 wherein the electromagnetic resonator comprises two or more nested rings. 14. The device in claim 11 wherein the electromagnetic resonator comprises two or more s... | Medibotics LLC | A61B005/053 A61B005/00
US20160324449 | A1 | 2016-11-10 | IMPLANTABLE SENSORS | 2016-07-28 | An implantable unit is provided that is configured to be implanted in a body of a subject, and comprises (a) a case, which is shaped so as to define (i) an external wall, (ii) a measurement chamber, and (iii) an aging chamber; (b) a self-sealing entry port in the external wall, which is accessible from outside the implantable unit, and which is softer than the external wall; (c) a first one-way valve, which is disposed between the measurement chamber and the aging chamber, and is arranged to allow one-way flow from the measurement chamber into the aging chamber; and (d) a second one-way valve, which is arranged to allow one-way flow from the aging chamber to outside the implantable unit. Other embodiments are also described. | 1-56. (canceled) 57. Apparatus comprising an implantable unit, which is configured to be implanted in a body of a subject, and comprises: a case, which is shaped so as to define (a) an external wall, (b) a measurement chamber, and (c) an aging chamber;a self-sealing entry port in the external wall, which is accessible from outside the implantable unit, and which is softer than the external wall;a first one-way valve, which is disposed between the measurement chamber and the aging chamber, and is arranged to allow one-way flow from the measurement chamber into the aging chamber; anda second one-way valve, which is arranged to allow one-way flow from the aging chamber to outside the implantable unit. 58. The apparatus according to claim 57, wherein the implantable unit is arranged such that, when the aging chamber contains a first liquid-comprising material and the measurement chamber contains a second liquid-comprising material, introduction of a volume of a third liquid-comprising material through the entry port and into the implantable unit causes, during the introduction: passage of a volume of the second liquid-comprising material from the measurement chamber, through the first one-way valve, and into the aging chamber, andpassage of a volume of the first liquid-comprising material from the aging chamber, through the second one-way valve, and out of the implantable unit. 59-63. (canceled) 64. The apparatus according to claim 57, further comprising first, second, and third liquid-comprising materials, wherein the implantable unit is arranged such that, when the aging chamber contains the first liquid-comprising material and the measurement chamber contains the second liquid-comprising material, introduction of a volume of the third liquid-comprising material through the entry port and into the implantable unit causes, during the introduction: passage of a volume of the second liquid-comprising material from the measurement chamber, through the first one-way valve, and into the aging chamber, andpassage of a volume of the first liquid-comprising material from the aging chamber, through the second one-way valve, and out of the implantable unit. 65. (canceled) 66. The apparatus according to claim 64, wherein the first liquid-comprising material comprises biosensor molecules. 67. The apparatus according to claim 66, wherein the aging chamber is configured to actively degrade the biosensor molecules. 68. The apparatus according to claim 67, wherein the aging chamber comprises an enzyme configured to degrade the biosensor molecules. 69. The apparatus according to claim 67, wherein the aging chamber comprises electrodes, and wherein the apparatus further comprises a power source arranged to drive, between the electrodes, a current capable of degrading the biosensor molecules. 70. The apparatus according to claim 64, wherein the second and the third liquid-comprising materials comprise biosensor molecules. 71. The apparatus according to clai... | GLUSENSE LTD. | A61B005/1459 A61B005/1473 A61B005/145
US10532133 | B2 | 2020-01-14 | Hydrophilic coating for intravascular devices | 2016-05-06 | The present disclosure relates to a coating for medical devices. The lubricious coating includes a primer layer and a top coating layer as well as methods of making and using the same. The primer layer includes a reaction cured product of a multifunctional acrylate and an acid functionalized monoacrylate. The top coating layer includes a reaction cured product of a mixture that includes a hydrophilic polymer comprising polyvinylpyrrolidone, an acid functionalized monoacrylate, and a hydrophilic monomer. The lubricious coating may be coated onto medical devices to form a sensing guide wire, an ultrasound imaging device, and an intravascular imaging device. Associated devices and methods are also provided. | 1. An intravascular device, comprising: a flexible elongate member, wherein at least a portion of the flexible elongate member includes an outer coating, wherein the outer coating comprises non-interpenetrating networks, the outer coating comprising:a primer layer comprising the reaction cured product of a first mixture comprising: a multifunctional acrylate,a first acid functionalized monoacrylate, anda first polymerization initiator; anda top coating layer comprising a reaction cured product of a second mixture comprising: a hydrophilic polymer comprising polyvinylpyrrolidone,a second acid functionalized monoacrylate,a hydrophilic monomer, anda second polymerization initiator;wherein the top coating layer is in contact with the primer layer and is an outermost layer of the coating. 2. The intravascular device of claim 1, wherein the flexible elongate member is a guide wire. 3. The intravascular device of claim 2, wherein the guide wire includes at least one sensing element. 4. The intravascular device of claim 3, wherein the at least one sensing element includes a pressure sensor, a flow sensor, or both a pressure sensor and a flow sensor. 5. The intravascular device of claim 2, wherein the guide wire has an outer diameter of about 0.014 inches, about 0.018 inches, or about 0.035 inches. 6. The intravascular device of claim 1, wherein the flexible elongate member is a catheter. 7. The intravascular device of claim 6, wherein the catheter includes at least one imaging element. 8. The intravascular device of claim 7, wherein the at least one imaging element includes an ultrasound transducer. 9. The intravascular device of claim 7, wherein the at least one imaging element includes an array of ultrasound transducers. 10. A coating in contact with at least one section of a medical device, the coating comprising: a primer layer comprising the reaction cured product of a first mixture comprising: a multifunctional acrylate,a first acid functionalized monoacrylate, anda first polymerization initiator; anda top coating layer comprising a reaction cured product of a second mixture comprising: a hydrophilic polymer comprising polyvinylpyrrolidone,a second acid functionalized monoacrylate,a hydrophilic monomer, anda second polymerization initiator;wherein the primer layer directly contacts the at least one section of the medical device, and wherein the top coating layer is in contact with the primer layer and is an outermost layer of the coating,wherein the coating comprises non-interpenetrating networks. 11. The coating of claim 10, wherein the first polymerization initiator and the second polymerization initiator are the same or different, and are each independently selected from the group consisting of a thermal initiator, a redox initiator, and a photoinitiator. 12. The coating of claim 10, wherein at least one of the first polymerization initiator and the second polymerization initiator is a photoinitiator. 13. The coating of claim 10, whe... | KONINKLIJKE PHILIPS N.V. | A63F009/24 A61L031/10 A61L031/04 A61L029/04 A61L029/08 A61B005/0215 A61B005/026 A61B008/12 A61B005/00
US10070823 | B2 | 2018-09-11 | Mutation signal processing methods, devices and medical detecting apparatuses | 2015-08-10 | Mutation signal processing methods, devices and medical detecting apparatuses are described. The method includes detecting whether or not a mutation signal exists in an input signal; if the mutation signal exists in the input signal, processing the input signal by a filter to obtain an output signal, and updating a prestored difference value according to a difference value obtained by subtracting the output signal from the input signal; and if the mutation signal does not exist in the input signal, using a difference value obtained by subtracting the prestored difference value from the input signal as the output signal. | 1. A mutation signal processing method, comprising: processing an input signal using a mutational signal detector to determine whether or not a mutation signal exists in the input signal;if the mutation signal does not exist in the input signal; processing the input signal by a filter to obtain an output signal;using a subtractor to calculate a first difference value by subtracting the output signal from the input signal; andupdating a prestored difference value according to the first difference value;if the mutation signal exists in the input signal: using a subtractor to calculate a second difference value by subtracting the prestored difference value from the input signal; andoutputting the second difference value as the output signal. 2. The method according to claim 1, wherein the step of detecting whether or not a mutation signal exists in an input signal comprises: determining whether or not the mutation signal exists in the input signal according to amplitude variations of the input signal. 3. The method according to claim 1, wherein the filter is a filter with time-delay or a filter without time-delay. 4. The method according to claim 3, wherein the filter is a filter with time-delay, after the step of detecting whether or not a mutation signal exists in an input signal, the method further comprising: if the mutation signal does not exist in the input signal, updating a stored retaining signal according to the input signal;wherein the step of using a difference value, obtained by subtracting the prestored difference value from the input signal, as the output signal, specifically comprising:processing the stored retaining signal by the filter to obtain a filtered signal;updating the prestored difference value according to a difference value obtained by subtracting the filtered signal from the stored retaining signal; andobtaining the output signal by subtracting the prestored difference value from the input signal after a time-delay. 5. A mutation signal processing device, comprising: a mutation signal detector;a filter;a first subtractor; anda second subtractor, wherein an input end of the mutation signal detector is configured to receive an input signal, a first output end of the mutation signal detector is connected with an input end of the filter, a first input end of the first subtractor is connected with a first output end of the mutation signal detector and the input end of the filter, a second input end of the first subtractor is connected with an output end of the filter, a second output end of the mutation signal detector is connected with a first input end of the second subtractor, and a second input end of the second subtractor is connected with an output end of the first subtractor;the mutation signal detector determines whether or not a mutation signal exists in an input signal, when the mutation signal does not exist in the input signal, and outputs the input signal to the filter and the first subtractor by the first ou... | Shenzhen Mindray Bio-Medical Electronics Co., Ltd. | A61B005/00
US09521962 | B2 | 2016-12-20 | Apparatus and methods for estimating time-state physiological parameters | 2016-07-26 | A method of determining a value of a physiological parameter for a subject at a selected state includes obtaining, via a device located a distance from the subject, a value of the physiological parameter of the subject at a particular time-of-day, and applying a time-dependent relationship function to the obtained physiological parameter value via a processor to determine a value of the physiological parameter at the selected state. | 1. A method of estimating a value of a physiological parameter for a subject at a selected metabolic state, the method comprising: obtaining, via a device located a distance from the subject, a value of the physiological parameter of the subject at a time-of-day, wherein the device comprises a camera configured to measure heart rate, breathing rate, and/or physical activity of the subject; andestimating the value of the physiological parameter for the subject at the selected metabolic state by applying a time-dependent relationship function to the obtained physiological parameter value via at least one processor, wherein the selected metabolic state is different from a current metabolic state of the subject. 2. The method of claim 1, wherein the time-dependent relationship function is derived from a circadian rhythm for the subject. 3. The method of claim 1, wherein the time-dependent relationship function is a lookup table. 4. The method of claim 1, wherein the physiological parameter includes one or more of the following: subject body temperature, subject heart rate, subject heart rate variability, subject blood gas levels, subject metabolic rate, subject respiration rate, subject blood analyte levels, subject blood pressure, and subject pulse pressure. 5. The method of claim 1, wherein estimating the value of the physiological parameter for the subject at the selected metabolic state comprises obtaining the value of the physiological parameter at the same time-of-day for multiple days and determining an average value for the multiple obtained values, and wherein applying the time-dependent relationship function to the obtained physiological parameter value comprises applying the time-dependent relationship function to the average value. 6. The method of claim 1, further comprising determining if the subject is in a condition of heightened activity at the time-of-day by determining via the device if at least one obtained physiological parameter value is at a level associated with heightened activity, and wherein the time-dependent relationship function is adjusted for the heightened activity condition of the subject prior to estimating the value of the physiological parameter at the selected metabolic state. 7. The method of claim 1, wherein prior to obtaining a value of the physiological parameter of the subject at the time-of-day, values of the physiological parameter of the subject are obtained at multiple times during at least one previous day, and a personalized time-dependent relationship function between at least one of value of the physiological parameter and a value of the physiological parameter at the selected metabolic state is generated for the subject using the obtained values from the at least one previous day, and wherein applying the time-dependent relationship function to the obtained physiological parameter value comprises applying the personalized time-dependent relationship function to the obtained physiological param... | Valencell, Inc. | A61B005/08 A61B005/00 A61B005/0205 A61B005/1455 A61B005/145 A61B005/11 A61B005/024 A61B005/021
US10492693 | B2 | 2019-12-03 | Photoacoustic signal processing device, photoacoustic signal processing system, and photoacoustic signal processing method | 2016-07-26 | Peak specification unit 31 specifies, based on a plurality of photoacoustic-images according to detection signals of photoacoustic-waves detected in a plurality of postures, a photoacoustic-image with the strongest detection signal of a detected photoacoustic-wave among the plurality of photoacoustic-images in a peak search mode. Posture determination unit 32 determines whether or not the posture of the probe 11 at the time of detecting photoacoustic-waves of a generation source of the photoacoustic-image matches the posture of the probe 11 at the time of detecting photoacoustic-waves of a generation source of the photoacoustic-image specified by the peak specification unit in a normal mode. Display control unit 27 displays the photoacoustic image on a display screen, and in a case where the posture determination unit 32 determines that the postures match each other, displays a report indicating the postures matching each other on the display screen. | 1. A photoacoustic signal processing system comprising: a light source;an inserted object which is adapted to be inserted into a subject and has a light guide configured to guide light from the light source and a light absorber configured to absorb light emitted from the light guide and to generate a photoacoustic wave;a probe that detects the photoacoustic wave emitted from the inserted object; anda processor configured to: generate a photoacoustic image based on a detection signal of the photoacoustic wave;set a peak search mode for detecting the photoacoustic wave in a plurality of postures while the posture of the probe is changing and a normal mode for displaying the photoacoustic image;select, based on a plurality of photoacoustic images based on the detection signals of the photoacoustic waves detected in the plurality of postures, a photoacoustic image with the strongest detection signal of the detected photoacoustic wave among the plurality of photoacoustic images in the peak search mode;determine whether or not a posture of the probe at the time of detecting photoacoustic waves associated with the photoacoustic image matches a posture of the probe at the time of detecting photoacoustic waves associated with the photoacoustic image specified by the processor in the normal mode; anddisplay the photoacoustic image on a display screen, and in a case where the processor determines that the postures match each other, displaying a report indicating the postures matching each other in the normal mode. 2. The photoacoustic signal processing system according to claim 1, wherein the processor calculates a maximum value of pixel values for each of the plurality of photoacoustic images, compares the calculated maximum values of the pixel values, and specifies a photoacoustic image having a pixel with the largest pixel value as the photoacoustic image with the strongest detection signal of the detected photoacoustic wave. 3. The photoacoustic signal processing system according to claim 1, further comprising: a posture detection sensor that detects an angle of the probe with respect to a reference direction,wherein the processor stores an angle of the probe at the time of detecting the photoacoustic waves associated with the specified photoacoustic image, andthe processor compares the stored angle with the angle of the probe detected by the posture detection sensor at the time of detecting the photoacoustic waves associated with the photoacoustic image to determine whether or not the posture of the probe at the time of detecting the photoacoustic waves associated with the photoacoustic image matches the posture of the probe at the time of detecting the photoacoustic waves associated with the photoacoustic image specified by the processor. 4. The photoacoustic signal processing system according to claim 1, wherein the probe includes a plurality of detector elements arranged in a one-dimensional manner, and in the peak search mode, a gradient of the ... | FUJIFILM Corporation | A61B005/00 G06T007/00 A61B008/00 G10K015/04 A61B008/08 A61B010/02 G01S007/52 G01S015/89 A61B005/06 A61B034/20
US09492086 | B2 | 2016-11-15 | Apparatus, systems, and methods for treating obstructive sleep apnea | 2015-11-02 | Apparatus, systems, and methods are provided for treating obstructive sleep apnea. A unitary valve assembly removably located inside the exterior profile of a nasal pillow mask uses positive airway pressure from a low-flow hose to automatically create an on-demand therapeutic air splint in the pharynx. During inspiration the mask's valving system allows room air to be inspired. During exhalation another valve governs therapeutic backpressure equal to the prescribed pressure setting of the CPAP blower machine. The mask may be worn when the CPAP blower machine is off, and systems are provided for turning the CPAP blower machine on only when needed. | 1. A mask for treating a patient suffering from obstructive sleep apnea, the mask adapted to be connected to an air flow generator and constructed to cover at least the nostrils of the patient, the mask comprising: a cavity in fluid connection with the nostrils of the patient;an inlet pressure port constructed to be attached to the air flow generator;the inlet pressure port fluidly connected to the cavity via an inlet pressure one-way valve that is constructed to allow air flow from the air flow generator to the cavity with little resistance and block air flow from the cavity to the air flow generator;the inlet pressure port fluidly connected to an expiration valve, wherein the expiration valve is fluidly connected to the cavity and to the outside of the mask, the expiration valve restricts air flow from the cavity to the outside of the mask, wherein an opening pressure of the expiration valve is variable and dependent on the pressure of air in the inlet pressure port as follows: (1) the opening pressure of the expiration valve increases when the pressure or air in the inlet pressure port increases; and/or (2) the opening pressure of the expiration valve decreases when the pressure or air in the inlet pressure port decreases; andan inspiration one-way valve fluidly connected to the cavity and to the outside of the mask, the inspiration valve is constructed to allow air flow from the outside of the mask into the cavity with little resistance and block air flow from the cavity to the outside of the mask. 2. The mask of claim 1 further comprising a valve cartridge that comprises the inlet pressure one way valve, the expiration valve and the inspiration one way valve. 3. The mask of claim 2, wherein the cartridge is removable. 4. The mask of claim 1 wherein the inspiration one way valve comprises two valves. 5. The mask of claim 1 further comprising an ambient pressure port, wherein the inspiration one-way valve and the expiration valve are fluidly connected to the ambient port. 6. The mask of claim 1, wherein the inlet pressure one way valve comprises a membrane and a valve seat. 7. The mask of claim 6, wherein the shape of the membrane depends on the pressure of air in the inlet pressure port. 8. The mask of claim 1, wherein the inspiration one way valve comprises a membrane and a valve seat. 9. The mask of claim 1, wherein the expiration valve comprises a membrane and a valve seat. 10. The mask of claim 1, wherein the opening pressure of the expiration valve is substantially zero when the pressure of air in the inlet pressure port is substantially zero. 11. A mask for treating a patient suffering from obstructive sleep apnea, the mask adapted to be connected to an air flow generator and constructed to cover at least the nostrils of the patient, the mask comprising: a cavity in fluid connection with the nostrils of the patient;an inlet pressure port constructed to be attached to the air flow generator; the inlet pressure port fluidly conn... | Fresca Medical, Inc. | A61M016/06 A61M016/20 A61B005/00 A61M016/00 A61M016/08
US09504405 | B2 | 2016-11-29 | Spatial modulation of magnetic particles in vasculature by external magnetic field | 2013-10-23 | A method for modulating a response signal includes introducing functionalized magnetic particles configured to interact with target analytes into the body, applying a magnetic field sufficient to draw the functionalized magnetic particles towards a surface of the lumen of subsurface vasculature closest to an internally or externally applied mask having a spatial arrangement, and detecting a response signal, which includes a background signal and an analyte response signal, transmitted from the subsurface vasculature. The analyte response signal related to interaction of the functionalized magnetic particles with the target analytes and is modulated with respect to the background signal due, at least in part, to the spatial arrangement of the mask. The target analytes may be non-invasively detected by differentiating the analyte response signal from the background signal due, at least in part, to the modulation of the analyte response signal. | 1. A method, comprising: applying a magnetic field sufficient to distribute magnetic particles present in a body into a mask having a spatial arrangement in a lumen of subsurface vasculature;detecting a response signal transmitted from the subsurface vasculature, wherein the response signal includes a background signal and an analyte response signal indicative of interaction of functionalized particles present in the body with the one or more target analytes, wherein the spatial arrangement of the mask formed by the magnetic particles modulates the analyte response signal with respect to the background signal as the functionalized particles in the body flow past the spatial arrangement of the mask, such that a period of the unmodulated analyte response signal is different than a period of the modulated analyte response signal as detected, and such that the period of the modulated analyte response signal as detected is different than a period of the background signal as detected; andnon-invasively detecting the one or more target analytes by differentiating the analyte response signal from the background signal due, at least in part, to the modulation of the analyte response signal. 2. The method of claim 1, further comprising introducing functionalized particles into the subsurface vasculature, wherein the functionalized particles interact with one or more target analytes present in blood circulating in the subsurface vasculature. 3. The method of claim 1, further comprising introducing magnetic particles into the subsurface vasculature. 4. The method of claim 1, wherein the response signal further includes an unbound particle signal indicative of functionalized particles that are not interacting with the one or more target analytes. 5. The method of claim 4, further comprising non-invasively detecting the one or more target analytes by differentiating the analyte response signal from the background signal and the unbound particle signal, due, at least in part, to the modulation of the analyte response signal. 6. The method of claim 5, wherein the analyte response signal is modulated differently than the background signal. 7. The method of claim 6, wherein the analyte response signal is modulated differently than the background signal due, at least in part, to the velocity of the functionalized particles in the blood circulating in the subsurface vasculature. 8. The method of claim 5, wherein the analyte response signal is modulated differently than the unbound particle signal. 9. The method of claim 8, wherein the analyte response signal is modulated differently than the unbound particle signal due, at least in part, to a difference in the velocity of the functionalized particles in the blood circulating in the subsurface vasculature that are interacting with the one or more target analytes and the velocity of the functionalized particles in the blood circulating in the subsurface vasculature that are not interacting with the one or more... | Verily Life Sciences LLC | A61B005/00 A61B005/05 A61B005/145 A61B005/1455 A61B005/0205 A61B005/055 G01R033/44 G06F019/00
US09498293 | B2 | 2016-11-22 | Automated cell patch clamping method and apparatus | 2013-11-13 | In an automated method for in vivo multiple cell patch clamping, cell patch clamping devices are automatically moved into position and targeted to multiple corresponding cells. Cell contact is determined by analyzing the temporal series of measured resistance levels at the clamping devices as they are moved. The difference between successive resistance levels is computed and compared to a threshold, which must be exceeded for a minimum number of computations before neuron contact is assumed. Pneumatic control methods are used to achieve cell-attached or gigaseal formation and subsequent cell break-in, leading to whole-cell patch clamp formation. An automated robotic system automatically performs patch clamping in vivo, automatically detecting cells according to the methodology by analyzing the temporal sequence of electrode impedance changes. By continuously monitoring the patching process and rapidly executing actions triggered by specific measurements, the robot can rapidly find neurons in the living brain and establish recordings. | 1. A method for automated multiple whole-cell patch clamping, comprising the steps of: in an automated apparatus for multiple cell patch clamping that is under the control of a computer processor, localizing a plurality of electrodes, each electrode of the plurality of electrodes having a tip and being associated with one of a plurality of cell patch clamping devices, by causing the tips of the electrodes to be moved to a predetermined location for cell hunting;moving the tips of the plurality of electrodes by a defined amount;making an electrical property measurement at each of the electrode tips during or after the step of moving;determining whether or not a target cell has been encountered by one or more of the electrodes by constructing a temporal series of the electrical property measurements during or after at least one iteration of the steps of moving and making;iteratively continuing the steps of moving, making, and determining until the temporal series of electrical property measurements for one or more of the electrodes, over a threshold number of consecutive iterations, indicates a predefined signature of electrode change that has passed a pre-set target cell detection threshold, wherein having a predefined signature of electrode change that passes the target cell detection threshold indicates that an electrode has encountered a target cell;initiating connection formation for any electrodes that have encountered a target cell;repeating the steps of continuing, pausing, and initiating until one or more of the plurality of electrodes has encountered a target cell; andassessing whether or not connection formation has been achieved at the electrodes. 2. The method of claim 1, further comprising the step of: if connection formation has been achieved, initiating break-in and formation of whole-cell patch clamps. 3. The method of claim 2, further comprising the step of verifying formation of the whole-cell patch clamps. 4. The method of claim 1, further comprising the steps of: providing positive pressure to the cell patch clamping devices during the step of localizing; andafter completing the step of localizing, reducing the pressure provided to the cell patch clamping devices to low positive pressure;measuring the electrical property at the electrode tips;assessing whether or not the electrical property has passed a pre-set tip blockage threshold at any of the electrode tips; andif the electrical property has passed the pre-set tip blockage threshold for any of the electrode tips, retracting the associated cell patch clamping devices to indicate tip blockage and failure. 5. The method of claim 4, wherein the step of initiating connection formation further comprises the step of releasing the positive pressure applied to the cell patch clamping devices. 6. The method of claim 5, further comprising the steps of: after the step of assessing, if connection formation has not been achieved for all tips, applying suction pressure to the cell p... | Massachusetts Institute of Technology Georgia Tech Research Corporation | A61B005/053 A61B019/00 A61B005/00 A61B005/04
US09492070 | B2 | 2016-11-15 | System and method for inhibiting injury to a patient during laparoscopic surgery | 2014-03-14 | This group of inventions provides means and methods for preventing the damaging portions of surgical tools, such as laparoscopic devices, from adversely contacting tissues and organs that are not in the desired field of surgery. As such, the present disclosure pertains to any form of a warning or positioning device or methods, including those that are facilitated via software that are adapted and arranged for use in tracking portions of surgical instruments during laparoscopic surgery or other medical procedures. Such systems include those that are adapted and arranged to provide a warning to the surgeon or other medical personnel regarding the positional status of an instrument, and those that are adapted and arranged for disabling or attenuating the portions of those instruments that might be dangerous to a patient when a dangerous portion of the instrument is near or outside the desired, or denominated, field of surgery. Data relating to the position and orientation of the instrument and of the position of a safe zone within which the instrument can be kept safely is optionally (preferably) stored throughout a medical procedure for later playback for training purposes or for ensuring that a patient was not injured during a medical procedure. | 1. A method of using a surgical system on a body of a patient, comprising: (a) providing a probe including an interior portion that is configured to be at least partially inserted into the body of the patient during use, a probe body to which the interior portion of the probe is connected, wherein the probe body is configured to be outside the body of the patient during use, wherein the interior portion of the probe includes a probing portion;(b) providing a surgical instrument including an interior portion that is configured to be at least partially inserted into the body of the patient during use, an instrument body to which the interior portion of the surgical instrument is connected, wherein the instrument body is configured to be outside the body of the patient during use, wherein the interior portion of the surgical instrument includes a functional element;(c) providing a laparoscope including an interior portion that is configured to be at least partially inserted into the body of the patient during use, a laparoscope body to which the interior portion of the laparoscope is connected, wherein the laparoscope body is configured to be outside the body of the patient during use, wherein the interior portion of the laparoscope includes an image receiving element, wherein, during use, the image receiving element is positionable in a surgical field in the body of the patient to receive images of the probing portion when the probing portion is in the surgical field and to receive images of the functional element when the functional element is in the surgical field; and,(d) providing the patient in a stationary position in a surgical theatre;(e) pre-defining a three-dimensional safe zone in a target region within the body of the patient while the patient remains in the stationary position by using the probe to define a denominated surgical field in the target region; and(f) while keeping the patient in the stationary position after step (e), inserting the interior portion of the surgical instrument into the patient and performing a surgery therewith in the surgical theatre. 2. A method as claimed in claim 1, wherein the safe zone is saved for continuous comparison to position information from the surgical instrument, laparoscope or both the surgical instrument and laparoscope during the surgery to determine if the surgical instrument and/or laparoscope are in the safe zone. 3. A method as claimed in claim 1, wherein the probe determines positions of a plurality of points on internal body portions surrounding the surgical field to pre-define the safe zone. 4. A method of using a surgical system on a body of a patient, comprising: (a) providing a probe including an interior portion that is configured to be at least partially inserted into the body of the patient during use, a probe body to which the interior portion of the probe is connected, wherein the probe body is configured to be outside the body to be operated on during use, wherein the int... |  | A61B001/00 A61B001/04 A61B001/06 A61B001/313 A61B005/06 A61B017/02 A61B017/00
US10535133 | B2 | 2020-01-14 | Automated anatomical labeling by multi-contrast diffeomorphic probability fusion | 2015-01-20 | A computer-implemented method, system and non-transitory computer readable storage medium for classifying a region of interest of a subject, including receiving imaging data comprising at least one image element, the imaging data comprising the region of interest of the subject; providing a plurality of atlases, each of the plurality of atlases having a candidate region that corresponds to the region of interest of the imaging data, each of the plurality of atlases having at least one image element with associated location and property information; co-registering the plurality of atlases to the imaging data, using at least one processor; assigning a probability to generate a labeling parameter for the region of interest, the probability being associated with each atlas; and classifying the region of interest of the subject based on the assigning. | 1. A computer-implemented method for classifying a region of interest of a subject, comprising: receiving imaging data comprising at least one image element, the imaging data comprising the region of interest of the subject;providing a plurality of atlases, each of the plurality of atlases having a candidate region that corresponds to the region of interest of the imaging data, each of the plurality of atlases having at least one image element with associated location and property information;co-registering the plurality of atlases to the imaging data, using at least one processor;assigning a probability to generate a labeling parameter for the region of interest, the probability being associated with each atlas; andclassifying the region of interest of the subject based on said assigning,wherein the probability for the labeling parameter is based on a plurality of probability terms of each atlas, the plurality of probability terms including a location value and a property value of the at least one image element of each atlas,wherein the location value is selected from a most probable location assignment among the plurality of atlases and wherein the property value is selected from a most probable intensity assignment from the plurality of atlases. 2. A system for classifying a region of interest of a subject, the system comprising: a memory storing computer-executable instructions; anda processor that is coupled to the memory and that is configured to execute the computer-executable instructions to perform:receiving imaging data comprising at least one image element, the imaging data comprising the region of interest of the subject;providing a plurality of atlases, each of the plurality of atlases having a candidate region that corresponds to the region of interest of the imaging data, each of the plurality of atlases having at least one image element with associated location and property information;co-registering the plurality of atlases to the imaging data;assigning a probability to generate a labeling parameter for the region of interest, the probability being associated with each atlas; andclassifying the region of interest of the subject based on said assigning,wherein the probability for the labeling parameter is based on a plurality of probability terms of each atlas, the plurality of probability terms including a location value and a property value of the at least one image element of each atlas,wherein the location value is selected from a most probable location assignment among the plurality of atlases and wherein the property value is selected from a most probable intensity assignment from the plurality of atlases. 3. The system of claim 2, wherein the classifying includes using a predetermined formula to combine the plurality of probability terms. 4. The system of claim 3, wherein: the co-registering the plurality of atlases generates a mixture of probabilities from each atlas of at least one labeling parameter,the generated mixt... | The Johns Hopkins University | G06T007/00 G06T007/174 A61B006/03 G06K009/46 A61B005/055 G06T007/143 G06T007/11 G06T007/33 A61B006/00 A61B008/08 G06K009/52 G06K009/62
US10750947 | B2 | 2020-08-25 | System and method for intraoperative fluorescence imaging in ambient light | 2015-01-08 | A system and method for intraoperative fluorescence imaging. A system for intraoperative fluorescence imaging includes a visible light source, a laser light source, a visible light image detector, a fluorescence image detector, radio frequency (RF) circuitry, and an image processing system. The RF circuitry is coupled to the laser light source and the fluorescence image detector. The RF circuitry is configured to modulate laser light generated by the laser source, and modulate an intensifier of the fluorescence image detector. The image processing system is coupled to the visible light image detector and the fluorescence image detector. The image processing system is configured to merge a fluorescence image produced by the fluorescence image detector and a visible light image produced by the visible light image detector to generate an intraoperative image showing an outline of a region of interest identified in the fluorescence image overlaid on the visible light image. | 1. A system for intraoperative fluorescence imaging, comprising: a visible light illumination source;a laser light source;a visible light image detector;a fluorescence image detector;radio frequency (RF) circuitry coupled to the laser light source and the fluorescence image detector; the RF circuitry configured to: modulate laser light generated by the laser light source; andmodulate an intensifier of the fluorescence image detector with as few as three phase delays relative to the modulation of the laser light source; andan image processing system coupled to the visible light image detector and to the fluorescence image detector, the image processing system configured to: merge a fluorescence image produced by the fluorescence image detector and a visible light image produced by the visible light image detector to generate an intraoperative image showing an outline of a region of interest identified in the fluorescence image overlaid on the visible light image; andeliminate non-modulated, visible light from fluorescence images to produce a high contrast fluorescent image using the fluorescence images acquired with the as few as three phase delays. 2. The system of claim 1, wherein the phase delays comprise zero degrees, 90 degrees and 180 degrees. 3. The system of claim 1, wherein each of the phase delays shifts phase of an RF signal that modulates the intensifier by 90 degrees. 4. The system of claim 1, wherein the image processing system is configured to merge the high contrast fluorescent image and the visible light image to generate the intraoperative image. 5. The system of claim 1, wherein the image processing system is configured to: extract amplitude information from fluorescence images generated at each of the phase delays;apply a threshold to the amplitude information; andidentify edges of a structure based on the amplitude information above the threshold. 6. The system of claim 5, wherein the image processing system is configured to: extract a region of interest corresponding to the identified structures from the visible light image; andmerge the edges of the structure with the region of interest extracted from the visible light image. 7. A method for intraoperative fluorescence imaging, comprising: illuminating an object with visible light generated by a visible light source;illuminating the object with laser light generated by a laser light source;modulating the laser light at a radio frequency;capturing, via a visible light image detector, an image of the object via detection of the visible light reflected by the object;capturing, via a fluorescence image detector, a fluorescence image of the object via detection of fluorescence generated by the object responsive to the laser light;modulating, at a radio frequency, an intensifier of the fluorescence image detector with as few as three phase delays relative to the modulation of the laser light source;merging the fluorescence image and the visible light image to generate an int... | Board of Regents of the University of Texas System | A61B005/00 A61B001/04 A61B001/313 G06K009/32 G06T005/50 A61B006/00 A61B090/00 H04N005/369
US10675006 | B2 | 2020-06-09 | Registration for multi-modality medical imaging fusion with narrow field of view | 2015-05-15 | In multi-modality imaging fusion with ultrasound, one transducer is used for registering ultrasound scan data with scan data from another mode. This registration is used to then align scan data from a different ultrasound transducer with the scan data of the other mode. The alignment may account for differences in position sensing between the two transducers. | 1. A method for multi-modality medical imaging fusion, the method comprising: acquiring scan data representing a region of the patient, the scan data being of a modality other than ultrasound, the modality other than ultrasound comprising x-ray, angiography, single photo emission computed tomography, positron emission tomography, magnetic resonance, or computed tomography;scanning at least a first part of the region of the patient with a first ultrasound transducer comprising a first probe, the scanning providing first ultrasound data;detecting, with a sensor, a first position of the first ultrasound transducer during the scanning with the first ultrasound transducer;spatially registering the first ultrasound data with the scan data, the spatially registering providing a spatial transform relating a first coordinate system of the first probe with a scan data coordinate system of the scan data;scanning at least a second part of the region of the patient with a second ultrasound transducer comprising a second probe, the scanning providing second ultrasound data;detecting, with the sensor or another sensor, a second position of the second ultrasound transducer during the scanning with the second ultrasound transducer;spatially aligning the second ultrasound data from the second ultrasound transducer with the scan data of the modality other than ultrasound, the spatially aligning relating a second coordinate system of the second probe to the scan data coordinate system, the spatially aligning being an adjustment of the spatial transform from a difference between the first and second positions of the first and second ultrasound transducers and application of the adjusted spatial transform between the scan data and the second ultrasound data so that locations in the patient represented in the second scan data are known in the scan data; andgenerating a multi-modality fusion image from the scan data and the second ultrasound data, the multi-modality fusion image being a function of the spatially aligning, the multi-modality fusion image comprising the scan data as x-ray, angiography, single photo emission computed tomography, positron emission tomography, magnetic resonance, or computed tomography data fused with the second ultrasound data. 2. The method of claim 1 wherein acquiring comprises acquiring the scan data as the magnetic resonance or computed tomography data. 3. The method of claim 1 wherein scanning with the first ultrasound transducer comprises scanning with a first field of view, and wherein scanning with the second ultrasound transducer comprises scanning with a second field of view with an area or volume less than the first field of view by a factor of at least two. 4. The method of claim 1 wherein scanning with the first ultrasound transducer comprises scanning at a first transmit frequency, and wherein scanning with the second ultrasound transducer comprises scanning at a second transmit frequency greater than the first transmit fre... | Siemens Medical Solutions USA, Inc. | A61B005/055 A61B008/08 A61B008/00 G06T007/30 A61B006/03
US09504852 | B2 | 2016-11-29 | Medical image processing apparatus and radiation treatment apparatus | 2015-02-26 | A medical image processing apparatus includes: an extracting unit that extracts a region of interest and a treatment target organ from each of pieces of three-dimensional medical image data acquired chronologically; a generating unit that generates a movable region image in which each of images of the region of interest that correspond to specified phases and that are among images of the region of interest extracted by the extracting unit from the pieces of three-dimensional medical image data is arranged in an extraction position in a three-dimensional coordinate system, while being characterized in such a manner that the phases are recognizable; and a display controlling unit that causes a display unit to display a display image in which the movable region image during a treatment is superimposed, in a coordinate-corresponding manner, on an image showing the treatment target organ and corresponding to phases during the treatment. | 1. A medical image processing apparatus comprising: processing circuitry having anan extracting unit that extracts a region of interest and an organ serving as a treatment target from each of a plurality of pieces of three-dimensional medical image data acquired chronologically;a generating unit that generates a movable region image in which each of images of the region of interest that correspond to a plurality of specified phases and that are among images of the region of interest extracted by the extracting unit from the plurality of pieces of three-dimensional medical image data is arranged in an extraction position in a three-dimensional coordinate system, while being characterized in such a manner that the phases are recognizable; anda display controlling unit that causes a predetermined display unit to display a display image in which the movable region image during a treatment is superimposed, in a coordinate-corresponding manner, on an image showing the organ serving as the treatment target and corresponding to phases during the treatment. 2. The medical image processing apparatus according to claim 1, wherein the generating unit generates the movable region image in which each of the images of the region of interest that are in the phases corresponding to a respiratory state during the treatment and that are among the images of the region of interest extracted from the plurality of pieces of three-dimensional medical image data is arranged in the extraction position in the three-dimensional coordinate system, while being characterized in such a manner that the phases are recognizable. 3. The medical image processing apparatus according to claim 2, further comprising: a receiver that receives an operation to specify the respiratory state, wherein the extracting unit extracts pieces of three-dimensional medical image data in phases corresponding to the predetermined respiratory state received by the receiver and further extracts the region of interest and the organ serving as the treatment target that correspond, from each of the extracted pieces of three-dimensional medical image data, andthe generating unit generates the movable region image in which each of the images of the region of interest extracted by the extracting unit is arranged in the extraction position in the three-dimensional coordinate system, while being characterized in such a manner that the phases are recognizable. 4. The medical image processing apparatus according to claim 2, wherein the display controlling unit calculates a region where the extracted region of interest has a high probability of being present, by using information about respiratory cycles and exercises control so as to cause the calculated region to be displayed together as the movable region image. 5. The medical image processing apparatus according to claim 2, wherein the generating unit generates the movable region image in which each of images of the region of interest that are in phases cor... | Toshiba Medical Systems Corporation | G06K009/00 A61B006/00 A61N005/10 A61B005/055 A61B005/00 G06T007/00 G06T007/20 A61B006/12 G06T019/00 A61B005/05 A61B006/03 A61B005/091
US09536560 | B2 | 2017-01-03 | Cadence determination and media content selection | 2015-10-14 | Systems, devices, apparatuses, components, methods, and techniques for cadence determination and media content selection are provided. An example media-playback device comprises a media-output device that plays media content items, a cadence-acquiring device, and a cadence-based media content selection engine. The cadence-acquiring device includes an accelerometer and a cadence-determination engine configured to determine a cadence based on acceleration data captured by the accelerometer. The cadence-based media content selection engine is configured to identify a media content item based on the cadence determined by the cadence-determining engine and cause the media-output device to playback the identified media content item. | 1. A media-playback device comprising: a media-output device that plays media content items;a cadence-acquiring device comprising an accelerometer and a cadence-determination engine configured to: capture a sequence of measurements from the accelerometer;filter the sequence of measurements based on frequency to generate a filtered sequence;calculate a first aggregate value corresponding to a period of oscillation of the filtered sequence over a duration;calculate a second aggregate value corresponding to a smoothing of the first aggregate value;determine whether the first aggregate value and the second aggregate value satisfy predetermined tolerances, wherein the predetermined tolerances include a difference tolerance and a duration requirement; andupon determining that the predetermined tolerances are satisfied, calculate a cadence value based on the first aggregate value; anda cadence-based media content selection engine configured to: identify a media content item based on the cadence determined by the cadence-determining engine; andcause the media-output device to playback the identified media content item. 2. The media-playback device of claim 1, wherein the media-playback device is a smartphone. 3. The media-playback device of claim 1, wherein the cadence-based media content selection engine is further configured to upon the cadence-acquiring device acquiring a cadence, generate a cadence acquired output comprising at least one of an audible signal and a visual indicator. 4. The media-playback device of claim 1, wherein the cadence-based media content selection engine is configured to identify a media content item that includes music with a tempo that is within a predetermined threshold of the cadence. 5. The media-playback device of claim 1, wherein the cadence-based media content selection engine is further configured to: monitor for changes in cadence determined by the cadence determining engine; andupon detecting a change in cadence: identify a second media content item based on a changed cadence; andcause the media-output device to playback the identified second media content item. 6. The media-playback device of claim 5, wherein the cadence-based media content selection engine is further configured to, upon detecting a change in cadence, generate a cadence changed output. 7. The media-playback device of claim 1, wherein the duration is measured in terms of steps. 8. The media-playback device of claim 1, wherein the duration is measured in terms of time. 9. The media-playback device of claim 1, wherein the cadence-acquiring device comprises three orthogonally-oriented accelerometers and the cadence-determination engine is configured to: capture sequences of measurements from each of the three accelerometers;filter the sequences of measurements based on frequency to generate filtered sequences; andidentify the sequence of measurements corresponding to cadence, wherein the sequence is identified based on calculating an energy of ... | Spotify AB | G06F017/00 G11B020/10 G10H001/00 A61B005/11 A61B005/00
US09486165 | B2 | 2016-11-08 | Portable lancing device using laser and equipped with double safety device and disposable cap used therewith | 2011-04-15 | A portable laser blood sampling device equipped with a dual safety device and a disposable cap used therewith are provided. Specifically, a portable laser blood sampling device equipped with a dual safety device which enables safe laser irradiation when a laser is irradiated to the outside by a laser module and a disposable cap used therewith are provided. | 1. A portable laser blood sampling device equipped with a dual safety device, the device comprising: a laser module configured to generate a laser and irradiate the laser in one direction;a skin contact part that is arranged in an irradiation direction of the laser to be locally concentrated on a point of the skin to be perforated, the skin contact part including a disposable cap insertion port;a disposable cap having a focus lens for focusing the laser, the disposable cap configured to be inserted into the disposable cap insertion port in an intersecting direction with the irradiation direction of the laser;an irradiation port cover configured to prevent the laser module from outputting the laser to the outside;a first safety switch configured to be turned on/off by up and down movements of the irradiation port cover that is moved by up and down movements of the disposable cap;a second safety switch configured to be turned on/off by an elastic member provided between the laser module and the skin contact part and moved by push and pull movements of the skin contact part; anda button switch configured to allow the laser to be irradiated when both the first safety switch and the second safety switch are turned on. 2. The device of claim 1, wherein the skin contact part further comprises: an optical window insertion port configured to allow an optical window to be inserted into the optical window insertion port, the optical window configured to protect the focus lens of the laser module from a foreign substance generated by an irradiation from the laser module. 3. The device of claim 2, wherein the optical window is fixed at the optical window insertion port or detachably provided to the optical window insertion port. 4. The device of claim 1, further comprising: a laser intensity control button configured to adjust an irradiation intensity of the laser module; and a battery gauge configured to display a remaining battery capacity that enables operation of the laser module. 5. The device of claim 1, wherein the skin contact part comprises a push part that elastically turns on and off the second safety switch. 6. The device of claim 1, wherein the disposable cap comprises: a coupling part configured to be coupled with a disposable cap insertion port of a skin contact part;a through hole having a hollow opening in the coupling part to allow a laser to be irradiated to the outside; anda handle configured to couple the coupling part to a fixing part. 7. The device of claim 6, wherein one side of the through hole comprises: a transparent interface film that suppresses the laser blood sampling device from being contaminated from blood of a user; andthe lens is provided between the transparent interface film and a user contact surface and configured to focus a laser on an external blood sampling point on a skin. 8. The device of claim 6, wherein the handle comprises a non-slip part that suppresses a user from slipping when the user separates the co... | ISOTECH CO., LTD. | A61B005/151 A61B005/15
US09486172 | B2 | 2016-11-08 | Estimation of insulin sensitivity from CGM and subcutaneous insulin delivery in type 1 diabetes | 2012-10-26 | In a method of determining insulin sensitivity in a patient, glucose level is sensed continuously. A first area under the curve representing the glucose level over time is calculated. An amount of insulin that has been administered to the patient is sensed. An estimation of insulin on board the patient is calculated based on the glucose level and the amount of insulin administered to the patient. A second area under the curve representing the insulin on board over time is calculated. Patient data indicative of at least one patient physical parameter is received. Information indicative of amount of glucose ingested by the patient during a meal is received. An insulin sensitivity output indicative of ability of insulin to stimulate glucose utilization and inhibit glucose production in the patient based on the first and second area under the curve, the patient data and the meal information is generated. | 1. A device for calculating insulin sensitivity in a patient, comprising: (a) a glucose module that includes a continuous glucose monitoring sensor configured to generate a glucose signal (CGM signal) indicative of a glucose level in the patient and an area under the curve calculator that is responsive to the glucose signal and that generates a first area under the curve signal [AUC(ΔCGM)] indicative of an area under the curve representing the over basal glucose signal and a second area under the curve signal [AUC(¦ΔCGM¦)] indicative of an area under the curve representing the absolute value of over basal glucose signal over a predetermined period of time;(b) an insulin module that is responsive to the glucose signal and to an insulin input from an insulin infusion device, the insulin input indicative of an amount of insulin that has been administered to the patient by the insulin infusion device, the insulin module also including an area under the curve calculator that generates an insulin module area under the curve [AUC(I)] indicative of an area under a curve representing the insulin signal over a predetermined period of time. the insulin module also including an insulin on board (IOB) module that is responsible for adding a contribution of onboard still active insulin administered before the predetermined period of time and subtracting the contribution of still active insulin at the end of the predetermined period of time;(c) a patient module that generates a patient data signal indicative of at least one patient physical parameter and a meal information signal indicative of an amount of glucose ingested by the patient during a meal; and(d) an insulin sensitivity calculator that generates an insulin sensitivity output that is indicative of an ability of insulin to stimulate glucose utilization and inhibit glucose production in the patient based on the first area under the curve [AUC(ΔCGM)] and the second area under the curve [AUC(¦ΔCGM¦)] signals generated by the glucose module, the insulin module area under the curve [AUC(I)], the patient data signal and the meal information signal, wherein the insulin sensitivity output (SI) is calculated as follows:SI=D·fBW-GEZI·AUC⁡(Δ⁢⁢CGM)-VG·[CGM⁡(tend)-CGM⁡(tmeal)]AUC⁡(I)·[AUC⁡(Δ⁢⁢CGM)(tend-tmeal)]where: D=amount of glucose ingested during the meal (in mg);f=0.9;BW=patient's body weight (in kg);GEZI=a population parameter fixed to 0.01 dL/kg/min;VG=1.48 dL/kg;tend=ending time of study;tmeal=starting time of study corresponding to time of the patient's last meal;CGM(tend)=value of CGM signal at ending time of study; andCGM(tmeal)=value of CGM signal at starting time of study corresponding to time of last meal. 2. The device of claim 1, wherein the continuous glucose monitoring sensor comprises a self-monitoring blood glucose device. 3. The device of claim 2, wherein the continuous glucose monitoring sensor further comprises a calibration module configured to combine data from both the self-monitorin... | Università degli Studi di Padova | A61B005/145 A61B005/00 A61B005/1495
US09498183 | B2 | 2016-11-22 | Pulmonary embolism therapeutic methods using therapeutic delivery devices and systems | 2011-12-29 | Methods and devices are disclosed that, in various embodiments and permutations and combinations of inventions, diagnose and treat Pulmonary Embolism or associated symptoms. In one series of embodiments, the invention consists of methods and devices for identifying patients whose Pulmonary Embolism or associated symptoms are caused or exacerbated, at least in part, by blockages of one or more of the patient's internal pulmonary veins. In some instances, stenoses or other flow limiting structures or lesions in the patient's affected veins are identified. Further, in some instances the nature of such lesions and whether there is a significant disruption of blood pressure, or both, is ascertained. In some embodiments, methods and devices for applying one or more therapies to the blockages in the patient's pulmonary veins are provided. | 1. A method of treating Pulmonary Embolism, comprising: providing a treatment device comprising a therapeutic agent delivery catheter capable of applying a therapeutic agent to a lesion of a pulmonary vein through the therapeutic agent delivery catheter to dissolve fibrin or thrombus present at or causing the lesion or otherwise treat the lesion, the therapeutic agent delivery catheter including an imaging element adjacent to a therapeutic delivery component, wherein the imaging element includes an ultrasound element or an optical coherence tomography (OCT) configured to image the pulmonary vein and wherein the therapeutic delivery component is configured to apply the therapeutic agent to the lesion of the pulmonary vein;identifying at least one venous outflow obstruction site based on images obtained from the imaging element of the therapeutic agent delivery catheter;assessing the at least one venous outflow obstruction site to determine whether the at least one venous outflow obstruction site causes significant narrowing of the pulmonary vein, wherein assessing the at least one venous outflow obstruction site includes measuring a first pressure gradient of blood flow across the at least one venous outflow obstruction site, and wherein the venous outflow obstruction sites causing significant narrowing of the pulmonary vein are identified for treatment with the therapeutic agent via the therapeutic agent delivery catheter;applying the treatment device to an identified venous outflow obstruction site of a pulmonary vein of a patient to treat pulmonary embolism symptoms of the patient, including applying the therapeutic agent to the identified venous outflow obstruction site to increase a cross-sectional area of a lumen of the pulmonary vein; andassessing the identified venous outflow obstruction site, after applying the treatment device to the identified venous outflow obstruction site to treat pulmonary embolism symptoms of the patient, to determine the efficacy of applying the treatment device, including measuring a second pressure gradient of blood flow across the at least one venous outflow obstruction site after applying the treatment device to an identified venous outflow obstruction site, the first and second pressure gradients being pressure differentials of a pressure distal to the at least one venous outflow obstruction site of the pulmonary vein and a pressure in the superior vena cava. 2. The method of claim 1, wherein the therapeutic agent delivery catheter has a catheter body with a distal end, a proximal end, a central lumen through which a guide wire may be passed, an outer surface, a balloon and a balloon lumen. 3. The method of claim 2, wherein applying the treatment device to the identified venous outflow obstruction site of the vessel includes visualizing the identified venous outflow obstruction site with the imaging element. 4. The method of claim 2, wherein the balloon of the provided treatment device is coated with the t... | Volcano Corporation | A61M031/00 A61B008/12 A61M025/10 A61B005/02 A61B008/06 A61B008/08 A61B017/12 A61B018/14 A61B018/24 A61B018/00 A61B018/02 A61B017/3207 A61B008/00 A61B006/00
US09492069 | B2 | 2016-11-15 | Surgical camera assemblies and systems | 2013-06-10 | A surgical camera assembly includes a camera member and a receptacle member. The camera member includes a camera head and a shaft. The shaft includes at least one electrical contact positioned towards a free end thereof. The at least one electrical contact is electrically coupled to the camera head. The receptacle member is configured to releasably receive the free end of the shaft and includes at least one electrical contact that is configured to electrically couple to the at least one electrical contact of the shaft to establish electrical communication between the camera head and the receptacle member when the free end of the shaft is received within the receptacle member. | 1. A surgical camera assembly, comprising: a shaft having opposed first and second ends, each end including a needle-shaped configuration to facilitate penetration through tissue and at least one electrical contact;a camera member including a camera head; anda receptacle member having first and second openings, the first opening configured to releasably receive the first end of the shaft and the second opening configured to releasably receive a portion of the camera member, the receptacle member including at least one electrical contact configured to electrically couple to the at least one electrical contact of the first end to establish electrical communication between the camera head and the shaft when the first end of the shaft is received within the first opening of the receptacle member and the portion of the camera member is received within the second opening of the receptacle member. 2. The surgical camera assembly according to claim 1, wherein the receptacle member defines a receiving port configured to receive one of the first or second ends of the shaft. 3. The surgical camera assembly according to claim 2, wherein at least one electrical contact of the shaft is disposed about an outer periphery of the shaft and wherein the at least one electrical contact of the receptacle member is disposed within the receiving port, such that electrical communication is established between the shaft and the receptacle member when the shaft is coupled to the receptacle member. 4. The surgical camera assembly according to claim 2, wherein the first and second ends of the shaft are configured for releasable friction-fit engagement within the receiving port of the receptacle member. 5. The surgical camera assembly according to claim 1, wherein the receptacle member includes control circuitry disposed therein, the control circuitry coupled to the at least one electrical contact of the receptacle member and configured to transmit control signals to the camera head when the camera head and the receptacle member are disposed in electrical communication with one another. 6. The surgical camera assembly according to claim 1, wherein the receptacle member includes a battery disposed therein, the battery coupled to the at least one electrical contact of the receptacle member and configured to supply power to the camera head when the camera head and the receptacle member are disposed in electrical communication with one another. 7. The surgical camera assembly according to claim 1, wherein the camera head includes an optical lens and an image sensor, the optical lens configured to project an image onto the image sensor, the image sensor configured to convert the image into a signal and to transmit the signal to the receptacle member. 8. The surgical camera assembly according to claim 7, wherein the receptacle member is configured to couple to a display device, the receptacle member configured to transmit the signal from the image sensor to the display devic... | Covidien LP | A61B001/313 A61B001/05 A61B001/00 A61B005/00 A61B017/00
US09495078 | B2 | 2016-11-15 | Display apparatus and method for managing health | 2013-01-30 | A display apparatus and a method for managing health are provided. The display apparatus according to an exemplary embodiment includes a photographing unit which photographs a user image, a display unit which displays the photographed user image, a user interface unit which receives a user command regarding the displayed user image, and a controller which changes at least part of the displayed user image and displays the changed user image, and sets health management information corresponding to the displayed changed user image according to a user command. Accordingly, a user may set a goal for exercise and diet while watching a user image where a size has been changed, which is displayed on a display apparatus. | 1. A display apparatus, comprising: a storage;a photographing unit configured to photograph a user image; a display which displays the photographed user image;an interface unit which receives a command regarding the displayed user image;and a controller configured to control the display to display a user image which is changed from the displayed user image according to a user command,wherein the changed user image is an image in which a specific body part of a user is changed, andwherein the controller, in response to a user command with respect to a physical dimension of a first body part of the user image, being input, calculates, in real time, a goal value for exercise to change the physical dimension of the first body part, and displays body management information including the calculated goal value for exercise and a user image in which the physical dimension of the first body part is changed. 2. The display apparatus as claimed in claim 1, wherein the controller displays at least one from among the user image where the specific body part has been changed and the photographed user image, according to the command. 3. The display apparatus as claimed in claim 1, wherein the goal value is calorie burn information which corresponds to a degree of change of one of respective changed body parts. 4. The display apparatus as claimed in claim 1, wherein the controller sets and displays the health management information for each body part according to the goal value for each body part stored in the storage, and stores the set health management information in the storage. 5. The display apparatus as claimed in claim 4, wherein the health management information is a health management program including at least one from among exercise course information, exercise time information, and calorie burn information corresponding to an exercise time for the each body part. 6. The display apparatus as claimed in claim 5, wherein the storage stores an exercise schedule table, wherein the controller registers and stores the health management program for each body part in the exercise schedule table according to an event. 7. The display apparatus as claimed in claim 4, wherein the storage further stores the user image photographed by the photographing unit, and wherein the controller measures a degree of calorie burn for each body part by comparing the user image stored in the storage with a user image currently photographed by the photographing unit and displays exercise state information for each body part based on the measured degree of calorie burn. 8. The display apparatus as claimed in claim 7, wherein the controller renews health management program information pre-stored in the storage based on the measured degree of calorie burn. 9. The display apparatus as claimed in claim 1, wherein the command is at least one from among a user motion and a control signal received from a remote controller. 10. The display apparatus as claimed in claim 2, wherein ... | SAMSUNG ELECTRONICS CO., LTD. | G06F003/048 G06F003/0484 G06F019/00 A61B005/00
US09480415 | B2 | 2016-11-01 | Electromagnetic coil apparatuses for surgical navigation and corresponding methods | 2013-04-26 | An electromagnetic device includes a jig and multiple wires. The jig includes a center member and coil-separating blocks. The coil-separating blocks protrude from the center member and are separated from each other to provide a coil channels. Each of the wires is wrapped on the jig, around the center member, and in one of the coil channels to form one of a multiple coils. Each of the coils is configured to connect to an electromagnetic navigation system and generate respective electromagnetic fields to be emitted relative to a subject. | 1. A transmit coil array comprising: a plurality of electromagnetic devices, each electromagnetic device comprising,a jig having a pair of end members, anda center member disposed between the pair of end members, wherein the pair of end members and the center member together provide a coil channel, wherein the coil channel comprises dividers, and wherein the center member, the dividers, and the end member together provide wire channels; anda wire wrapped on the center member and in the wire channels to provide a coil, wherein the coil is configured to connect to an electromagnetic navigation system and generate an electromagnetic field to be emitted relative to a subject,wherein the wire is wrapped in the wire channels in opposing first and second directions to provide a plurality of respective winding layers;wherein the jig comprises a crossover section in which the wire is switched between two of the wire channels, the crossover section separates each divider, such that each divider is non-contiguous annularly where the wire crosses itself a plurality of times in the crossover section upon increasing the winding layer; anda base plate, wherein the plurality of electromagnetic devices are mounted on the base plate and in respective orientations. 2. The transmit coil array of claim 1, wherein each jig includes at least one of a plastic material and a ceramic material. 3. The transmit coil array of claim 1, further comprising orienting blocks mounted on the base plate and between the jigs of the electromagnetic devices and the base plate, wherein: orienting blocks comprise jig mounting surfaces on which the jigs of the electromagnetic devices are mounted; andthe jigs and the wires are oriented relative to each other and relative to the base plate based on angles of jig mounting surfaces relative to the base plate. 4. The transmit coil array of claim 3, wherein: the base plate comprise first tabs;the first tabs are inserted into respective holes in the orienting blocks;the orienting blocks comprise second tabs; andthe second tabs are inserted into respective holes in the jigs. 5. The transmit coil array of claim 1, wherein: the jigs comprise notches;the base plate comprises holes; andthe wires extend through the notches of the jigs and the holes in the base plate. 6. A system comprising: the transmit coil array of claim 1;a controller configured to generate first signals via coils of the transmit coil array without previous calibration of the transmit coil array; anda tracking device configured to (i) receive the first signals, and (ii) generate second signals based on the first signals,wherein the controller is configured to track a position of the tracking device based on the second signals and during a procedure on the subject. 7. The transmit coil array of claim 1, wherein the crossover section is wedge-shaped with a narrow end extending through one of the end members to allow the wire to extend through the one of the end members. 8. A t... | Medtronic Navigation, Inc. | A61B005/06 H01F005/02 A61B017/00
US09750977 | B2 | 2017-09-05 | Hybrid angular motion sensors | 2016-07-18 | A portable sensor device is provided. The portable sensor device may at least include a first angular rate sensor, a second angular rate sensor, and a gyroscope. The first angular rate sensor may include two or more accelerometers, whereas the second angular rate sensor may include an accelerometer and a magnetometer. In some instances, the portable sensor device may determine when to use the first angular rate sensor, when to use the second angular rate sensor, and when to use the gyroscope to obtain angular rate measurements indicative of angular motion of the portable sensor device. Further, the portable sensor device may determine one or more angular motion parameters describing angular motion of the portable sensor device using data from the first angular rate sensor, the second angular rate sensor, the gyroscope, or combinations of the first angular rate sensor, the second angular rate sensor, and/or the gyroscope. | 1. A portable sensor device comprising: a first angular rate sensor including two or more accelerometers and first angular rate sensor control logic configured to provide angular rate measurements based on data from the two or more accelerometers, wherein at least two of the two or more accelerometers are positioned at spaced-apart locations along a common axis;a second angular rate sensor including an accelerometer, a magnetometer, and second angular rate sensor control logic configured to provide angular rate measurements based on data from the accelerometer and the magnetometer;a gyroscope including gyroscope control logic configured to provide angular rate measurements based on data from the gyroscope;one or more processors; anda non-transitory computer-readable medium storing instructions which, when executed, cause the one or more processors to: (a) determine, based on at least information selected from the group consisting of: information derived from at least the first angular rate sensor, information derived from at least the second angular rate sensor, information indicating that a wearer of the portable sensor device is engaging in a particular activity, and information regarding battery charge level of the portable sensor device, when to use the first angular rate sensor, when to use the second angular rate sensor, and when to use the gyroscope to obtain angular rate measurements indicative of angular motion of the portable sensor device;(b) cause the second angular rate sensor to operate in a low-power state responsive to a determination in (a) that the second angular rate sensor is to not be used;(c) cause the second angular rate sensor to operate in a high-power state responsive to a determination in (a) that the second angular rate sensor is to be used, wherein the second angular rate sensor has a higher power consumption rate in the high-power state than in the low-power state; andd) determine one or more angular motion parameters describing angular motion of the portable sensor device using angular rate measurements from the first angular rate sensor, the second angular rate sensor, the gyroscope, or a combination of two or more of the first angular rate sensor, the second angular rate sensor, and the gyroscope as determined in (a). 2. The portable sensor device of claim 1, wherein the instructions for causing the one or more processors to perform (a) include instructions for causing the one or more processors to, at least in part, account for whether the one or more angular motion parameters indicate that the angular velocity of the portable sensor device is above a first angular motion rate threshold. 3. The portable sensor device of claim 2, wherein the first angular motion rate threshold is between 400 degrees per second and 600 degrees per second. 4. The portable sensor device of claim 2, wherein the instructions for causing the one or more processors to perform (a) include instructions for causing the one or more proces... | Fitbit, Inc. | A63B024/00 G01P007/00 G01P003/44 G01P015/08 G01C021/16 A63B060/46 A61B005/00 A63B021/072 A63B022/06 G01C019/5607 A61L002/00 A61L002/07 A61L002/26 A61L009/00 B60B033/00 G01P015/00
US09492083 | B2 | 2016-11-15 | Ophthalmic examination and disease management with multiple illumination modalities | 2015-09-15 | Imaging various regions of the eye is important for both clinical diagnostic and treatment purposes as well as for scientific research. Diagnosis of a number of clinical conditions relies on imaging of the various tissues of the eye. The subject technology describes a method and apparatus for imaging of the back and/or front of the eye using multiple illumination modalities, which permits the collection of one or more of reflectance, spectroscopic, fluorescence, and laser speckle contrast images. | 1. An ophthalmic imaging device, comprising: A) an illumination module capable of generating a plurality of illumination modalities, wherein the illumination modalities include coherent illumination and incoherent illumination, and wherein the illumination module is configured to perform one or more of laser speckle contrast imaging, spectroscopic imaging, reflectance imaging, or fluorescence imaging;B) one or more imaging sensors configured to collect light from one or more regions of tissue of the eye;C) (i) an optical assembly comprising one or more optical elements configured to direct light from the illumination module to the one or more regions of tissue of the eye, and further configured to direct light from the one or more regions of tissue of the eye to the one or more imaging sensors; or (ii) a first optical assembly comprising one or more first optical elements configured to direct light from the illumination module to the one or more regions of tissue of the eye and a second optical assembly comprising one or more second optical elements configured to direct light from the one or more regions of tissue of the eye to the one or more imaging sensors; andD) one or more processors configured to calculate laser speckle contrast values for pixels of the one or more imaging sensors associated with the one or more regions of tissue of the eye, wherein the calculated laser speckle contrast values use properties of a pixel's neighborhood of pixels in spatial or temporal domains;wherein the one or more regions of the tissue of the eye include the retina, choroid, the cornea, the sclera, and the eye lens;wherein the one or more optical elements, the one or more first optical elements, and/or the one or more second optical elements is an aperture that results in the production of a speckle pattern on the one or more imaging sensors. 2. The ophthalmic imaging device of claim 1, wherein the one or more processors are further configured to control the arrangement of the one or more optical elements, to control durations, duty cycles, and synchrony of the plurality of illumination modalities, and the one or more imaging sensors, to control one or more image acquisition parameter, or to process data generated from the one or more imaging sensors to perform one or more of laser speckle contrast imaging, spectroscopic imaging, reflectance imaging, and fluorescence imaging. 3. The ophthalmic imaging device of claim 1, further comprising one or more means of user input. 4. The ophthalmic imaging device of claim 1, further comprising one or more means of data transmission to uni-directionally or bi-directionally exchange information with one or more storage devices, display devices, or processors that may be local, standalone, or associated with one or more remote computers or servers. 5. The ophthalmic imaging device of claim 1, (i) wherein the one or more optical elements are configured to control an intensity, wavelength range, beam shape, beam size,... | VASOPTIC MEDICAL, INC. | A61B003/14 A61B003/00 A61B003/12 A61B003/15 A61B005/00 A61B005/02 G02B027/48
US09504616 | B2 | 2016-11-29 | Infant patient transfer device with heart rate sensor | 2014-09-11 | A patient transfer device is utilized to transport infant patients between locations within a hospital environment. The patient transfer device includes a center, support section and a pair of side sections that can be moved into contact with each other to surround the infant patient. The first and second side sections each include a handle that can be brought into close proximity to each other and can be grasped by a single hand of a clinician. The patient transfer device includes a heart rate sensor positioned to provide a heart rate measurement of the patient when the patient is received on the patient transfer device. The patient heart rate can be displayed on either an integrated display or wirelessly transmitted to an external display device. In this manner, the heart rate of the infant can be continuously monitored during transport. | 1. A transfer device configured to support an infant patient during transfer of the infant patient, comprising: a center support section configured to be postioned beneath the infant patient;a stiffening device positioned within the center support section and configured to provide support for the infant patient during transfer of the infant patient;a first side section connected to the center support section;a second side section connected to the center support section, wherein the first and second side sections are sized to surround the infant patient when the first and second side sections are folded toward each other when the infant patient is on the center support section;a heart rate sensor within the center section and configured to continuously monitor the infant patient's heart rate during transfer; anda display integrated into the transfer device, wherein the display is in communication with the heart rate sensor to display the infant patient's heart rate. 2. The transfer device of claim 1 wherein the heart rate sensor is in communication with a control unit contained in the transfer device, wherein the control unit calculates the infant patient's heart rate based upon a sensed signal from the heart rate sensor. 3. The transfer device of claim 1 wherein the display is configured to communicate a visual alert when the infant patient's heart rate falls outside of a predefined range. 4. The transfer device of claim 1 further comprising a wireless transmitter operatively connected to the heart rate sensor. 5. The transfer device of claim 1 wherein the display is integrated into one of the first and second side sections. 6. A transfer device configured to support an infant patient during transfer of the infant patient, comprising: a center support section configured to be positioned beneath the infant patient;a first side section connected to the center support section and including a first handle;a second side section connected to the center support section and including a second handle, wherein the first and second side sections are movable toward each other such that the first and second handles are located adjacent to each other and the first and second side sections surround the infant patient;a heart rate sensor within the center section and configured to continuously monitor the infant patient's heart rate during transfer; anda display integrated into the transfer device, wherein the display is in communication with the heart rate sensor to display the infant patient's heart rate. 7. The transfer device of claims 6 wherein the heart rate sensor is in communication with a control unit contained in the transfer device, wherein the control unit calculates the infant patient's heart rate based upon a signal from the heart rate sensor. 8. The transfer device of claim 7 wherein the heart rate sensor comprises at least one electrical pad comprising a plurality of ECG leads, wherein the electrical pad is positioned to monitor electrocar... | General Electric Company | A61B005/02 A61G001/048 A61B005/0245 A61B005/0402 A61B005/00 A61B007/04 A47D013/02 A61G001/00 A61B008/02 A61B005/024 A61B005/0408 A61G001/04 A61G011/00
US10226219 | B2 | 2019-03-12 | Interactive surgical drape, system, and related methods | 2015-05-11 | Embodiments disclosed herein relate to an interactive surgical drape and system including at least one sensor and at least one controller that operates indicating sensing feedback from the at least one sensor to cause display of information on a dynamic display integrated with the interactive surgical drape. The dynamic display assists the surgical team while performing surgery and can operate to improve the efficiency and/or effectiveness of the surgical team. | 1. An interactive surgical drape system, comprising: at least one interactive surgical drape;a sensor assembly operably coupled to the interactive surgical drape, the sensor assembly configured to generate at least one sensed signal indicating detection of at least one physiological characteristic of a subject of surgery in contact with the interactive surgical drape;a first imaging sensor configured to capture an image of a physical feature of a first surgery attendant in proximity of the subject of surgery and generate at least one image signal associated with a first location of the first surgery attendant in relation to the at least one interactive surgical drape and with a first visual field of the first surgery attendant;a second imaging sensor configured to capture an image of a physical feature of a second surgery attendant in proximity of the subject of surgery and generate at least one image signal associated with a second location of the second surgery attendant in relation to the at least one interactive surgical drape and with a second visual field of the second surgery attendant;electronic circuitry including a processor operably coupled to the sensor assembly, the first imaging sensor, and the second imaging sensor and configured to receive the at least one sensed signal from the sensor assembly and the at least one image signal from each of the first imaging sensor and the second imaging sensor, the electronic circuitry configured to determine a first task list specific to the first surgery attendant based on the physical feature of the first surgery attendant and to determine a first location on the interactive surgical drape within a line of sight of the first surgery attendant based on the first location of the first surgery attendant in relation to the at least one interactive surgical drape and the first visual field of the first surgery attendant, the electronic circuitry further configured to determine a second task list specific to the second surgery attendant based on the physical feature of the second surgery attendant and to determine a second location on the interactive surgical drape within a line of sight of the second surgery attendant based on the second location of the second surgery attendant in relation to the at least one interactive surgical drape and the second visual field of the second surgery attendant; anda dynamic display device operably coupled to the electronic circuitry, the dynamic display device including at least one projector configured to project a first visual image of the first task list onto the first location on the at least one interactive surgical drape within the line of sight of the first surgery attendant responsive to control by the electronic circuitry and to project a second visual image of the second task list onto the second location on the at least one interactive surgical drape within the line of sight of the second surgery attendant responsive to control by the electronic circuit... | Elwha LLC | A61B005/00 A61B090/00 A61B046/10 A61B005/0402 A61B005/024 A61B046/00 A61B017/00 A61B046/23 A61B005/0476 A61B005/0205 A61B005/145 A61B005/0488 A61B005/0496 A61B005/11
US09492642 | B2 | 2016-11-15 | Guidewire | 2014-06-20 | A guidewire suppresses an increase in operating resistance during pushing and pulling within a blood vessel that is extremely crooked and secures sufficient operability. The guidewire includes a core shaft and a coil body wound around the core shaft. The core shaft includes a first shaft portion positioned inside the coil body and a second shaft portion positioned proximally from the coil body. A twisted portion that is twisted along a longitudinal axis of the core shaft is provided in at least part of the second shaft portion. | 1. A guidewire comprising: a core shaft; anda coil body that covers the core shaft, whereinthe core shaft includes: a first shaft portion positioned inside the coil body; anda second shaft portion positioned proximally from the coil body, at least a part of the second shaft portion being provided with a twisted portion that is twisted along a longitudinal axis of the core shaft, and the twisted portion of the second shaft portion has a cross section that is substantially rectangular in shape and that includes convex portions on a first pair of opposite sides. 2. The guidewire according to claim 1, wherein the twisted portion is provided over an entirety of the second shaft portion. 3. The guidewire according to claim 1, wherein the cross section includes straight portions formed on a second pair of opposite sides, and arc shaped portions formed at intersections of each of the straight portions and each of the convex portions. 4. The guidewire according to claim 1, wherein the cross section includes recessed portions formed on a second pair of opposite sides. 5. The guidewire according to claim 1, wherein the twisted portion is provided on a distal end portion of the second shaft portion. 6. The guidewire according to claim 1, wherein the twisted portion is formed in a tapered shape such that a diameter of the twisted portion decreases toward a distal end of the guidewire. 7. The guidewire according to claim 1, wherein the twisted portion is formed intermittently along the second shaft portion. 8. The guidewire according to claim 7, wherein a diameter of the second shaft portion where the twisted portion is formed is larger than a diameter of the second shaft portion where the twisted portion is not formed. 9. The guidewire according to claim 1, further comprising a proximal end junction that joins a proximal end of the coil body to the core shaft, whereina proximal portion of the first shaft portion includes the twisted portion, andthe proximal end junction joins the coil body to the twisted portion. 10. The guidewire according to claim 1, wherein the twisted portion is disposed only in the second shaft portion. | ASAHI INTECC CO., LTD. | A61B005/00 A61M025/09
US09555131 | B2 | 2017-01-31 | Method for using nanodiamonds to detect nearby magnetic nanoparticles | 2016-07-18 | An imaging agent for detecting analytes in an environment includes functionalized nanodiamonds and functionalized magnetic particles that can selectively interact with an analyte. Each functionalized nanodiamond contains at least one color center configured emit light in response to illumination. At least one property of the light emitted by the color centers is related to the proximity of the functionalized magnetic particles to the color centers. This property can be detected to determine that the functionalized nanodiamonds are proximate to the functionalized magnetic particles, to determine that the functionalized nanodiamonds and the functionalized magnetic particles are interacting with the analyte, or other applications. Devices and methods for detecting properties of the analyte by interacting with the functionalized nanodiamonds and functionalized magnetic particles are also provided. | 1. A method comprising: exposing a portion of vasculature in a human body to illumination, wherein the human body includes an in vivo imaging agent, wherein the in vivo imaging agent comprises functionalized nanodiamonds and functionalized magnetic nanoparticles, wherein each of the functionalized nanodiamonds contains at least one color center and is functionalized to selectively interact with an analyte in the portion of vasculature, wherein each of the magnetic nanoparticles is functionalized to selectively interact with the analyte in the portion of vasculature, and wherein the illumination causes individual color centers to emit light having one or more properties relating to proximity between the individual color centers and the functionalized magnetic nanoparticles;detecting the one or more properties of the light emitted by the color centers in response to the illumination;determining that an individual nanodiamond is proximate to at least one magnetic nanoparticle based on the detected one or more properties of the light emitted by the color centers of the individual nanodiamond in response to the illumination; anddetermining that the individual nanodiamond and at least one magnetic nanoparticle are bound to the analyte based on the determination that the individual nanodiamond is proximate to the at least one magnetic nanoparticle. 2. The method of claim 1, wherein the analyte is a cell. 3. The method of claim 1, further comprising introducing the in vivo imaging agent into the human body. 4. The method of claim 1, wherein the color centers comprise negatively-charged nitrogen vacancy color centers, wherein exposing the portion of vasculature to illumination comprises exposing the portion of vasculature to light having wavelengths in the range of about 500 nanometers to about 650 nanometers, and wherein detecting the one or more properties of the light emitted by the color centers comprises detecting light having wavelengths in the range of about 650 nanometers to about 800 nanometers. 5. The method of claim 1, wherein exposing the portion of vasculature to illumination comprises illuminating the portion of vasculature with light of a first amplitude during a first period of time and with light of a second amplitude during a second period of time, wherein the first period of time and the second period of time are separated by a latency period having a specified duration, wherein detecting the one or more properties of the light emitted by the color centers comprises detecting the amplitude of the light emitted by the color centers during the second period of time, and further comprising: determining that an individual nanodiamond is proximate to at least one magnetic nanoparticle based on at least the specified duration of the latency period, the second amplitude, and the detected amplitude of the light emitted by the color centers of the individual nanodiamond in response to the illumination. 6. The method of claim 1, further comp... | Verily Life Sciences LLC | A61K049/00 G01N033/50 A61B005/1455 G01N033/543 G01N033/544 A61B005/00 A61B005/145 A61B005/05 A61B005/055 A61M005/00 G01N033/551
US09491559 | B2 | 2016-11-08 | Method and apparatus for directional acoustic fitting of hearing aids | 2013-10-07 | A method of acoustically fitting a hearing aid comprises providing a plurality of audible tones, each having a predetermined frequency through stereo headphones. The tones are provided at specific sound pressure in each ear. The patient changes the relative sound pressure in each ear until a perceived direction of source of the tone is in front of the patient. The amplification or attenuation requirements of a hearing aid are modified based on the difference in the sound pressures required for the left and right ears of the patient for perceived directional sameness for each frequency band-pass channel. | 1. A system for programming at least one hearing device, comprising: stereo headphones having a first speaker configured for positioning relative to a first ear of a user and a second speaker configured for positioning relative to a second ear of a user;a processing device electronically coupled to the stereo headphones, wherein the processing device is configured to simultaneously provide a first audible tone through the first speaker of the stereo headphones and a second audible tone through the second speaker of the stereo headphones, wherein the first audible tone has a first sound pressure level and wherein the second audible tone has a second sound pressure level;a user controllable interface electronically coupled to the processing device, the user controllable interface configured to allow a user to adjust the first sound pressure level of the first audible tone to a first adjusted sound pressure level so that the user perceives the first adjusted sound pressure level of the first audible tone to be substantially balanced with the second sound pressure level of the second audible tone, the processing device further configured to record at least one first datum representing a difference between the first adjusted sound pressure level and the second sound pressure level; anda programming interface configured to receive the at least one first datum and for programming at least one hearing device based on the at least one first datum according to the difference between the first adjusted sound pressure level and the second sound pressure level. 2. The system of claim 1, wherein the processing device comprises a computer system. 3. The system of claim 1, wherein the user controllable interface comprises one or more buttons. 4. The system of claim 1, wherein the at least one hearing device comprises at least one hearing aid. 5. The system of claim 1, wherein the programming interface is further configured to program the at least one hearing device based on a first set of data representing a set of differential sound pressure levels derived from the user's perception of substantial balance between the first adjusted sound pressure level of the first audible tone and the second sound pressure level of the second audible tone at each of a plurality of frequencies. 6. The system of claim 5, wherein the programming interface is further configured to program the at least one hearing device based on a second set of data representing a set of loudness discomfort levels of the user at each of a plurality of frequencies. 7. The system of claim 6, wherein the programming interface is further configured to program the at least one hearing device based on a third set of data representing a set of minimum audible levels of the user at each of a plurality of frequencies. 8. The system of claim 1, wherein the programming interface is configured to program the at least one hearing device by adjusting at least one amplification setting of the at least one... | DEAN ROBERT GARY ANDERSON AS TRUSTEE OF THE D/L ANDERSON FAMILY TRUST | H04S007/00 A61B005/11 A61B005/00 A61B005/12 H04R025/00
US09504177 | B2 | 2016-11-22 | Hermetic electronics package with dual-sided electrical feedthrough configuration | 2012-06-14 | A hermetic electronics package includes a metal case with opposing first and second open ends, with each end connected to a first feedthrough construction and a second feedthrough construction. Each feedthrough contruction has an electrically insulating substrate and an array of electrically conductive feedthroughs extending therethrough, with the electrically insulating substrates connected to the opposing first and second open ends, respectively, of the metal case so as to form a hermetically sealed enclosure. A set of electronic components are located within the hermetically sealed enclosure and are operably connected to the feedthroughs of the first and second feedthrough constructions so as to electrically communicate outside the package from opposite sides of the package. | 1. A hermetically-sealed electronics device comprising: a hermetic electronics package comprising: a metal case with opposing first and second open ends; a first feedthrough construction having an electrically insulating substrate and an array of electrically conductive feedthroughs extending therethrough; a second feedthrough construction having an electrically insulating substrate and an array of electrically conductive feedthroughs extending therethrough; said electrically insulating substrates of the first and second feedthrough constructions connected to the opposing first and second open ends, respectively, of the metal case so as to form a hermetically sealed enclosure; and a set of electronic components located within the hermetically sealed enclosure and operably connected to the feedthroughs of the first and second feedthrough constructions;a first electrode array having a plurality of traces extending between electrodes at a lead end and a connector end that is connected to the feedthroughs of the first feedthrough construction to transmit electrical signals between the set of electronic components and a surrounding region adjacent the first electrode array; anda second electrode array having a plurality of traces extending between electrodes at a lead end and a connector end that is connected to the feedthroughs of the second feedthrough construction to transmit electrical signals between the set of electronic components and a surrounding region adjacent the second electrode array,whereby the first and second electrode arrays are positioned to electrically interact with said adjacent surrounding regions from opposite sides of the package. 2. The hermetically-sealed electronics device of claim 1, wherein the set of electronic components comprises a first subset fixedly connected to the first feedthrough construction and electrically connected to the feedthroughs thereof, and a second subset fixedly connected to the second feedthrough construction and electrically connected to the feedthroughs thereof. 3. The hermetically-sealed electronics device of claim 1, wherein the set of electronic components comprises a subset fixedly connected to the first feedthrough construction and electrically connected to the feedthroughs thereof, and a cable electrically connecting the subset to the feedthroughs of the second feedthrough construction. 4. The hermetically-sealed electronics device of claim 1, wherein the metal case with opposing first and second open ends comprises two shorter metal cases connected end-to-end. 5. The hermetically-sealed electronics device of claim 1, wherein the electrically conductive feedthroughs are a bio-compatible metal. 6. The hermetically-sealed electronics device of claim 5, wherein the electrically conductive bio-compatible metal is selected from the group consisting of titanium, platinum, iridium, ruthenium, niobium, palladium, gold, stainless steel, p- or n-type doped silicon, and alloys thereof. 7. The he... | Lawrence Livermore National Security, LLC | H05K001/03 H05K005/06 A61B005/00 A61B005/04 A61N001/375 H02G003/00 H05K003/46 H05K005/02 H01L023/00 H01L023/498
US09486161 | B2 | 2016-11-08 | Information processing system and method | 2011-06-07 | An information processing system includes a sensor node and a server. The sensor node obtains acceleration data and transmits the data to the server. The server obtains and records the number of zero crossings from the acceleration data. The server obtains and records the frequency distribution of the number of zero crossings. The server obtains one or more of the following: the slope of the approximate line of the distribution; the linearity of the distribution; the inflection point; the slope of the approximate line in the zero crossing range below the inflection point; the slope of the approximate line in the zero crossing range above the inflection point; the linearity of the distribution in the zero crossing range below the inflection point; and the linearity of the distribution in the zero crossing range above the inflection point. Then, the server records the obtained value. | 1. An information processing system comprising: a sensor for measuring a human acceleration produced by human movement for a predetermined time period;a processing part for obtaining feature data related to a speed of human movement based on the measured acceleration data; anda storage part for storing the obtained feature data,wherein the processing part is configured to:obtain the speed of movement per predetermined unit time from the acceleration data measured by the sensor;count the speed of movement above a reference value, from the obtained speed of movement per unit time, with respect to each of a plurality of reference values of the speed of movement, as a cumulative frequency for the reference value of the speed of movement; andobtain statistical data based on the distribution between the reference values of the speed of movement, and the log of the cumulative frequency for the reference values, as the feature data of human movement, and storing the feature data in the storage part,wherein the speed of movement is a zero crossing number indicating the number of times the acceleration data is zero or crosses zero,wherein the processing part is configured to:obtain the number of zero crossings per predetermined unit time, as the speed of movement, from the acceleration data measured by the sensor;count the number of zero crossings above a reference value, from the number of zero crossings obtained per unit time, with respect to each of a plurality of reference values of the zero crossing number, as a cumulative frequency for the reference value of the zero crossing number;obtain statistical data based on the reference value of the zero crossing number and on the log of the cumulative frequency for the reference value, as feature data of human behavior; andstore the obtained feature data in the storage part. 2. An information processing system according to claim 1, wherein the processing part obtains an index indicating the slope or linearity of one approximate line or a plurality of approximate lines, as the feature data. 3. An information processing system according to claim 1, wherein the processing part obtains feature data including one or more of the following:first feature data which is an inflection point at which the distribution between the reference value of the zero crossing number, and the log of the cumulative frequency for the reference value is approximated by a curve or a plurality of straight lines;second feature data which is the slope of a first approximate line in the zero crossing range below the inflection point;third feature data which is the slope of a second approximate line in the zero crossing range above the inflection point; andfourth feature data which is an index indicating the linearity of the distribution in the zero crossing range below the inflection point,wherein the processing part stores the obtained feature data in the storage part. 4. An information processing system according to claim 3, wherein ... | Hitachi, Ltd. | G01P015/00 G01P011/00 A61B005/11 G06F019/00
US09504430 | B2 | 2016-11-29 | Receivers for analyzing and displaying sensor data | 2013-12-05 | This disclosure provides systems, methods and apparatus for processing, transmitting and displaying data received from an analyte sensor, such as a glucose sensor. The system may include a display device with at least one input device. In response to movement of or along the input device, the display device may change a glucose data output parameter and update an output of the display device using the changed output parameter. | 1. A method for displaying healthcare information to a user using a hand-held computing device, comprising: displaying on a touch-sensitive display of a computing device a first window comprising a plurality of charts including at least one glucose trend line and a target range, the target range comprising a lower boundary and an upper boundary, the lower boundary associated with a first glucose concentration value and the upper boundary associated with a second glucose concentration value, wherein the second glucose concentration value is greater than the first glucose concentration value, wherein the at least one glucose trend line and the target range are displayed simultaneously in the first window, wherein the trend line is indicative of a glucose level of a host over a first time period;generating a first event indicator on the plurality of charts in response to a first user input, wherein the first event indicator is positioned on the plurality of charts proximate to the at least one glucose trend line of the plurality of charts to indicate when an insulin delivery event occurred in time;generating a second event indicator on the plurality of charts in response to a second user input, wherein the second event indicator is positioned on the plurality of charts proximate to the at least one glucose trend line of the plurality of charts to indicate when a meal event occurred in time;detecting on the touch-sensitive display a user selection of at least one of the first or second event indicator;displaying on the touch-sensitive display information associated with the selected at least one of the first or second event indicator in a second window in response to detecting the user selection of the at least one of the first or second event indicator, wherein the second window is separate from the first window, wherein the second window replaces the first window; andchanging a time period of the chart from the first time period to a second, different time period in response to a third user input detected by the computing device, wherein changing the time period causes the first and second event indicators to move on the plurality of charts so that the first and second event indicators continue to indicate when the insulin delivery event and the meal event occurred in time. 2. The method of claim 1, further comprising displaying the glucose information in a first display mode on the computing device when the computing device is in a portrait orientation, or in a second display mode on the computing device when the computing device is in a landscape orientation. 3. The method of claim 1, wherein the third user input is indicative of a request to change the time period to one of a plurality of predetermined time periods. 4. The method of claim 1, wherein the first user input and the second user input comprise touching a portion of at least one of the plurality of charts. 5. The method of claim 1, wherein detecting the user selection comprises det... | DexCom, Inc. | G06T011/20 A61B005/00 H04N021/431 G06T003/00 A61B005/145 G06F003/0488 G06F003/041 A61B005/1495 G01N033/66 G06F019/00 G06F003/0484
US10360472 | B2 | 2019-07-23 | System, method and computer-accessible medium for determining brain microstructure parameters from diffusion magnetic resonance imaging signal's rotational invariants | 2016-05-16 | An exemplary system, method and computer-accessible medium for determining a plurality of tissue parameters of a tissue(s), can include, for example, receiving information related to a plurality of rotational invariants contained within a diffusion magnetic resonance (dMR) image(s) of the tissue(s), and generating the tissue parameters using a set of rotational invariants related to the plurality of tissue parameters using such information. The tissue parameters can be generated by factorizing a response of an individual fiber segment of the tissue(s) based on the set of rotational invariants. The response of the individual fiber segments can be factorized from an orientational distribution function (“ODF”). The individual fiber segments can be factorized using a scalar tensor factorization(s) of the rotational invariants. The set of rotational invariants can be of a rotation group SO(3). | 1. A non-transitory computer-accessible medium having stored thereon computer-executable instructions for determining a plurality of tissue parameters of at least one tissue, wherein, when a computer arrangement executes the instructions, the computer arrangement is configured to perform procedures comprising: receiving information related to a set of rotational invariants related to the tissue parameters that are contained within at least one diffusion magnetic resonance (dMR) image of the at least one tissue;generating the tissue parameters using (i) the set of rotational invariants based on the information, and (ii) at least one non-linear fitting procedure applied to each voxel of an image of at the least one tissue, wherein the generation of the tissue parameters using the generating procedure is performed by factorizing a response of individual fiber segments of the at least one tissue from an orientation distribution function (ODF) based on the set of rotational invariants; andconstructing the orientation distribution function using an exact factorization relation. 2. The computer-accessible medium of claim 1, wherein the computer arrangement is further configured to determine a plurality of tensor tissue parameters based on a plurality of scalar tissue parameters and a plurality of diffusion moments. 3. The computer-accessible medium of claim 2, wherein: the scalar tissue parameters include at least one of (i) a diffusivity inside neurites of the at least one tissue, (ii) the diffusivities outside the neurites, or (iii) a neurite water fraction of the at least one tissue; andthe tensor tissue parameters include an orientation distribution function of the at least one tissue. 4. The computer-accessible medium of claim 2, wherein a number of the tissue parameters are based on a maximum order of the diffusion moments. 5. The computer-accessible medium of claim 1, wherein the computer arrangement is further configured to cause an activation of a magnetic resonance imaging apparatus to acquire the dMR image. 6. The computer-accessible medium of claim 1, wherein diffusion rotational invariants include diffusion moments and wherein the computer arrangement is configured to factorize the response of the individual fiber segments using at least one scalar tensor factorization of the diffusion moments, and relations between the tissue parameters and the rotational invariants that are based on the diffusion moments. 7. The computer-accessible medium of claim 1, wherein the set of rotational invariants are of a rotation group SO(3). 8. The computer-accessible medium of claim 1, wherein the computer arrangement is further configured to estimate the information using a plurality of cumulant tensors. 9. The computer-accessible medium of claim 8, wherein the tissue parameters include at least two branches of tissue parameters, and wherein the computer arrangement is further configured to select one of the branches based on prior information about... | New York University Albert-Ludwigs-Universität Freiburg | G06K009/00 G06K009/52 A61B005/055 G01R033/56 A61B005/00 G01R033/563
US20170150885 | A9 | 2017-06-01 | Acoustic Detection of Bone Fracture | 2015-05-12 | A system for analyzing a possibility of a stress fracture in a patient's bone by applying a vibration of a selected frequency to a patient at a selected anatomical location and analyzing the resulting vibration detected at another anatomical location. Analysis may be based on a database. A probability of the existence of a fracture may be displayed. System software may provide usage instructions. | 1. A device for diagnosing the probability, location or type of fracture in a bone comprising: a. a user control unit;b. a vibration generator;c. a vibration detector; andd. a vibration analyzer responsive to the vibration generator and the vibration detector. 2. The device of claim 1, further including a display device arranged to display information provided by the vibration analyzer. 3. The device of claim 1, including a reporting device associated with the vibration analyzer. 4. The device of claim 1 wherein the control unit includes a smartphone. 5. The device of claim 1 wherein the vibration generator is integrated into the control unit. 6. The device of claim 1 wherein the vibration generator is reversibly attached to the control unit. 7. The device of claim 1 wherein the vibration sensor is integrated into the control unit. 8. The device of claim 1 wherein the vibration sensor is reversibly attached to the control unit. 9. The device of claim 1 including a wireless communication unit in the control unit. 10. The device of claim 9 including a wireless communication unit connected with the vibration detector. | The Seaberg Company, Inc. | A61B005/00
US09504425 | B2 | 2016-11-29 | Method of location coordination via wireless protocol between multiple devices | 2013-12-16 | Systems and methods for location coordination between multiple devices are provided. In one example, a method includes receiving by a wearable device, a location signal from a positioning device having location-determining capabilities indicative of the location of the positioning device and calculating a first location of the wearable device based, at least in part, on the location of the positioning device and the strength of the location signal received by the wearable device. The wearable device may include at least one sensor configured to measure at least one physiological parameter. | 1. A method comprising: receiving, by a wearable device, a location signal from a positioning device having location-determining capabilities indicative of a location of the positioning device, wherein the wearable device includes at least one sensor configured to measure at least one physiological parameter;calculating, a first location of the wearable device based, at least in part, on the location of the positioning device and a strength of the location signal received by the wearable device;in response to loss of the location signal at the wearable device after calculating the first location of the wearable device: storing, on the wearable device, the first location of the wearable device; andstoring, on the wearable device, wearable device movement data received from one or more movement sensors located on the wearable device and a timestamp associated with the wearable device movement data, wherein the wearable device movement data is indicative of movement of the wearable device; andin response to reestablishing the location signal at the wearable device: receiving, by the wearable device, an updated location signal from the positioning device and a timestamp associated with the updated location signal, wherein the updated location signal is indicative of one or more updated locations of the positioning device;correlating the wearable device movement data and the updated location signal based, at least in part, on their associated timestamps; andcalculating an updated location of the wearable device based, at least in part, on the wearable device movement data correlated with the updated location signal, a strength of the updated location signal received by the wearable device, and the first location of the wearable device. 2. The method of claim 1, wherein the first location of the wearable device is further calculated based, at least in part, on a direction of the location signal received by the wearable device. 3. The method of claim 1, wherein the one or more movement sensors on the wearable device comprise one or more of a compass, an accelerometer, an inertial measurement unit, an altitude meter, and a gyroscope. 4. The method of claim 1, wherein the wearable device movement data includes one or more of direction, altitude, speed, and acceleration. 5. The method of claim 1, wherein the updated location of the wearable device is further calculated based, at least in part, on positioning device movement data received from the positioning device indicative of movement of the positioning device. 6. The method of claim 1, further comprising detecting, by the wearable device, whether the wearable device is within range of the positioning device. 7. A wearable device, comprising: a wireless transceiver;at least one sensor configured to measure at least one physiological parameter;a processor; anda non-transitory computer readable medium storing instructions thereon that, when executed by the processor, cause the wearable device to per... | Verily Life Sciences LLC | G08B025/10 A61B005/00 G08B021/02 A61B005/0205
US09480393 | B2 | 2016-11-01 | System and method for assessing retinal functionality | 2012-09-14 | A system and method for assessing the functionality of a visual system of the eye using a digital micro-mirror device (DMD) to generate a coded pattern which is illuminated by a light source. Optics project an image of the coded pattern onto the retina of the eye. Sensors detect electrical signals based on the response of the visual system to the image. One or more processors control the DMD and correlate the electrical response from the sensor with the coded DMD pattern to assess the functionality of the visual system. | 1. A system for measuring response of a retina of an eye of a subject to light, comprising: at least one digital micro-mirror device (DMD) having micro-mirrors;a controller for controlling the DMD to configure the micro-mirrors to form a stimulus pattern;a light input for directing light to the DMD;optics positioned and configured to receive light reflected from the patterned micro-mirrors and direct the reflected light to the eye of the subject to image the stimulus pattern onto the retina as a stimulus image;a sensor unit for providing an output signal indicative of a response evoked by the retina to the stimulus image; andat least one processor for processing the output signal in relation to the stimulus pattern to enable an assessment of the functionality of the retina. 2. The system according to claim 1, wherein the controller comprises data storage for storing sets of data, each set of data for formation of a respective one of a plurality of said stimulus patterns, each set associated with a respective pattern identifier, and an interface for receiving identifiers selectively to select the stimulus patterns for application to said DMD device. 3. The system according to claim 2, wherein said data storage stores a predetermined number of sets of pattern data and the controller is configured to cause the data storage to discard sets of data for patterns already applied to the DMD, to provide capacity for newly received sets of pattern data. 4. The system according to claim 3, wherein the controller is operable to accumulate in said data storage sets of data for a predetermined number of stimulus patterns and apply the accumulated stored patterns to the DMD device substantially simultaneously when said predefined number have been accumulated. 5. The system according to claim 4, wherein the controller is operable to output a trigger signal substantially concurrently with applying said predefined number of stored patterns to the DMD, said trigger signal serving for synchronization of one or more external devices. 6. The system according to claim 1 wherein the controller is configured to output a control signal for control of the light input. 7. The system according to claim 1 further comprising a computing device for communicating with said controller and transmitting said pattern data for storage and said identifiers for subsequent selection thereof. 8. The system according to claim 1 wherein the eye of the subject has a pupil further comprising optics for capturing light passing from the retina to emerge through the pupil and combining the captured light with the stimulus pattern image to display a fundus image of the retina and stimulus image superimposed. 9. The system according to claim 8, further comprising an illumination device for lighting the retina from behind, the fundus image comprising light reflected from and light transmitted through the retina. 10. The system according to claim 1, wherein the sensor is an electroretinogr... | ANNIDIS CORPORATION | A61B003/10 A61B003/00 A61B003/12 A61B005/0484
US09972228 | B2 | 2018-05-15 | Annular multi-surface display device | 2015-06-19 | An annular multi-surface display device includes: a display panel, with two opposite sides of the display panel being bent toward a back surface of a display area respectively and being sealed together, so that a cross section of the display panel which is obtained along a direction perpendicular to the two opposite sides forms a closed annular structure; where an outer surface of the display panel with the cross section being the closed annular structure is a tubular surface, and a display surface of the annular multi-surface display device is the outer surface of the display panel. | 1. An annular multi-surface display device, comprising: a display panel, with two opposite sides of the display panel being bent toward a back surface of a display area respectively and being sealed together, so that a cross section of the display panel which is obtained along a direction perpendicular to the two opposite sides forms a closed annular structure; wherein an outer surface of the display panel with the cross section being the closed annular structure is a tubular surface, and a display surface of the annular multi-surface display device is the outer surface of the display panel; wherein the display panel is provided with a transparent prism structure at least on the sealing area, and the transparent prism structure is used for changing a propagation direction of an outgoing light, wherein an upper edge of the display panel is located at one end of the two opposite sides of the display panel which are bent toward the back surface of the display area, and a certain angle is formed between the upper edge and the outer surface of the display panel; and a lower edge of the display panel is located at another end of the two opposite sides of the display panel which are bent toward the back surface of the display area, and another certain angle is formed between the lower edge and the outer surface of the display panel. 2. The annular multi-surface display device according to claim 1, wherein the two opposite sides of the display panel are sealed together through an approach of pressing together grooves and corresponding projections that match each other, an approach of gluing the two sides together, an approach of using screws to connect the two sides together, or an approach of using a sealing board to seal the two sides together. 3. The annular multi-surface display device according to claim 1, further comprising: at least one function groove and/or a physical function key; wherein: the function groove and/or the physical function key are disposed on a sealing area of the display panel; orthe function groove and/or the physical function key are disposed on a non-display area of the display panel; orthe function groove and/or the physical function key are disposed on the bent upper edge and/or the bent lower edge of the display panel; orthe function groove and/or the physical function key are disposed on an inner surface of the display panel that is opposite to the outer surface of the display panel. 4. The annular multi-surface display device according to claim 1, further comprising: a health monitoring unit; wherein: the health monitoring unit is disposed on the sealing area; orthe health monitoring unit is disposed on a non-display area of the display panel; orthe health monitoring unit is disposed on the bent upper edge and/or the bent lower edge of the display panel; orthe health monitoring unit is disposed on an inner surface of the display panel that is opposite to the outer surface of the display panel. 5. The annular multi-su... | BOE Technology Group Co., Ltd. Beijing BOE Optoelectronics Technology Co., Ltd. | G09G005/00 G09F009/30 G09F009/00 A61B005/00 A61B005/01 A61B005/145 G09F009/302 G09G005/14 H04N005/225 G06F003/147
US09482513 | B2 | 2016-11-01 | Apparatus and methods for optical coherence tomography and two-photon luminescence imaging | 2014-03-14 | Exemplary embodiments of the present disclosure include a combined catheter-based optical coherence tomography-two-photon luminescence (OCT-TPL) imaging system. Exemplary embodiments further include methods to detect, and further characterize the distribution of cellular components (e.g., macrophage, collagen/elastin fiber, lipid droplet) in thin-cap fibroatheromas with high spatial resolution in vivo. | 1. An apparatus comprising: an optical coherence tomography light source configured to emit a first wavelength;a splitter configured to direct the first wavelength emitted from the coherence tomography light source to a reference path and to a sample path;a short-pulsed light source configured to emit a second wavelength;a first dichroic element;a second dichroic element; and a photonic crystal fiber, wherein the photonic crystal fiber is configured to simultaneously: enable single-mode propagation of the first wavelength from the optical coherence tomography light source to a sample site;enable single-mode propagation of the second wavelength from the short-pulsed light source to the sample site;transmit an optical coherence tomography signal from the sample site, wherein the optical coherence tomography signal is generated from the first wavelength; andtransmit an emission signal from the sample site, wherein the emission signal is induced by the second wavelength from the short-pulsed light source. 2. The apparatus of claim 1 wherein the optical coherence tomography light source is configured as a swept source optical coherence tomography light source. 3. The apparatus of claim 1 wherein the optical coherence tomography light source is configured as a broadband optical coherence tomography light source. 4. The apparatus of claim 1 wherein the photonic crystal fiber is configured to allow single mode transmission of light emitted from the optical tomography light source and configured to allow single mode transmission of light emitted from the short-pulsed light source. 5. The apparatus of claim 1 further comprising a balanced detector. 6. The apparatus of claim 5 wherein the balanced detector is configured to minimize a non-interfering OCT component. 7. The apparatus of claim 1 further comprising a photon counting detector. 8. The apparatus of claim 7 wherein the photon counting detector is a photomultiplier tube. 9. The apparatus of claim 7 wherein the photon counting detector is an avalanche photo diode. 10. The apparatus of claim 7 wherein the photon counting detector is configured to detect two-photon luminescence. 11. The apparatus of claim 1 wherein the second dichroic element is configured to direct two photon luminescence toward a photon counting detector. 12. The apparatus of claim 1 wherein the first dichroic element is configured to direct the first and second wavelengths to the sample path. 13. The apparatus of claim 1 wherein the sample path is directed to a sample site that comprises nanoparticles. 14. The apparatus of claim 1 further comprising a visual display configured to display an image of the sample site. 15. The apparatus of claim 14 wherein the visual display is configured to enhance a portion of the display of the sample site based on the distance between the apparatus and the sample site. 16. The apparatus of claim 15 wherein the visual display is configured to increase the brightness of a location of th... | Research Development Foundation | G01B009/02 A61B005/00
US09482927 | B2 | 2016-11-01 | Optical sensor interrogation system | 2009-10-26 | Apparatus and a method for monitoring various conditions of a vehicle structure including an optical sensor comprising an optical fiber bearing a photonic crystal mounted to one end, an interrogation system including an optical signal generator interfacing with one or more of the optical sensors located remotely from the interrogation module, and a method of monitoring the vehicle structural health using the interrogation system. | 1. An optical interrogation system comprising: an optical signal generator configured to transmit a first signal;an optical sensor oriented to receive the first signal and transmit at least one optical signal associated with the first signal, the optical sensor comprising a fiber optic strand and a photonic crystal wafer attached directly against a terminating end surface of a core of the fiber optic strand;optical signal receiving apparatus for collecting the at least one optical signal transmitted by the at least one optical sensor and converting the at least one optical signal to an electrical signal; andswitching mechanisms arranged between the optical signal generator and the optical signal receiving apparatus, such that two or more optical signals may be transmitted or received at the same time. 2. The optical interrogation system of claim 1, wherein the end portion comprises a polished end face. 3. The optical interrogation system of claim 2, wherein the photonic crystal wafer detects changes in the reflectivity spectrum of a range of wavelengths. 4. The optical interrogation system of claim 1, wherein the switching mechanisms comprise wavelength division multiplex switches. 5. The optical interrogation system of claim 1, wherein the optical signal generator comprises a laser. 6. The optical interrogation system of claim 1, wherein the optical signal generator comprises an LED. 7. The optical interrogation system of claim 1, and further including voltage altering apparatus coupled with the photonic crystal to control the reflectance properties of the crystal. 8. The optical interrogation system of claim 1, wherein the optical sensor detects at least one of pressure, temperature, chemical materials and biological materials. 9. An optical interrogation system comprising: an optical signal generator configured to transmit a first signal;an optical sensor oriented to receive the first signal and transmit at least one optical signal associated with the first signal, the optical sensor comprising a fiber optic strand and a photonic crystal wafer attached directly against a terminating end surface of a core of the fiber optic strand;optical signal receiving apparatus for collecting the at least one optical signal transmitted by the at least one optical sensor and converting the at least one optical signal to an electrical signal; andMEMS switches arranged between the optical signal generator and the optical signal receiving apparatus, such that two or more optical signals may be transmitted or received at the same time. 10. An optical interrogation system comprising: an optical signal generator configured to transmit a first signal;an optical sensor oriented to receive the first signal and transmit at least one optical signal associated with the first signal, the optical sensor comprising a fiber optic strand, a side-scattering light guide, and a length of photonic crystal material carried on an end of the fiber optic strand is monitored... | The Boeing Company | G02B006/12 G02B006/42 G02B006/26 G02F001/295 A61B005/00 G01N021/55 G01D005/26 G01N021/47 G01B009/02 G02B006/122
US09497926 | B2 | 2016-11-22 | System and method for treating livestock | 2014-03-17 | A system and method for treating livestock may include a ramp for containing dairy livestock and one or more mobile units configured to travel on the ramp, below the dairy livestock, and perform at least one action related to a treatment of the livestock. A mobile unit may be adapted to travel to a predefined location within a stall, and attach a milking equipment unit to a cow in the stall. A plurality of mobile units and a central management unit may be configured to dynamically cause at least some of the plurality of mobile units to each perform a portion of a treatment or task. | 1. A system for treating dairy livestock having fore legs and hind legs comprising: a milking parlor comprising a central management unit comprising a controller;an annular rotary driven milking platform configured to rotate and providing a support surface for livestock to stand during milking or treatment and a pit adjacent the rotary milking platform for service and maintenance, wherein said annular rotary driven milking platform comprises: a plurality of adjacent milking stations positioned around said milking platform; andat least one teat cup holder positioned between two adjacent milking stations, wherein said teat cup holder comprises teat cups;wherein said milking parlor further comprises: a guide rail track positioned along at least a portion of both the support surface of the milking platform and the pit, said guide rail track comprising at least one turnout between the platform and the pit; andat least one mobile unit positioned on said guide rail track and comprising a means for enabling mobility of the mobile unit, a treatment unit for treating livestock and a processor for automatically controlling, communicating and executing mobility of the mobile unit and treatment of livestock, wherein the mobile unit is configured to: travel along a predefined path defined by said guide rail track, wherein said predefined path is at least partially defined between the fore legs and hind legs of the dairy livestock standing at adjacent milking stations; anduse said treatment unit to perform at least one action related to a treatment of the dairy livestock;wherein the treatment unit includes an arm configured to remove the teat cups from the teat cup holder and connect them to the dairy livestock; andwherein said controller is configured to control the positioning of said at least one turnout of the guide rail track to allow the mobile unit to move between the rotary milking platform to the pit for service as determined by said controller. 2. The system of claim 1, wherein the action is selected from the list consisting of: milking, disinfecting, cleaning the annular rotary milking platform, washing the livestock, acquiring an image, identifying the livestock, testing for pregnancy, capturing a heartbeat of a fetus and heating an organ of the livestock. 3. The system of claim 2, comprising storing, on an information storage device, information acquired by a sensor included in the mobile unit. 4. The system of claim 1, wherein the annular rotary milking platform is adapted to translate both the dairy livestock and the mobile unit. 5. The system of claim 1, wherein the annular rotary milking platform is configured to house a milking equipment unit and wherein the mobile unit is adapted to detach the milking equipment unit from a housing and attach the milking equipment unit to the dairy livestock. 6. The system of claim 5, wherein the mobile unit is adapted to determine its location and, based on its location, determine a location of the milki... | Afimilk Agricultural Cooperative Ltd. | A01J005/00 A01J005/003 A01K013/00 A01J005/017 A61D017/00 A01J007/02 A01K001/12 A61B005/00 A61B005/024 A61B008/02 A61B008/08 A61B005/01
US20160328532 | A1 | 2016-11-10 | SYSTEM, METHOD AND SOFTWARE PRODUCT FOR MEDICAL TELEPRESENCE PLATFORM | 2016-05-04 | A system and method allows for remote specialty physicians to have the capability to remotely control what they can see through a video conferencing system as well as what they can interact with by direct control of a robotic arm that is part of a physician-side portal and a patient-side portal. Two videoconferencing sessions will be handled by the solution. This allows for the remote physician to control, from his or her end, what he or she wishes to see without impacting the local user's ability to complete their exam and share this information via the first portal. While this is being done, the remote user is interacting via the second portal all in the same virtual room or session. | 1. A system for providing a healthcare professional with the ability to render telemedicine services to a patient, the system comprising: a mobile cart, the cart comprising: a base;a height-adjustable vertical support member;a work surface; anda pull-out keyboard support;an onboard computer which enables the healthcare professional-side of the telemedicine services;a monitor;a camera;a lockable robotic head; anda PDA;all of the foregoing enabling the healthcare professional-side of the telemedicine services to be provided via visual and audible interaction with a patient at a remote location. 2. The system of claim 1 wherein the support member is extendable from a sitting height to a standing height. 3. The system of claim 1 wherein the base comprises castors and footrests. 4. The system of claim 1 wherein the base comprises a rapid recharge on-board battery. 5. The system of claim 1 wherein the monitor is a high resolution LED touchscreen, the monitor being used to access, display and enter patient data or other information. 6. The system of claim 1 further comprising other medical diagnostic tools. 7. The system of claim 1 further comprising: a medical examination table, the table comprising: a floor base;a patient support base; anda patient seat;an onboard computer which enables the patient-side of the telemedicine services;a first lockable robotic arm;a PDA attached to the first lockable robotic arm;a second lockable robotic arm, the second lockable robotic arm comprising: a keyboard;a monitor; anda PDA;all of the foregoing enabling the patient-side of the telemedicine services to be provided via visual and audible interaction with a healthcare professional at a remote location. 8. The system of claim 7 wherein the monitor of the second robotic arm is a high resolution LED touchscreen, the monitor being used to access, display and enter patient data or other information. 9. The system of claim 7 further comprising other medical diagnostic tools. 10. The system of claim 7 wherein the on-board computers utilize telepresence software to enable the rendering of telemedicine services. 11. A system for providing a healthcare professional with the ability to render telemedicine services to a patient, the system comprising a first portal and a second portal, the first portal comprising: a mobile cart, the cart comprising: a base;a height-adjustable vertical support member;a work surface; anda pull-out keyboard support;an onboard computer which enables the healthcare professional-side of the telemedicine services;a monitor;a camera;a lockable robotic head; anda PDA;the first portal enabling the healthcare professional-side of the telemedicine services to be provided via visual and audible interaction with a patient at a remote location; andthe second portal comprising: a medical examination table, the table comprising: a floor base;a patient support base; anda patient seat;an onboard computer which enables the patient-side of the telemedicin... |  | G06F019/00 A47B021/03 A47B021/02 A61G013/00 A61B001/227 A61B005/00 A61B003/10 F16M011/42 F16M011/24
US20160331260 | A1 | 2016-11-17 | ASYSTOLE DETECTION FOR CARDIOPULMONARY RESUSCITATION | 2014-12-17 | A patient monitoring device (20) employing an ECG monitor (24) and a controller (26). The patient monitoring device (20) can be or include an automatic external defibrillator (AED), an advanced life support (ALS) defibrillator and/or a patient monitor. In operation, the ECG monitor (24) monitors a corrupted ECG waveform (30) of a heart of a patient, and the controller (26) classifies the corrupted ECG waveform (30) as one of a non-shockable rhythm or a potentially shockable rhythm. The corrupted ECG waveform (30) is classified by the controller (26) as the non-shockable rhythm responsive to detection by the controller (26) of a presence of an asystole rhythm within the corrupted ECG waveform (30). Conversely, the corrupted ECG waveform (30) is classified by the controller (26) as the potentially shockable rhythm responsive to a detection by the controller (26) of an absence of the asystole rhythm within the corrupted ECG waveform (30) and/or an indetermination by the controller (26) as to the presence of the asystole rhythm within the corrupted ECG waveform (30). | 1. A patient monitoring device, comprising: an ECG monitor operable to monitor a corrupted ECG waveform of a heart of a patient; anda controller operably connected to the ECG monitor to classify the corrupted ECG waveform as one of a non-shockable rhythm or a potentially shockable rhythm, wherein the controller includes a feature extractor configured to extract at least one time domain feature and at least one frequency domain feature from a segment of the corrupted ECG waveform indicative of a presence of an asystole rhythm within the corrupted ECG waveform,wherein the controller classifies the corrupted ECG waveform as the non-shockable rhythm responsive to a detection by the controller of the presence of the asystole rhythm within the corrupted ECG waveform based on the extracted at least one time domain feature and at least one frequency domain feature, andwherein the controller classifies the corrupted ECG waveform as the potentially shockable rhythm responsive to a detection by the controller of an absence of the asystole rhythm within the corrupted ECG waveform based on the extracted at least one time domain feature and at least one frequency domain feature. 2. The patient monitoring device of claim 1, wherein the controller classifies the corrupted ECG waveform as the potentially shockable rhythm responsive to an indetermination by the controller as to the presence or the absence of the asystole rhythm within the corrupted ECG waveform. 3. The patient monitoring device of claim 1, wherein the patient monitoring device is at least one of an automatic external defibrillator or an advanced life support defibrillator. 4. The patient monitoring device of claim 1, wherein the patient monitoring device comprises at least one of an automatic external defibrillator, an advanced life support defibrillator or a patient monitor. 5. The patient monitoring device of claim 1, wherein the controller includes a signal conditioner operably connected to the ECG monitor to condition the segment of the corrupted ECG waveform. 6. The patient monitoring device of claim 5, wherein the signal conditioner removes any artifact from the ECG waveform. 7. The patient monitoring device of claim 5, wherein the signal conditioner removes a chest compression artifact from the ECG waveform. 8. The patient monitoring device of claim 1, wherein the at least frequency domain feature includes an amplitude spectrum area and the at least one time domain feature includes a first difference power of the corrupted ECG waveform. 9. The patient monitoring device of claim 1, wherein the controller includes a rhythm classifier operably connected to the feature extractor to detect any indication by at least one of the at least one time domain feature and the at least one frequency domain feature of the presence of the asystole rhythm within the conditioned segment of the corrupted ECG waveform. 10. The patient monitoring device of claim 1, wherein the controller includes a rhyt... |  | A61B005/0468 A61H031/00 A61B005/00 A61B005/04 A61N001/39 A61B005/046
US10376174 | B2 | 2019-08-13 | Electrode and method for manufacturing electrode | 2015-02-05 | In order to provide an electrode equipped with an insulating wall having excellent patterning properties as well as excellent biocompatibility, there is provided an electrode including, on a substrate, an electrode element; and an insulating wall formed around the electrode element, constituted of a polysiloxane compound (component A) having, per molecule, two or more functional groups selected from the group consisting of a (meth)acryloyl group, a styrenic vinyl group, a vinyl ester group, a maleic acid ester group and a maleimide group, and formed from a polymer obtained by reaction of the functional groups. | 1. An electrode configured for detecting electrical signals from biological tissue comprising, on a substrate, an electrode element; andan insulating wall formed around the electrode element, constituted of a polysiloxane compound (component A) having, per molecule, two or more functional groups selected from the group consisting of a (meth)acryloyl group, a styrenic vinyl group, a vinyl ester group, a maleic acid ester group and a maleimide group, and formed from a polymer obtained by reaction of the functional groups. 2. The electrode according to claim 1, wherein the component A is a compound having a structure represented by the following general formula (A1);wherein each of X1 and X2 independently represents a functional group selected from the group consisting of a (meth)acryloyl group, a styrenic vinyl group, a vinyl ester group, a maleic acid ester group and a maleimide group;each of R1 to R6 independently represents a substituent group selected from hydrogen, an alkyl group of 1 to 20 carbon atoms, a phenyl group, and a fluoroalkyl group of 1 to 20 carbon atoms;each of L1 and L2 independently represents a divalent group; and“a” is a number of siloxane repeating units represented by an integer of 1 to 3,000. 3. The electrode according to claim 1, wherein a number average molecular weight of the component A is at least 6,000. 4. The electrode according to claim 1, wherein the polymer is a copolymer obtained by copolymerizing the component A and a polysiloxane compound (component M) having, per molecule, one functional group selected from the group consisting of a (meth)acryloyl group, a styrenic vinyl group, a vinyl ester group, a maleic acid ester group and a maleimide group. 5. The electrode according to claim 4, wherein the component M is a compound having a structure represented by the following general formula (M1);wherein X3 represents a functional group selected from the group consisting of a (meth)acryloyl group, a styrenic vinyl group, a vinyl ester group, a maleic acid ester group and a maleimide group; each of R7 to R13 independently represents a substituent group selected from hydrogen, an alkyl group of 1 to 20 carbon atoms, a phenyl group, and a fluoroalkyl group of 1 to 20 carbon atoms; L3 represents a divalent group; and “b” is a number of siloxane repeating units represented by an integer of 0 to 1,400. 6. The electrode according to claim 1, wherein the polymer is a copolymer obtained by copolymerizing the component A and a compound (component B) having a fluoroalkyl group and one or more functional groups, per molecule, selected from the group consisting of a (meth)acryloyl group, a styrenic vinyl group, a vinyl ester group, a maleic acid ester group and a maleimide group. 7. The electrode according to claim 6, wherein the component B is a (meth)acrylic acid fluoroalkyl ester. 8. The electrode according to claim 1, wherein a plurality of the electrode elements are arranged on the substrate, andthe insulating wall i... | Takao Someya Tsuyoshi Sekitani Kazunori Kuribara TORAY INDUSTRIES, INC. | A61B005/04 A61B005/0478
US10058247 | B2 | 2018-08-28 | Multipurpose diagnostic examination apparatus and system | 2015-05-20 | A multipurpose diagnostic examination apparatus includes a diagnosis control unit (DCU), an attachment unit, and an image capture device (ICD). The attachment unit is detachably connected to and extends from a front end of the DCU. A microcontroller of the DCU receives and processes actuation signals from trigger elements of the DCU to indicate actions to be performed by the ICD removably connected to a camera module of the DCU, and/or by a medical diagnostic device (MDD) connected to the DCU via the attachment unit. The microcontroller facilitates transmission of diagnostic image data captured by the ICD and processed by the camera module, and diagnostic examination data from the MDD, to a medical diagnostic examination system (MDES) accessible on a local user device via a connector interface of the DCU. The MDES, in communication with a remote user device over a communication network, facilitates remote viewing, selection, and diagnostic examinations. | 1. A method for facilitating medical imaging and remote diagnostic examinations, said method comprising: configuring a hand-held multipurpose diagnostic examination apparatus comprising a diagnosis control unit to communicate with a medical diagnostic examination system, wherein said medical diagnostic examination system is configured as a software application on a local user device, wherein said medical diagnostic examination system is accessible to said multipurpose diagnostic examination apparatus via a connector interface configured at a rear section of said diagnosis control unit, wherein said diagnosis control unit comprises a microcontroller in operable communication with a plurality of trigger elements positioned on a predefined section of said diagnosis control unit;mounting an attachment unit to a connector slot configured at a front end of said diagnosis control unit, wherein said attachment unit comprises a receptacle, wherein an image capture device is mounted to a camera module positioned at a front section of said diagnosis control unit and supported within said receptacle of said attachment unit, and wherein said attachment unit is configured to mount one of a plurality of medical diagnostic devices interchangeably to said diagnosis control unit;detecting said image capture device and type of said one of said medical diagnostic devices mounted on said diagnosis control unit, by said microcontroller;receiving actuation signals from one or more of said trigger elements positioned on a predefined section of said diagnosis control unit, by said microcontroller;processing said received actuation signals, by said microcontroller, to generate action control signals configured to indicate one or more actions to be performed by said image capture device and said one of said medical diagnostic devices;processing diagnostic image data captured by said image capture device, by said camera module of said diagnosis control unit; andfacilitating transmission of said processed diagnostic image data from said camera module and diagnostic examination data of a plurality of formats from said one of said medical diagnostic devices, by said microcontroller, to said medical diagnostic examination system, wherein said connector interface is in communication with said camera module and said one of said medical diagnostic devices via said attachment unit to receive and transmit said processed diagnostic image data and said diagnostic examination data to said medical diagnostic examination system, and wherein said medical diagnostic examination system on said local user device is in communication with a remote user device over a communication network to facilitate remote viewing, remote selection, and said remote diagnostic examinations of a plurality of anatomical examination areas of a patient via said communication network. 2. The method of claim 1, further comprising transmitting diagnostic data management signals to said medical diagnostic examinatio... | COMPREHENSIVE TELEMEDICINE | A61B005/00 A61B001/227 A61B013/00 A61B003/12 A61B007/04 A61B008/00 A61B003/14 G06F019/00 A61B090/30 A61B034/00 A61B090/00
US10470824 | B2 | 2019-11-12 | Imaging apparatus and interventional instrument event mapper | 2014-01-22 | A system (102) includes an interventional instrument (104) and an imaging apparatus (106). The interventional instrument includes an interventional instrument event tracking transmitter (116) that transmits an interventional instrument event signal in response to a predetermined interventional instrument event by interventional instrument in connection with an interventional procedure for a region of interest of a subject. The imaging apparatus (106) includes an imager (132) that generates image of the region of interest of the subject. The imaging apparatus (106) further includes a receiver (126) that receives the interventional instrument event signal. The imaging apparatus (106) further includes an instrument event mapper (128) that maps the predetermined interventional instrument event to the image based on the received interventional instrument event signal. | 1. A system, comprising: an interventional instrument; including: an interventional instrument event tracking transmitter that transmits an interventional instrument event signal in response to a predetermined interventional instrument event by interventional instrument in connection with an interventional procedure for a region of interest of a subject; andan actuator that invokes the tracking transmitter to transmit the signal in response to a user input; andan imaging apparatus, including: an imager that generates image of the region of interest of the subject;a receiver that receives the interventional instrument event signal, andan instrument event mapper that maps the predetermined interventional instrument event to the image based on the received interventional instrument event signal. 2. The system of claim 1, wherein the imaging apparatus includes an ultrasound imaging device and the imager includes an ultrasound transducer. 3. The system of claim 1, wherein the instrument event mapper generates the mapping at a point in time during the interventional procedure in which the predetermined interventional instrument event occurred. 4. The system of claim 1, wherein the actuator comprises a physical mechanical switch. 5. The system of claim 4, wherein the user input includes actuation of the physical mechanical switch. 6. The system of claim 5, wherein the actuation is selected from a group consisting of a push of a button, a pivot of a lever, or a slide of an element. 7. The system of claim 1, wherein the interventional instrument includes one of a biopsy needle, a guide wire, or a lumen and the interventional instrument event is a biopsy. 8. The system of claim 1, wherein the image is included in a data file, and the instrument event mapper includes the signal in the data file with the image. 9. The system of claim 1, wherein the image is included in a data file and the signal includes a time at which the interventional instrument event occurred, and the instrument event mapper includes time in the data file. 10. The system of claim 1, further comprising: an instrument tracking system that generates a position signal indicative of a location and orientation of the interventional instrument in the subject and conveys the position signal to the imaging apparatus, wherein the instrument event mapper maps the interventional instrument event signal to the location and orientation of the interventional instrument. 11. The system of claim 1, further comprising: at least a second imaging apparatus, the at least second imaging apparatus, including: a magnetic resonance imaging apparatus or a computed tomography imaging apparatus. 12. A method, comprising: receiving, in electronic format, a signal indicating an occurrence of an action of an interventional instrument at region of interest in a subject at a point in time during an interventional procedure;mapping the signal to an image acquired at the point in time during the interventional... | BK Medical Holding Company | A61B034/20 A61B006/12 A61B008/08 A61B005/055 A61B010/02 A61B006/03 A61M025/09 A61B005/06 A61B008/00 A61B090/00
US09901741 | B2 | 2018-02-27 | Wearable cardioverter defibrillator (WCD) system using sensor modules with reassurance code for confirmation before shock | 2015-09-15 | A wearable cardioverter defibrillator (“WCD”) system includes a support structure that can be worn by a patient, and a defibrillator coupled to the support structure. An ECG input, rendered from an ECG of the patient, may meet a primary shock criterion. One or more sensor modules are further provided, which are worn by the patient at different times. The sensor modules may monitor different physiological parameters of the patient, and transmit signals about them. The WCD system further has a multi-sensor interface to receive the transmitted signals, and a processor to determine from them whether a secondary shock criterion is met. If both the primary and the secondary shock criteria are met, the decision is to shock. The signals increase specificity of the detection, while the patient can wear different modules depending on context. | 1. A wearable cardioverter defibrillator (“WCD”) system configured to be worn by a patient, and to be used in conjunction with a first sensor module and a second sensor module, the first sensor module configured to be worn by the patient so as to monitor a first physiological parameter of the patient other than an electrocardiogram (“ECG”) of the patient during a first time duration, the first sensor module further configured to generate a first sensing input from the monitored first physiological parameter and to transmit a first signal that communicates the first sensing input, the first signal encoding a reassurance code generated from a value of the first sensing input, the second sensor module configured to be worn by the patient so as to monitor a second physiological parameter of the patient other than the first physiological parameter and other than an ECG of the patient during a second time duration different from the first time duration, the second sensor module further configured to generate a second sensing input from the monitored second physiological parameter and to transmit a second signal that communicates the second sensing input, the WCD system comprising: a support structure configured to be worn by the patient;a multi-sensor interface configured to be worn by the patient, the multi-sensor interface configured to receive the transmitted first signal and the transmitted second signal;a defibrillator housing, the first sensor module and the second sensor module configured to be worn by the patient by being outside the defibrillator housing;a measurement circuit configured to render an ECG input from an ECG of the patient;an energy storage module configured to store an electrical charge within the defibrillator housing;a discharge circuit configured to discharge the stored electrical charge through the patient's body while the support structure is worn by the patient; anda processor within the defibrillator housing, the processor configured to: determine from the ECG input whether or not a primary shock criterion is met, andif so, determine from at least one of the received first signal and the received second signal whether or not a secondary shock criterion is met, andcontrol the discharge circuit to discharge the stored electrical charge through the patient's body, if both the primary and the secondary shock criteria are met. 2. The WCD system of claim 1, in which the first signal encodes an alarm generated from a value of the first sensing input. 3. The WCD system of claim 1, in which the first signal is received repeatedly substantially periodically during at least one hour. 4. The WCD system of claim 1, in which the processor is configured to cause a polling signal to be transmitted, andthe first signal is received responsive to the first sensor module receiving the polling signal. 5. The WCD system of claim 4, in which the polling signal is caused to be transmitted substantially periodically during at least one hour. ... | PHYSIO-CONTROL, INC. | A61N001/00 A61N001/39 A61B005/0402 A61B005/00 A61B005/103 A61B008/08 A61N001/04 A61B008/00
US10588599 | B2 | 2020-03-17 | Methods and systems for determining fluid content of tissue | 2016-07-08 | Diagnostic apparatus includes a plurality of antennas, which are configured to be disposed at different, respective locations on a thorax of a living body so as to direct radio frequency (RF) electromagnetic waves from different, respective directions toward a heart in the body and to output RF signals responsively to the waves that are scattered from the heart. Processing circuitry is configured to process the RF signals over time so as to provide a multi-dimensional measurement of a movement of the heart. | 1. A radio-frequency (RF) based diagnostic apparatus for assessing a target tissue comprising: one or more antennas configured for arrangement on a body of a patient so as to at least one of: direct radio frequency (RF) waves into a target tissue, andreceive RF reflections thereof from the target tissue,andoutput one or more signals responsive to received reflected RF waves;a communication interface;processing circuitry coupled to the communication interface, the processing circuitry configured to cause the communication interface to transmit the one or more signals to a remote device to: process the one or more signals at a plurality of different points over a period of time to determine a path characteristic of the RF electromagnetic waves relative to the target tissue at the plurality of different points, anddetermine a change in a fluid content of the target tissue over the period of time by comparing the determined path characteristic at a first point of the plurality of different points to the determined path characteristic at a second point of the plurality of different points; anda coupling material configured: for arrangement between a body-facing surface of the one or more antennas and the skin of the patient, andto include a first dielectric constant corresponding approximately to that of a second dielectric constant of the skin of the patient. 2. The apparatus of claim 1, wherein the first dielectric constant of between 30 and 75. 3. The apparatus of claim 1, wherein the coupling material is configured as a gel. 4. The apparatus of claim 1, wherein the coupling material is configured as an adhesive. 5. The apparatus of claim 1, wherein the communication interface is configured to receive signals comprising commands from the remote device. 6. The apparatus of claim 5, wherein the commands comprise operational commands configured for operating the apparatus. 7. The apparatus of claim 1, wherein the communication interface is configured with a wireless link. 8. The apparatus of claim 7, wherein the wireless link comprises at least one of a Bluetooth™ and WiFi link. 9. The apparatus of claim 8, further comprising a gateway configured to receive the signals from the communication interface and transmit the signals to the remote device. 10. The apparatus of claim 1, wherein the communication interface is configured to receive signals comprising commands from the remote device including a server. 11. The apparatus of claim 1, wherein the communication interface is configured to receive signals comprising commands from the remote device configured to store data received from the apparatus for at least one of subsequent viewing and analysis. 12. A radio-frequency (RF) based diagnostic apparatus for assessing a target tissue comprising: a housing;one or more antennas configured to be disposed on a body of a patient so as to at least one of: direct radio frequency (RF) waves into a target tissue, andreceive RF reflections thereof from... | ZOLL MEDICAL ISRAEL LTD. | A61B008/00 A61N001/365 A61B005/00 A61B005/05 A61B005/06 A61B008/08
US10028693 | B2 | 2018-07-24 | Vehicle steering wheel | 2015-02-16 | The present invention discloses a vehicle steering wheel, relating to the field of auto part technologies, and solving the problems of being prone to occurrent of traffic accidents and reducing traffic safety when the driver is driving in a fatigue state. In embodiments of the present disclosure, the vehicle steering wheel comprises a wheel rim, at least one oximeter is provided within handheld areas of the wheel rim and connected to a control device connected to an alarm device; and the control device is configured to judge whether or not a driver is in a fatigue driving state according to an oxyhemoglobin saturation value in the body of the driver detected by the oximeter, and to control the alarm device to operate if judging the driver is in the fatigue driving state. The present invention is mainly applied in vehicles. | 1. A vehicle steering wheel comprising: a wheel rim; andat least one oximeter provided within handheld areas of the wheel rim, located in the rear surface of the wheel rim and connected to a control device connected to an alarm device;wherein the control device is configured to judge whether or not a driver is in a fatigue driving state according to an oxyhemoglobin saturation value in a body of the driver detected by the oximeter, and to control the alarm device to operate if judging the driver is in the fatigue driving state,wherein a recess is provided in the rear surface of the wheel rim, and the oximeter is located within the recess, and sealed and fixed in the recess by a cover plate so as to avoid a finger of the driver from being in direct contact with the oximeter; andwherein the recess is an arched recess having two higher side portions and a lower middle portion in a circumference direction of the wheel rim, and the cover plate has a configuration conforming to that of the arched recess. 2. The vehicle steering wheel according to claim 1, wherein the recess is provided at a position of the rear surface corresponding to a center area of a side end of the wheel rim. 3. The vehicle steering wheel according to claim 2, wherein the recess comprises two recesses which are symmetrically provided in two side ends of the wheel rim. 4. The vehicle steering wheel according to claim 3, wherein the cover plate is a transparent plastic plate; and the cover plate is adhered and fixedly connected to the wheel rim. 5. The vehicle steering wheel according to claim 4, wherein four oximeters are provided in each of the recesses and arranged equidistantly in the circumference direction of the wheel rim. 6. The vehicle steering wheel according to claim 3, wherein four oximeters are provided in each of the recesses and arranged equidistantly in the circumference direction of the wheel rim. 7. The vehicle steering wheel according to claim 6, wherein a probe of each of the oximeters comprises a dual-wavelength light emitting diode and a photodiode; wherein the dual-wavelength light emitting diode is configured to emit light, and the photodiode is configured to receive reflected light after the emitted light is irradiated onto the body. 8. The vehicle steering wheel according to claim 7, wherein the probe of each of the oximeters is provided with only one dual-wavelength light emitting diode and one photodiode. 9. The vehicle steering wheel according to claim 1, wherein the alarm device comprises a display device connected to the control device; and the display device is an indicator or a cue icon. 10. The vehicle steering wheel according to claim 9, wherein the alarm device further comprises: an audio alarm device, the audio alarm device being connected to the control device. 11. The vehicle steering wheel according to claim 10, wherein the control device is an Electronic Control Unit of a vehicle, and the Electronic Control Unit is provided with a p... | BOE TECHNOLOGY GROUP CO., LTD. | A61B005/18 B60Q009/00 A61B005/1455 A61B005/00 B60W040/08 B60W050/14 B62D001/06 B62D001/04 G08B021/06
US20160321400 | A1 | 2016-11-03 | Clinical Data Handoff in Device Management and Data Sharing | 2016-03-29 | Aspects of the present disclosure are directed toward systems, methods an apparatuses for hand off of clinical data during a medical event. Certain embodiments of the present disclosure include a first medical device configured to, during a first part of a medical event, monitor a patient and store clinical information and a second medical device. A second medical device may display at least some of the clinical information, modify operation of the second medical device, or store the clinical information. | 1. A system for hand off of clinical data, the system comprising: a first medical device configured to, during a first part of a medical event, monitor a patient and store first clinical information;a second medical device, the second medical device configured to, during a second part of the medical event, monitor the patient and store second clinical information about the patient;a control module configured to receive an indication that the first and second medical devices are to be used on the same patient during the medical event and, based on the indication, establish access by the second medical device to the first clinical information so as to permit the second medical device to conduct, during the medical event, one or more of: (a) displaying at least some of the first clinical information on the second medical device,(b) displaying on the second medical device information derived from at least some of the first clinical information,(c) modifying operation of the second medical device based on the first clinical information, and(d) storing the first clinical information in the second medical device or a remote database. 2. The system of claim 1, wherein the first medical device is configured to store the first clinical information in a first memory, and the second medical device is configured to store the second clinical information in a second memory, and wherein the control module is further configured to, based on the indication, establish access by the second medical device to the first memory. 3. The system of claim 1, wherein the first memory and the second memory are part of a same memory device. 4. The system of claim 1, wherein the second part of the medical event occurs after the first part of the medical event. 5. The system of claim 1, wherein the control module is further configured establish access by the second medical device in response to determining the first medical device and the second medical device are proximately located. 6. The system of claim 1, wherein the control module is further configured to prompt for confirmation on either or both of first and second medical, and wherein the prompt includes at least one of a key-code, a visual beacon, a visual light, an audible prompt, and a patient specific input. 7. The system of claim 1, wherein the control module is further configured to determine the first medical device and the second medical device are proximately located in response to exchange of radio frequency signals. 8. The system of claim 1, wherein the control module is further configured to determine the first medical device and the second medical device are proximately located in response a receipt of a global positioning system (GPS) signal from each of the first medical device and the second medical device. 9. The system of claim 1, wherein the control module is further configured to determine the first medical device and the second medical device are proximately located in response to each of the... |  | G06F019/00 A61B005/0402
US20160331275 | A1 | 2016-11-17 | BREATH SAMPLING DEVICE | 2016-05-17 | There is provided a breath sampling tube comprising a deflector adapted to reduce liquid intake into a sampling inlet. There is also provided a breath sampling tube including a deflector adapted to deflect liquid droplets present in breath to reduce liquid at the sampling inlet. There is also provided a breath sampling system including a gas analyzer and a breath sampling tube comprising a deflector adapted to deflect breath to reduce liquid at the sampling inlet. There is also provided a breath sampling system including a gas analyzer and a breath sampling tube comprising a deflector adapted to deflect liquid droplets present in breath to reduce liquid at the sampling inlet. | 1-39. (canceled) 40. A breath sampling system comprising a breath sampling tube and an airway adapter having an interior surface defining an inner channel; said airway adaptor comprising a deflector positioned within the inner channel of said adapter, said deflector comprising one end which is narrower than a second opposing end, such that liquids present in exhaled breath flowing in said adapter is deflected away from a breath sampling opening of said adapter and towards said interior surface, thereby preventing accumulation of liquid in vicinity to the breath sampling opening and minimizing disruption to laminar flow of the breath sample. 41. The system according to claim 40, wherein a cross section of said deflector is essentially in a shape of a cone, a pear, an ovoid, a lens, a diamond, a rectangle or any combination thereof. 42. The system according to claim 40, wherein said deflector comprises a hydrophobic material. 43. The system according to claim 40, wherein said adapter further comprises a breath sampler extending through said interior surface of said adapter, wherein said breath sampler protrudes into said channel, such that an opening of said breath sampler is located within said inner channel, thereby enabling breath sampling by said breath sampler directly from said inner channel. 44. The system according to claim 43, wherein said breath sampler is perpendicular to airflow in said airway adapter. 45. The system according to claim 40, further comprising a capnography. 46. The system according to claim 43, wherein said deflector does not contact said breath sampler. 47. The system according to claim 40, wherein said deflector is located essentially at the center of said channel. 48. An airway adapter having an interior surface defining an inner channel; said airway adaptor comprising a deflector positioned within the inner channel of said adapter, said deflector comprising one end which is narrower than a second opposing end, such that liquids present in exhaled breath flowing in said adapter is deflected away from a breath sampling opening of said adapter and towards said interior surface, thereby preventing accumulation of liquid in vicinity to the breath sampling opening and minimizing disruption to laminar flow of the breath sample. 49. The airway adaptor according to claim 48, wherein a cross section of said deflector is essentially in a shape of a cone, a pear, an ovoid, a lens, a diamond, a rectangle or any combination thereof. 50. The airway adaptor according to claim 48, wherein said deflector comprises a hydrophobic material. 51. The airway adaptor according to claim 48, further comprising a breath sampler extending through said interior surface of said adapter, wherein said breath sampler protrudes into said channel, such that an opening of said breath sampler is located within said inner channel, thereby enabling breath sampling by said breath sampler directly from said inner channel. 52. The airway adaptor ... |  | A61B005/097 A61B005/08
US10485423 | B2 | 2019-11-26 | Quantification of local circulation with OCT angiography | 2016-07-25 | Impaired intraocular blood flow within vascular beds in the human eye is associated with certain ocular diseases including, for example, glaucoma, diabetic retinopathy and age-related macular degeneration. A reliable method to quantify blood flow in the various intraocular vascular beds could provide insight into the vascular component of ocular disease pathophysiology. Using ultrahigh-speed optical coherence tomography (OCT), a new 3D angiography algorithm called split-spectrum amplitude-decorrelation angiography (SSADA) was developed for imaging microcirculation within different intraocular regions. A method to quantify SSADA results was developed and used to detect perfusion changes in early stage ocular disease. Associated embodiments relating to methods for quantitatively measuring blood flow at various intraocular vasculature sites, systems for practicing such methods, and use of such methods and systems for diagnosing certain ocular diseases are herein described. | 1. A method for measuring in vivo blood flow in a region of a sample to be performed by an optical coherence tomography (OCT) apparatus, the method comprising: obtaining digital M-B scans of OCT spectrum for the region, wherein individual M-B scans include multiple B-scans at a same scan location;spectrally splitting, after the digital M-B scans are obtained, the M-B scans of OCT spectrum into respective images of a plurality of spectral bands of the OCT spectrum;obtaining a flow image from decorrelation values of the M-B scans in the plurality of spectral bands;obtaining a reflectance intensity image from the M-B scans of OCT spectrum;identifying one or more landmarks in the reflectance intensity image;segmenting the flow image based on the identified one or more landmarks to obtain a segmented flow image; anddetermining a flow index and a vessel density for the region of the sample based on the segmented flow image. 2. The method of claim 1, further comprising: obtaining an en face reflectance image from the reflectance intensity image;obtaining an en face segmented flow image from the segmented flow image;identifying one or more landmarks on the en face reflectance image; andsegmenting the en face segmented flow image based on the one or more landmarks identified on the en face reflectance image to generate a segmented en face flow image;wherein determining the flow index and the vessel density based on the segmented flow image includes determining the flow index and the vessel density based on the segmented en face flow image. 3. The method of claim 2, wherein: obtaining the en face reflectance image includes identifying a maximum reflectance of the reflectance intensity image at respective transverse positions of the reflectance intensity image; andobtaining the en face segmented flow image includes identifying a maximum decorrelation value of the segmented flow image at respective transverse positions of the segmented flow image. 4. The method of claim 2, wherein determining the flow index is performed according to:∫A⁢⁢D×VdA∫A⁢⁢dAwherein D corresponds to the decorrelation values from the flow image, A corresponds to an area of the segmented en face flow image, and V has a value of 1 if a respective location of the area is determined to have a vessel and a value of 0 if the respective location of the area is determined not to have a vessel. 5. The method of claim 2, wherein determining the vessel density is performed according to:∫A⁢VdA∫A⁢dAwherein A corresponds to an area of the segmented en face flow image, and V has a value of 1 if a respective location of the area is determined to have a vessel and a value of 0 if the respective location of the area is determined not to have a vessel. 6. The method of claim 1, wherein the one or more landmarks include an internal limiting membrane (ILM), a neural canal opening (NCO), an inner-segment/outer-segment (IS/OS) junction, a retinal pigment epithelium (RPE), or a fovea avascular zone (FAZ).... | Oregon Health & Science University | A61B003/10 A61B003/12 A61B005/026 A61B005/0205 A61B005/00 G06T007/00 A61B003/00 G01B009/02
US09486148 | B2 | 2016-11-08 | Method and apparatus for estimating depth of anethesia by using ECG signal | 2014-05-28 | A method and apparatus for estimating depth of anesthesia includes steps of acquiring an ECG signal from a subject, quantifying the regularity of respiratory sinus arrhythmia (RSA) from the ECG signal to obtain an index, and estimating depth of anesthesia based on the index. | 1. A method for estimating depth of anesthesia, comprising steps of: (a) acquiring an ECG signal;(b) quantifying regularity of respiratory sinus arrhythmia (RSA) to obtain an index based on the ECG signal; and(c) estimating depth of anesthesia based on the index;wherein the index obtained from quantifying the regularity is a ratio of a respiratory non-rhythmic component to a respiratory rhythmic component (NRR), the respiratory rhythmic component is a value representing extent of heart rate variability (HRV) affected by respiration, and the respiratory non-rhythmic component is a value representing extent of heart rate variability (HRV) not affected by respiration. 2. The method as claimed in claim 1, wherein the respiratory rhythmic component is the sum of RRI (R-R intervals) power in a specific bandwidth where a fundamental rhythmic frequency is located and RRI (R-R intervals) power in a specific bandwidth where a multiple of the fundamental rhythmic frequency is located in a specific frequency range in a frequency to power spectrum of RRI, and the fundamental rhythmic frequency is a frequency of a maximal power in a specific frequency range in a frequency to power spectrum of EDR (ECG-derived respiration). 3. The method as claimed in claim 2, wherein the respiratory non-rhythmic component is total RRI power in a specific frequency range in the frequency to power spectrum of RRI minus the respiratory rhythmic component. 4. The method as claimed in claim 3, wherein the frequency to power spectrum of RRI and the frequency to power spectrum of EDR are an MTFR (multitaper time-frequency reassignment) spectrum of RRI and an MTFR spectrum of EDR respectively, and the respiratory non-rhythmic component, the respiratory rhythmic component, the fundamental rhythmic frequency, the multiple of the fundamental rhythmic frequency, the RRI power in a specific bandwidth where the fundamental rhythmic frequency is located, or the RRI power in a specific bandwidth where the multiple of the fundamental rhythmic frequency is located is derived from the MTFR spectrum of RRI and the MTFR spectrum of EDR. 5. The method as claimed in claim 4, wherein the fundamental rhythmic frequency is defined as the following formula:fr⁡(t)=arg⁢⁢maxf∈R+⁢⁢MTFREDR⁡(t,f),and fr(t) is the fundamental rhythmic frequency. 6. The method as claimed in claim 4, wherein the respiratory rhythmic component is defined as the following formula:Pr⁡(t)=∑n=1k⁢∫n·fr-b⁢⁢H⁢⁢zn·fr+b⁢⁢H⁢⁢z⁢MTFRRRI⁡(t,f)⁢⁢ⅆf⁢⁢for⁢⁢k·fr&lt;a⁢⁢Hz,Pr(t) is the respiratory rhythmic component, b is a bandwidth, k is a positive integer, and a is a maximum frequency used to define a specific frequency range. 7. The method as claimed in claim 6, wherein the ratio of the respiratory non-rhythmic component power to the respiratory rhythmic component power (NRR) is defined as the following formula:NRR⁡(t)=log10⁡(H⁢⁢FMR⁡(t)-Pr⁡(t)Pr⁡(t)),NRR(t) is the ratio of the respiratory non-rhythmic component to the respiratory rhythmic... |  | A61B005/04 A61B005/0205 A61B005/0402 A61B005/0452 A61B005/00 A61B005/024
US09504453 | B2 | 2016-11-29 | MRI biopsy device | 2016-06-15 | A magnetic resonance imaging (MRI) compatible core biopsy system uses a biopsy device having intuitive graphical displays and a detachable remote keypad that advantageously allows convenient control even within the close confines afforded by a localization fixture installed within a breast coil that localizes a patient's breast and guides a probe of the biopsy device relative to the localized breast. A control module for interactive control and power generation are remotely positioned and communicate and transmit rotational mechanical energy via sheathed cable. | 1. A biopsy device comprising: (a) an outer cannula having a lateral tissue receiving aperture;(b) an inner tubular cutter disposed for translation within the cannula; and(c) a graphical display attached proximally relative to the outer cannula, wherein the graphical display is operable to depict a translation position of the cutter in response to translation of the cutter. 2. The biopsy device of claim 1, wherein the graphical display comprises a bar graph annotated with longitudinal extents of the lateral tissue receiving aperture relative to indicated translation position of the inner tubular cutter. 3. The biopsy device of claim 1, further comprising a vacuum source communicating with the inner tubular cutter to prolapse tissue into the lateral tissue receiving aperture, the graphical display further operably configured to depict a mode of operation corresponding to the vacuum source. 4. The biopsy device of claim 3, further comprising a mode control and control circuitry responsive to user activation of the mode control to toggle between a plurality of modes of operation, the graphical display including a plurality of indicators illuminated to correspond to a current mode of operation. 5. The biopsy device of claim 4, further comprising a plurality of graphical depictions illustrating each of the plurality of modes of operation. 6. The biopsy device of claim 3, further comprising a lateral lumen attached to the outer cannula and communicating distally to the lateral tissue receiving aperture and proximally to atmosphere. 7. The biopsy device of claim 1, further comprising: a probe assembly portion containing the inner tubular cutter, a cutter carriage attached to the inner tubular cutter, and a translation shaft engaged for longitudinal translation to the cutter carriage; anda holster assembly including a rotation member engageable to the translation shaft. 8. The biopsy device of claim 7, wherein the probe assembly further comprises a cutter gear proximally attached to the inner tubular cutter, a rotation shaft having a spur gear portion positioned to engage the cutter gear to impart a rotation to the inner tubular cutter. 9. The biopsy device of claim 8, wherein the holster further comprises a fixed ratio transmission having one rotation output engageable to the translation shaft and another rotation output engageable to the rotation shaft. 10. The biopsy device of claim 9, further comprising a remotely positioned cutter translation motor coupled via a mechanical drive cable attached to the holster. 11. The biopsy device of claim 10, wherein the mechanical drive cable is attached to an undersurface of the holster to reduce torque loads at the outer cannula. 12. The biopsy device of claim 8, wherein the spur gear portion is longitudinally dimensioned to disengage from the cutter gear when all of the inner tubular cutter is retracted proximally to the lateral tissue receiving aperture. 13. The biopsy device of claim 1, further co... | Devicor Medical Products, Inc. | A61B005/00 A61B010/02 A61B005/055 A61B010/00 A61B017/34 A61B005/06 A61B017/00
US09483917 | B2 | 2016-11-01 | Non-contact alarm volume reduction | 2014-03-15 | A method and apparatus for providing a caregiver the capability of modifying the tone and volume of an audible alarm for a medical device based on non-hand contact methods. | 1. A patient care apparatus comprising: an alarm system, comprising:an event detection sensor for monitoring the condition of the patient care apparatus;an audible alarm sounding device operable to produce audible sounds;a non-contact volume reduction sensor configured to generate a signal in response to detecting a caregiver;a user interface operable to display visual information about the alarm system; andan alarm processing circuit configured to receive signals from the event detection sensor and the non-contact volume reduction sensor, generate a first control signal based on the signals from the event detection sensor, and generate a second control signal when the signal is received from the non-contract volume reduction sensor,wherein the audible alarm sounding device is operable to (i) produce an audible sound at a first predefined volume in response to receiving the first control signal from the alarm processing circuit and (ii) produce an audible sound at a second predefined volume in response to receiving the second control signal from the alarm processing circuit,wherein the alarm system is configured to be operated by the caregiver to adjust the second predefined volume between a number of different levels, andwherein the user interface is operable to (i) display a first visual alarm in response to receiving the first control signal from the alarm processing circuit and (ii) display a second visual alarm in response to receiving the second control signal from the alarm processing circuit, the second visual alarm being different from the first visual alarm. | SEGARS CALIFORNIA PARTNERS, LP | G08B005/22 G08B003/10 A61B005/00 G08B021/02 A61G011/00
US09498155 | B2 | 2016-11-22 | Signal processing for continuous analyte sensor | 2008-10-16 | Systems and methods for dynamically and intelligently estimating analyte data from a continuous analyte sensor, including receiving a data stream, selecting one of a plurality of algorithms, and employing the selected algorithm to estimate analyte values. Additional data processing includes evaluating the selected estimative algorithms, analyzing a variation of the estimated analyte values based on statistical, clinical, or physiological parameters, comparing the estimated analyte values with corresponding measure analyte values, and providing output to a user. Estimation can be used to compensate for time lag, match sensor data with corresponding reference data, warn of upcoming clinical risk, replace erroneous sensor data signals, and provide more timely analyte information encourage proactive behavior and preempt clinical risk. | 1. A method for processing glucose sensor data, the method comprising: obtaining a glucose measurement using a glucose sensor in contact with a biological fluid, wherein the glucose sensor comprises a first electrode, a second electrode, and an enzyme-containing film, the obtaining comprising: applying a potential to the glucose sensor at a first setting,measuring a first signal from the glucose sensor at the first setting,switching the potential from the first setting to a second setting, wherein the first setting is different from the second setting,measuring a second signal from the glucose sensor at the second setting, andgenerating a glucose concentration value, using a processor coupled to a memory of a sensor electronics unit, based at least in part on the measured first signal and the measured second signal;displaying, using a display, a first screen presenting generated glucose concentration data over a first time period;displaying, using the display, a second screen presenting generated glucose concentration data over a second time period, wherein the second time period is different in length from the first time period;displaying, using the display, a third screen presenting a single generated real-time glucose concentration value;receiving an input from a user to toggle between the first screen, the second screen, and the third screen of the display;receiving an input from the user related to mealtime information, wherein the mealtime information is displayable on the display;receiving information from the user related to a glucose concentration target range, wherein the glucose concentration target range is represented by an upper boundary and a lower boundary, and wherein the upper boundary and the lower boundary are user configurable; andgenerating an alert responsive to detection of a hyperglycemic condition or a hypoglycemic condition based at least in part on the single generated real-time glucose concentration value being outside the glucose concentration target range,wherein the sensor electronics unit is configured to modify a glucose concentration determined from the first signal by accounting for an adjustment derived from the second signal. 2. The method of claim 1, further comprising: selecting an algorithm based at least in part on a physiological parameter, where the glucose concentration value is generated based on the selected algorithm. 3. The method of claim 1, wherein the biological fluid is interstitial fluid. 4. The method of claim 1, wherein the biological fluid is blood. 5. The method of claim 1, further comprising: determining a measurement of blood cells. 6. The method of claim 1, displaying, using the display, a numerical representation of date and time. 7. The method of claim 1, wherein the generating the alert includes transmitting the alert through an audible and visual alarm. 8. The method of claim 1, further comprising: detecting a temperature measurement using a temperature sensor operatively con... | DexCom, Inc. | A61B005/05 A61B005/145 A61B005/1468 A61B005/1486 A61B005/1495 A61B005/00
US09492061 | B2 | 2016-11-15 | Endoscopy system | 2006-07-10 | An endoscopy system has an endo-robot that is navigable within an anatomical lumen of a patient by interacting with a magnetic field generated by an extracorporeal magnet system. The patient lies on a patient bed that is movable in one or more directions and/or orientations, and an obstacle detects objects in the movement path of the endo-robot in the anatomical lumen and produces a signal that causes the position and/or orientation of the patient bed to be altered dependent thereon. | 1. An endoscopy system comprising: an endo-robot configured for in vivo navigation in an anatomical lumen of a patient;an extracorporeal magnet system that generates a temporally variable and spatially non-homogenous magnetic field that interacts with the endo-robot to move said endo-robot in said anatomical lumen;a patient positioning system comprising a patient bed configured to receive the patient thereon while said endo-robot is in said anatomical lumen, said patient bed having a longitudinal axis and being operable to execute at least one movement, and comprising a first supporting shell, and wherein said patient bed comprises a second supporting shell with said first supporting shell being supported by an air cushion in said second supporting shell and tilting on said air cushion relative to said second supporting shell, as said at least one movement;an obstacle detector that detects obstacles to the movement of the endo-robot in the anatomical lumen, said obstacle detector generating a detector signal upon said endo-robot encountering an obstacle to the movement of the endo-robot in the anatomical lumen; anda control unit configured to automatically operate said extracorporeal magnetic system and said patient positioning system, and being automatically supplied with said detector signal, said control unit being configured, upon said detector signal indicating that said endo-robot has encountered an obstacle, to automatically cause said patient positioning system to execute said at least one movement to assist said endo-robot in overcoming said obstacle and to avoid said magnetic field generated by said extracorporeal magnet system from having to move the endo-robot, by virtue of the magnetic field itself, to overcome said obstacle. 2. An endoscopy system as claimed in claim 1 comprising at least one stepper motor in mechanical engagement with said patient bed, and wherein said control unit is configured to operate said stepper motor to drive said patient bed to execute said at least one movement. 3. An endoscopy system as claimed in claim 1 wherein said magnet system has a magnet system longitudinal axis and is operable to execute at least one movement selected from the group consisting of rotation around said magnitude system longitudinal axis, inclination relative to said magnet system longitudinal axis, and displacement in at least one spatial direction. 4. An endoscopy system as claimed in claim 1 wherein said obstacle detector comprises a sensor on said endo-robot that detects a counter force acting on said endo-robot in said anatomical lumen counter to said movement of said endo-robot. 5. An endoscopy system as claimed in claim 1 wherein said obstacle detector comprises an imaging system that produces, as said detector signal, an image of said obstacle. 6. An endoscopy system as claimed in claim 1 wherein said control unit is configured to derive an endo-robot position measurement from said detector signal that is indicative of ... | Siemens Aktiengesellschaft | A61B001/04 H01F007/00 A61B001/00 A61B005/07 A61B005/00
US09480400 | B2 | 2016-11-01 | Electronic stethoscope system for telemedicine applications | 2012-06-05 | An electronic stethoscope includes a housing configured for hand-held manipulation, a transducer supported by the housing and configured to sense auscultation signals at a first location, and a headset coupled to the housing and configured to deliver audio corresponding to the auscultation signals through earpieces on the headset. The electronic stethoscope further includes a processor disposed in the housing and configured to convert the auscultation signals to first digital signals representative of the auscultation signals and to wirelessly transmit the first digital signals from the electronic stethoscope via a secure digital network to a second location such that the audio corresponding to the auscultation signals is provided to headsets of one or more additional electronic stethoscopes at the second location in substantial real time with the sensing of the auscultation sounds at the first location. | 1. A bioacoustic sensor system comprising: a housing configured for hand-held manipulation;a transducer supported by the housing that senses auscultation signals at a first location;a headset configured to deliver audio corresponding to the auscultation signals through earpieces on the headset; anda processor disposed in the housing and configured to convert the auscultation signals to first digital signals representative of the auscultation signals and to wirelessly transmit the first digital signals from the transducer via a digital network to the headset in substantial real time with the sensing of the auscultation signals at the first location; wherein the audio received by the headset corresponding to the auscultation signals is a digitally exact replica of the auscultation signals sensed at the first location,wherein the housing is releasably retainable in the headset via a fastener. 2. The bioacoustic sensor system of claim 1, wherein the transducer receives ambient audio at the first location, and wherein the processor is further configured to convert the ambient audio to second digital signals representative of the ambient audio and to wirelessly transmit the second digital signals with the first digital signals to the headset via the digital network. 3. The bioacoustic sensor system of claim 1, wherein the processor communicates over a secure personal area network via radio frequency signals. 4. The bioacoustic sensor system of claim 1, and further comprising: a first antenna configured to wirelessly transmit the first digital signals from the processor via a secure digital connection. 5. The bioacoustic sensor system of claim 1, wherein the headset comprises a second antenna. 6. The bioacoustic sensor system of claim 1, wherein the processor is further configured to wirelessly receive signals from the headset via the digital network. 7. The bioacoustic sensor system of claim 6, wherein the signals comprise control signals. 8. The bioacoustic sensor system of claim 1, wherein the housing comprises a wireless chestpiece. 9. The bioacoustic sensor system of claim 1, wherein the headset includes a network interface. 10. The bioacoustic sensor system of claim 9, wherein the network interface includes a personal area network hub. 11. The bioacoustic sensor system of claim 9, wherein the network interface is configured to communicatively couple to a paired device selected from the group consisting of a personal computer, a tablet computer, a personal digital assistant, a cell phone, a smart phone, a digital music player, and combinations thereof. 12. The bioacoustic sensor system of claim 1, wherein the headset includes a pressure adjustment mechanism. 13. The bioacoustic sensor system of claim 1, wherein the headset includes two ear tubes, and wherein the fastener is located on one or more of the ear tubes. 14. The bioacoustic sensor system of claim 1, wherein the headset comprises a yolk and a control housing coupled to the yol... | 3M Innovative Properties Company | H04R001/10 A61B005/00 A61B007/04
US09504411 | B2 | 2016-11-29 | Diabetes manager for glucose testing and continuous glucose monitoring | 2012-08-28 | A handheld diabetes management device for managing blood glucose test data and continuous glucose monitoring data includes a port configured to receive a test strip, a wireless transceiver, a communications processor, and a user interface processor. The communications processor communicates with the wireless transceiver to periodically collect glucose measurement data from a continuous glucose monitoring device and to store the glucose measurement data in a first data storage module. The communications processor is operable to consume electrical power at a first rate. The user interface processor communicates with the communication processor to receive the glucose measurement data and operable to display the glucose measurement data on the device. The communications processor operates asynchronously from operation of the user interface processor to collect the glucose measurement data and the user interface processor operates to consume electrical power at a second rate that is higher than the first rate. | 1. A handheld diabetes management device for managing blood glucose test data and continuous glucose monitoring data, comprising: a port residing in the handheld diabetes management device and configured to receive a test strip;a wireless transceiver;a communications processor cooperatively operable with the wireless transceiver to periodically collect glucose measurement data from a continuous glucose monitoring device and to store the glucose measurement data in a first data storage module, the communications processor being operable to consume electrical power at a first rate; anda user interface processor in data communication with the communication processor, wherein the user interface processor operates in an active mode to retrieve and process the glucose measurement data from the communication processor and operates in a low power mode asynchronously from the communications processor;wherein the communication processor detects a trigger condition and, in response to the trigger condition, wakes up the user interface processor from the low power mode to the active mode, such that the user interface processor consumes electrical power in the active mode at a higher rate than the first rate and the user interface processor consumes electrical power in the low power mode at a lower rate than the first rate. 2. The diabetes management device of claim 1, wherein the user interface processor controls blood glucose measurements from the test strip and the communications processor performs calibration using the blood glucose measurements. 3. The diabetes management device of claim 1, wherein the user interface processor includes a second data storage module that receives glucose measurement data from the first storage module and the received data are deleted from the first data storage module. 4. The diabetes management device of claim 1, wherein the communications processor has a timer that operates to activate the communications processor to retrieve the continuous glucose monitoring data. 5. The diabetes management device of claim 1, wherein when a test strip is inserted in the port, the communication processor operates to turn the transceiver off. 6. The diabetes management device of claim 1, wherein the communications processor wakes up the user interface processor from a sleep mode when safety warnings are active and a warning threshold is crossed. 7. The diabetes management device of claim 1, wherein the communications processor wakes up the user interface processor from a sleep mode when safety warnings are active and calibration is recommended. 8. The diabetes management device of claim 1, wherein the communications processor wakes up the user interface processor from a sleep mode when safety warnings are active and a communication error is detected in the transceiver or communications processor. 9. The diabetes management device of claim 1, wherein the communications processor wakes up the user interface processor from a sleep mo... | Roche Diabetes Care, Inc. | A61B005/00 A61B005/145
US09504386 | B2 | 2016-11-29 | Controlling devices based on physiological measurements | 2011-10-20 | Embodiments of the invention control a device based on physiological measurements associated with a user. A determination is made that a user has manually adjusted a controlled device. A context associated with the user is identified in response to determining that the user has manually adjusted the controlled device. A change is detected in at least one physiological measurement associated with the user in response to the controlled device being manually adjusted. A target physiological measurement associated with at least one physiological measurement is modified based on the change that has been detected. The context that has been identified is associated with the target physiological measurement that has been modified. | 1. A method for controlling a device based on physiological measurements associated with a user, the method comprising: determining, with a processor, that a user has manually adjusted a controlled device;identifying a context associated with the user in response to determining that the user has manually adjusted the controlled device;detecting a change, in response to the controlled device being manually adjusted, in at least one physiological measurement associated with the user;modifying a target physiological measurement associated with at least one physiological measurement based on the change that has been detected;associating the context that has been identified with the target physiological measurement that has been modified, wherein a controllable device is operable based on the modified target physiological measurement for the context;determining that the user is coupled to a physiological response monitor and at least one other user fails to be coupled to a physiological response monitor; andutilizing at least one physiological measurement associated with the user that is coupled to the physiological response monitor for the at least one other user that fails to be coupled to a physiological response monitor. 2. The method of claim 1, wherein the at least one physiological measurement is at least one of: a heart rate;electrical activity of muscles;a galvanic skin response; anda respiration measurement. 3. The method of claim 1, wherein the context is at least one of: a time of day;a given activity; anda scheduled calendar event. 4. The method of claim 1, wherein the target physiological measurement is a time-varying function of a physiological measurement. 5. The method of claim 1, further comprising: comparing at least one physiological measurement associated with the user to at least one target physiological measurement;determining, based on the comparing, if the at least one physiological measurement substantially corresponds to the target physiological measurement;at least one of maintaining and placing a controlled device in an energy saving state in response to the at least one physiological measurement substantially corresponding to the target physiological measurement; andadjusting at least one operating condition of the controlled device in response to the at least one physiological measurement failing to substantially correspond to the target physiological measurement. 6. The method of claim 5, further comprising: receiving at least one additional physiological measurement associated with at least one additional user;identifying a weighting metric associated with each of the at least one user and the at least one additional user; andcomparing the weighting metric associated with the at least one user to the weighting metric associated with the at least one additional user; andselecting the physiological measurement for comparison with the at least one target physiological measurement based on the weighting metric associa... | International Business Machines Corporation | A61B005/00 G06F019/00 H04L012/28 H04L012/00 F24F011/00
US09492096 | B2 | 2016-11-15 | ECG sensing apparatuses, systems and methods | 2014-08-25 | Aspects of the present disclosure are directed to processing ECG signals from a subject. As may be implemented in accordance with one or more embodiments, respective electrodes sense ECG signals from a subject, and the ECG signals are digitized and processed, such as to remove noise, detect a QRS complex, evaluate quality, detect arrhythmia and/or to store the signals. In response to an input from the subject, one or more of the ECG signals is recorded along with sound from the user, such as to concurrently record the user's voice for describing conditions in connection with the recording of the ECG signals. This approach can be carried out in an enclosed housing, operated adjacent the subject's thorax. The processed digitized ECG signals and the audio signals are then communicated for receipt by an external device. | 1. An apparatus comprising: first and second electrodes configured and arranged to sense ECG signals from a subject; andan circuitry including: a digitizing circuit configured and arranged to receive and digitize the ECG signals sensed by the electrodes;an audio circuit including a microphone configured and arranged to capture voice sounds from the subject traveling through air, the audio circuit being configured and arranged to convert the captured voice sounds into electrical audio signals that can be reproduced for regenerating the voice sounds and therein providing audibly discernable speech;a processing circuit configured and arranged with the electrodes and digitizing circuit to digitize the ECG signals and to process each digitized ECG signal by at least one of: removing noise from the digitized ECG signal, storing the digitized ECG signal in a memory circuit, detecting a QRS complex in the digitized ECG signal, evaluating quality of the digitized ECG signal, and detecting arrhythmia in the digitized ECG signal;an input circuit configured and arranged to receive an input from the subject and including at least one manual switch configured and arranged to provide the input in response to the subject manually activating the at least one switch, the processing circuit and audio circuit being respectively configured and arranged with the input circuit to initiate recording of at least one of the ECG signals and the sound in response to the input; anda communication circuit configured and arranged to communicate the processed digitized ECG signals and the audio signals for receipt by an external device. 2. The apparatus of claim 1, further including the memory circuit, wherein the processing circuit is configured and arranged to store, in the memory circuit, data that represents and links the at least one of the ECG signals and the sound recorded in response to the input, thereby linking each captured ECG signal with sound recorded in connection with the captured ECG signal, andcommunicate the stored data that represents and links ECG signals with recorded sound, via the communication circuit. 3. The apparatus of claim 1, further including a transducer configured and arranged to generate audible sound, wherein the processing circuit is configured and arranged to evaluate signal quality of the digitized ECG signal and to audibly communicate an indication of the evaluated quality of the signal via the transducer. 4. The apparatus of claim 1, wherein the processing circuit is configured and arranged to evaluate the signal quality of the digitized ECG signal by: decomposing the digitized ECG signal into subcomponents,computing a statistical variance of the subcomponents over a time interval, andassessing signal quality based upon the statistical variance of the subcomponents. 5. The apparatus of claim 1, wherein the processing circuit is configured and arranged to remove noise from the digitized ECG signal by decomposing the signal into subcomp... | VivaQuant LLC | A61B005/04 A61B005/0456 A61B005/00 A61B007/00 A61B005/0245 A61B005/0408 A61B005/0452 G06F017/14 G06K009/00 G06F019/00
US11096615 | B2 | 2021-08-24 | Electrical patch for physiological measurements | 2016-05-15 | An electrical patch and associated system for acquisition of physiological data is described. The patch has a design that enables a variety of configurations depending upon the requirements physiological measurements to be made. Patches with single input channels to patches with multiple input channels, processing capabilities and radio communication can all use the same physical configuration. The design includes a battery management system to enable long term data acquisition and an optimization process that includes mirroring of algorithms on the patch and devices local to the user with algorithms running on a centrally located server. The server can then optimize data acquisition and analysis algorithms. The components of the system and methods of use are included. | 1. A system comprising an electrical patch for physiological measurements of a user, said electrical patch comprising: a) a printed circuit board that includes a microprocessor, an input port, an analog to digital converter, a power supply, a first battery, and, computer memory, said printed circuit board attached to a base made from compressible and breathable material, the base having a thickness,b) a plurality of dry electrodes, composed of a conductive metal configured to press against the user's skin, and, the plurality of dry electrodes connected electrically to the input port, and, the plurality of dry electrodes extending through, and, a distance beyond the base, and the base is interchangeable with a plurality of interchangeable bases, each interchangeable base of the plurality of interchangeable bases comprising a unique thickness, such that a selection of a corresponding base of the plurality of interchangeable bases determines the distance the plurality of dry electrodes extend beyond the base, thereby adjusting the pressure that the plurality of dry electrodes are configured to apply against the user's skin,c) a clamshell cover having a bottom, attached to the base, and a top, attached to the bottom, and, thereby encasing the printed circuit board, and,d) wherein the microprocessor is programmed to receive an electrical signal from the electrodes and store data that includes values for the electrical signal in the computer memory, and;e) a battery management system said battery management system comprising: i) a second device deriving its power from a second battery, physically separate from the electrical patch, and electronically linked to the electrical patch, said second battery of a same size and type as the first battery,ii) a battery charger associated with the second device wherein the battery charger is connected to an energy source that can be used to charge the second battery,iii) a monitor for the state of charge of the first battery and the second battery, and said monitor having a signal to signal the user to swap the first and second batteries when the state of charge of the first battery is below a pre-selected level, and when the state of charge of the second battery is above a preselected level, and,iv) wherein the electrical patch is configured such that the first battery and the second battery are swapped by accessing the first battery through the clamshell cover without removing the electrical patch, or any other electrical components of the patch, from the user. 2. The system of claim 1 wherein the electrodes are secured to the bottom of the clamshell cover. 3. The system of claim 1 wherein the printed circuit board is attached to the top of the clamshell cover. 4. The system of claim 2 wherein the printed circuit board is attached to the top of the clamshell cover and further including a connector between the printed circuit board and the electrodes such that the top of the clamshell may be removed from the ... | - | A61B005/25 G01S019/13 A61B005/00 G01R031/382 G16H040/67 A61B005/316
US09498380 | B2 | 2016-11-22 | Intraocular pressure modification | 2015-07-15 | Assemblies and methods for modifying an intraocular pressure of a patient's one or both eyes are disclosed. The assemblies and methods can be used to treat, inhibit, or prevent ocular conditions such as glaucoma, high intraocular pressure, optic disc edema, idiopathic intracranial hypertension, zero-gravity induced papilledema, and other optic pressure related conditions. An assembly can include a goggle including at least one cavity, a pump in fluid communication with the at least one cavity, and a control mechanism. The control mechanism can be operatively coupled to the pump and can maintain a target pressure or target pressure range in the at least one cavity, which, when the assembly is worn by a patient, is the area between a patient's eye(s) and wall surfaces of the goggle. Controlling the pressure over the outer surfaces of the patient's eye(s) can drive a desired change in the intraocular pressure of the eye(s). | 1. An eye therapy assembly to treat an eye condition comprising: a compartment, defining at least one cavity, the compartment sized and shaped to fit about at least a portion of an eye;a pump, in fluid communication with the at least one cavity; anda control mechanism including a control circuit and an input, the control mechanism coupled to the pump and configured to control the pump to apply, in the at least one cavity, an eye therapy target pressure level that is set by the control mechanism, using an indication of intraocular pressure (IOP) received at the input of the control mechanism, to treat the eye condition in the eye. 2. The eye therapy assembly of claim 1, comprising a pressure sensor in communication with the at least one cavity to measure the eye therapy target pressure level. 3. The eye therapy assembly of claim 1, comprising at least one biosensor operable to measure the indication of the intraocular pressure (IOP). 4. The eye therapy assembly of claim 3, wherein the at least one biosensor comprises a plurality of biosensors including a biosensor to measure an indication of at least one of a CSF pressure or a translaminar pressure gradient. 5. The eye therapy assembly of claim 4, wherein the plurality of biosensors includes a CSF biosensor operable to measure an indication of CSF pressure. 6. The eye therapy assembly of claim 4, wherein the plurality of biosensors includes a translaminar pressure gradient biosensor operable to measure at least an indication of the translaminar pressure gradient in the eye. 7. The eye therapy assembly of claim 4, wherein the control mechanism includes a control circuit that is operable to use at least one of the indication of translaminar pressure gradient, the indication of IOP, or the indication of CSF pressure to alter in a desired sequence the eye therapy target pressure level to the at least one cavity. 8. The eye therapy assembly of claim 7, wherein the control mechanism includes the control circuit that is operable to use the indication of IOP measured by an IOP biosensor to alter in a desired sequence the eye therapy target pressure level to the at least one cavity. 9. The eye therapy assembly of claim 7, wherein the control mechanism includes a control circuit that is operable to use the indication of CSF pressure measured by a CSF pressure biosensor to alter in a desired sequence the eye therapy target pressure level to the at least one cavity. 10. The eye assembly of claim 7, wherein the control mechanism includes the control circuit that is operable to use the indication of translaminar pressure gradient measured by a translaminar pressure gradient biosensor to alter in a desired sequence the eye therapy target pressure level to the at least one cavity. 11. The eye therapy assembly of claim 1, wherein the compartment includes one or more vents fluidly coupling the at least one cavity with a surrounding environment, the one or more vents controlled to set or adjust the eye the... | John Berdahl | A61B003/16 A61F009/007 A61F009/02 A61B005/00 A61B005/03
US09486151 | B2 | 2016-11-08 | Metrics of electrical dyssynchrony and electrical activation patterns from surface ECG electrodes | 2014-02-26 | A method and system of cardiac pacing is disclosed. A baseline rhythm is determined using a plurality of body-surface electrodes. A set of baseline functional electrical metrics is determined in response to determining the baseline rhythm. Resynchronization pacing is delivered using a right ventricular electrode and a pacing left ventricular electrode or only with a left ventricular electrode. A set of functional electrical metrics relating to cardiac depolarization and repolarization is determined in response to resynchronization pacing. A determination is made as to whether relative reduction of at least one functional electrical metric from the set of functional electrical metrics exceeds X % of its corresponding value from the set of baseline functional electrical metrics. A determination is made as to whether an absolute value of at least one electrical metric from the set of the functional electrical metrics is less than Y ms. A determination is made as to whether a site is responsive to cardiac resynchronization therapy (CRT). | 1. A method of cardiac pacing comprising: (a) determining a baseline rhythm using a plurality of body-surface electrodes;(b) determining a set of baseline functional electrical metrics in response to determining the baseline rhythm;(c) delivering resynchronization pacing using a right ventricular electrode and a left ventricular electrode or delivering the resynchronization pacing using only a left ventricular electrode;(d) determining a set of functional electrical metrics relating to cardiac depolarization and repolarization in response to resynchronization pacing;(e) determining whether relative reduction of at least one functional electrical metric from the set of functional electrical metrics in step d exceeds X % of its corresponding value from the set of baseline functional electrical metrics in step (b);(f) determining whether an absolute value of at least one electrical metric from the set of the functional electrical metrics in step (d) is less than Y ms; and(g) determining that a site is responsive to cardiac resynchronization therapy (CRT) in response to determining whether steps (e) or (f) are met. 2. The method of claim 1 wherein the baseline functional electrical metrics includes an intrinsic atrioventricular (iAV) delay. 3. The method of claim 2 wherein resynchronization pacing is delivered using a set of AV delays. 4. The method of claim 3 wherein the resynchronization pacing is delivered using a first AV delay, the first AV delay comprising a sensed AV (SAV) interval or a paced AV (PAV) interval, the SAV or the PAV is equal to the greater of an intrinsic iAV-60 ms and 80 ms. 5. The method of claim 4 wherein the resynchronization pacing is delivered using a second AV delay, the second AV delay comprising a SAV interval or a PAV interval being set at one of iAV-30 ms and iAV-90 ms. 6. The method of claim 5 wherein the resynchronization pacing is delivered using a third AV delay, the third AV delay being set at one of IAV-30 ms and iAV-90 ms. 7. The method of claim 5, wherein the second AV delay uses the SAV interval provided the first AV delay used the SAV interval. 8. The method of claim 5, wherein the second AV delay uses the PAV interval provided the first AV delay used the PAV interval. 9. The method of claim 5, wherein the second AV delay uses the PAV interval while the first AV delay used the SAV interval. 10. The method of claim 3 wherein the set of AV delays are employed to confirm response or non-response. 11. The method of claim 3 wherein selection of an AV delay is dependent upon AV delay values near the intrinsic AV delay (iAV). 12. The method of claim 3 wherein AV delay values near the iAV includes AV delays greater than or equal to (iAV-30 ms or iAV-90 ms), 80 ms. 13. The method of claim 1 wherein the functional electrical metrics are indicative of electrical dyssynchrony during a cardiac depolarization process and dispersion of repolarization during a cardiac repolarization process. 14. The method of cl... | Medtronic, Inc. | A61N001/365 A61B005/0408 A61B005/00 A61B005/0452 A61N001/362 A61N001/368
US09482643 | B2 | 2016-11-01 | Means and methods using paramagnetic agents for in vitro diagnostic applications | 2013-11-26 | A method of detecting a target biochemical molecular species or at least one property correlated with the occurrence of the biochemical molecular species in a sample whose main component is water. The method includes: obtaining a sample whose main component is water; providing Functionalized Paramagnetic Particles (FPP) including a paramagnetic core and a moiety configured to interact with the target biochemical molecular species or with molecules collectively reporting on a property of the target biochemical molecular species; contacting the FPP with the sample; exposing the sample to an applied magnetic field; measuring a change in a nuclear relaxation property of the sample; and correlating the change to the presence of the biochemical molecular species in the sample or to at least one property correlated with the occurrence of the biochemical molecular species in the sample. | 1. A system for detecting a target biochemical molecular species in a sample whose main component is water, comprising; a. a magnetic resonance device (MRD) configured to measure a change in nuclear relaxation property of said sample; and,b. a plurality of Functionalized Paramagnetic Particles (FPP) said FPP comprising a paramagnetic core and a moiety configured to interact with said target biochemical molecular species;wherein a change in T.sub.1 nuclear relaxation property of water protons in said sample measured by said MRD is correlated to the presence of said target biochemical molecular species and further wherein said FPP comprises a non ferrous oxide paramagnetic core. 2. The system according to claim 1, further comprising means for detecting said target biochemical molecular species and characterizing at least one property correlated with the occurrence of said biochemical molecular species in vitro. 3. The system according to claim 1, wherein said FPP is formed as a single molecule, a multimeric system, a micro-sized vesicle or particle, a nano-sized vesicle or particle, a liposome, a probe or any combination thereof. 4. The system according to claim 1, wherein said sample is selected from the group consisting of: a biological fluid, a biological tissue, a tissue extract, an industrial fluid, food sample, a beverage, wine, water, potable water, sewage, irrigation water, sea water, river water, lake water, industrial effluent, farm effluent, effluent from human habitation, road runoff, cleaning fluid, a gas sample and any combination thereof. 5. The system according to claim 4, wherein said biological fluid is selected from the group consisting of: urine, blood, lymph, plasma, cerebrospinal fluid, saliva, amniotic fluid, bile and tears. 6. The system according to claim 1, wherein said sample is provided within a production process. 7. The system according to claim 6, wherein said production process is in an industrial area, said industrial area is a member of a group consisting of the pharmaceuticals, food production, beverage production, chemical refining, chemical processing, medical products, biological products, metal casting, metal refining, desalination, fluid purification, and sewage processing. 8. The system according to claim 2, wherein said property is selected from the group consisting of: concentration, permeability, oxidation state, redox characteristic (reduction-oxidation state), activation state and any combination thereof. 9. The system according to claim 1, wherein said magnetic resonance device (MRD) is configured to enhance the change in a paramagnetic nuclear relaxation property of said sample upon comparing relaxation rates at two different magnetic fields. 10. The system according to claim 1, wherein said magnetic resonance device (MRD) is a portable NMR or MRI measuring means. 11. The system according to claim 1, wherein said magnetic resonance device (MRD) comprises magnets housed within a cage. 12. Th... | Aspect Imaging Ltd. | G01R033/12 G01N027/74 A61B005/05
US09509400 | B2 | 2016-11-29 | Circuit architecture and system for implantable multi-function and multi-analyte biosensing device | 2016-05-09 | An implantable bio-sensing platform architecture that enables the wireless selection, calibration and reading of multiple sensors, as well as checking the power levels of the solar powering source energizing various electronic and optoelectronic devices and circuits embedded in the platform. It also permits checking the operation of the potentiostats interfacing with each amperometric analyte sensor. The platform is flexible to include FET based sensors for protein sensing as well as other applications including pH sensing. In addition, other physiological sensors can be integrated in the platform. | 1. An implantable bio-sensing platform chip that enables the wireless selection, calibration and reading of multiple sensors, wherein the bio-sensing platform receives optical power and coded optical instructions from an external control unit located in proximity of the implanted sensor platform chip, the bio-sensing platform comprising: sensors,sensor interface circuits,signal processors,electronic multiplexers,solar cells, andoptoelectronic transmitters and receivers that wirelessly communicates with said external unit, wherein the platform receives from the optical transmitter located in the external control unit coded pulses using at least one photodetector operating at the dedicated wavelength and converting them to electrical pulses, wherein solar cells are interfaced with at least one voltage regulator circuit whose output provides stable power to the entire platform electronic circuits and optoelectronic transmitters and receivers, and a radio frequency (RF) transmitter wherein the carrier wave is modulated depending on the output of signal processing unit and transmitting RF waves using an antenna located on the biosensing platform,and where in the RF wages are received by the RF receiver located in the external unit,wherein coded electrical pulses are decoded using finite state machine architecture by the mode select unit interfacing with the said photodetector receiving the coded pulses,wherein mode select unit comprising of logic circuits enabling various functions depending on the code pulses,wherein coded pulse sequence in one code enables operation of checking solar power output providing information regarding the level of electrical power generated by the solar cells by sending a dedicated frequency voltage pulse train which drives a voltage controlled oscillator serving as a FM transmitter or a dedicated RF transmitter with a specific frequency range and located on the implanted platform,wherein the output of the FM transmitter is transmitted using an antenna located on the bio-sensing platform,wherein coded pulse sequence in one embodiment enables checking of operation of a potentiostat interfacing with a bio-sensing element before bio-sensing element code is sent for taking readings, wherein the output of said voltage controlled oscillator or a FM transmitter is received by a dedicated FM receiver located in the external control unit, and wherein FM receiver in the external control unit output is processed and displayed,wherein coded pulse sequence in another coded sequence enables calibration and reading of a designated biosensor, wherein the bio-sensing platform sensors include analytic sensors, protein biosensors, and physiological sensors, the analyte sensors being connected to interface electronics, signal processing unit, and multiplexer, and wherein the multiplexer output feeds a driver that in turn feeds the said FM transmitter which converts electrical pulses into FM pulses. 2. The bio-sensing platform of claim 1 wher... |  | H04J014/02 H04B010/11 G01N027/414 A61B005/00 A61B005/145
US10709388 | B2 | 2020-07-14 | Biometric, physiological or environmental monitoring using a closed chamber | 2016-05-09 | A monitoring device configured for insertion into a conduit of a subject includes a housing, at least one physiological sensor coupled to the housing, a transmitter coupled to the housing, an expandable element, inflatable element, stretched membrane or balloon coupled to the housing and configured to occlude at least a portion of the conduit, a power source attached to the housing, and a processor coupled to the housing and operatively coupled to memory containing computer instruction causing the monitoring device to obtain physiological information via the at least one physiological sensor where the physiological information includes one or more of pulse rate information, body temperature information, breathing rate information, blood pressure information, cardiac output information, or blood gas level information, and processing and analyzing the physiological information to provide a result. | 1. A monitoring device configured for placement in or insertion into a conduit of a subject, comprising: a stent, with an acoustic channel;a speaker, where the acoustic channel is configured to carry audio from the speaker;an ambient sound microphone configured to measure an ambient acoustic environment;a housing;at least one physiological sensor coupled to the housing;a transmitter coupled to the housing;an occlusion component coupled to the housing and configured to occlude at least a portion of the conduit wherein the conduit is an ear canal, where the occlusion component wraps circumferentially about a portion of the stent;a first light emitting diode within a sealed portion of the ear canal;a power source attached to the housing; anda processor coupled to the housing and operatively coupled to a memory containing computer instructions, the computer instructions when executed by the processor causes the monitoring device to perform operations comprising; obtaining physiological information from a subject via the at least one physiological sensor, wherein the physiological information comprises one or more of the following: pulse rate information, body temperature information, breathing rate information, blood pressure information, cardiac output information, and blood gas level information; andprocessing and analyzing the physiological information to provide a result that comprises an identification of a behavioral response of the subject. 2. The monitoring device of claim 1, further including an environmental sensor, and further comprising obtaining environmental condition information in a vicinity of the monitoring device via the environmental sensor attached to the housing, wherein the environmental condition information includes information about one or more of the following: volatile organic compounds (VOCs), pollution, noise, light, or temperature. 3. The monitoring device of claim 2, further comprising analyzing the processed physiological information, via the processor, to identify a correlation between the processed physiological information and the obtained environmental condition information. 4. The monitoring device of claim 3, further comprising generating, via the processor, a health and/or environmental exposure assessment that identifies and/or predicts one or more physiological or environmental issues in response to identifying a correlation between the obtained physiological information and environmental condition information. 5. The monitoring device of claim 4, further comprising analyzing the health and/or environmental exposure assessment, via the processor, to identify and/or predict psychological and/or physiological stress. 6. The monitoring device of claim 5, further comprising communicating and presenting identified and/or predicted psychological stress via the processor on a user interface. 7. The monitoring device of claim 2, further comprising transmitting the obtained environmental condition information to... | Staton Techiya, LLC | A61B005/00 A61B005/11 A61B005/145 A61B005/1172 H04R025/00 H04S007/00 A61B005/0205
US10405802 | B2 | 2019-09-10 | Method for detecting a heart rate | 2015-10-20 | A method for detecting a heart rate is disclosed and includes: providing a photodetector module, a motion detector and a Fast Fourier Transform (FFT) module; acquiring a first heart rate using the photodetector module and the FFT module; sampling at different time intervals and generating a frame using the motion detector and the FFT module, wherein the frame has a first plurality of peaks and a first plurality of indexes corresponding to the first plurality of peaks, and a plurality of sport intervals are defined by the first plurality of indexes; and acquiring a present heart rate by applying an interval tracking algorithm to the first heart rate and the plurality of sport intervals generated from the sampling at different time intervals. | 1. A method for detecting a heart rate, comprising: providing a photodetector module, a motion detector and a Fast Fourier Transform (FFT) module;acquiring a first heart rate by using the photodetector module and the FFT module;after acquiring the first heart rate, sampling a signal obtained using the motion detector and generating a frame for the FFT module, wherein in the frame, there are a first plurality of peaks and a first plurality of indexes corresponding to the first plurality of peaks, and a plurality of sport intervals are defined by the first plurality of indexes; andacquiring a present heart rate by applying an interval tracking algorithm with the first heart rate and the plurality of sport intervals generated from the step of sampling the signal obtained using the motion detector. 2. The method as claimed in claim 1, further comprising: measuring a photoplethysmography (PPG) using the photodetector module in a rest mode; andperforming an FFT on the PPG to acquire the first heart rate. 3. The method as claimed in claim 2, wherein the photodetector module comprises a photodetector, a plurality of blue light-emitting diodes (LEDs), and a plurality of green LEDs. 4. The method as claimed in claim 3, wherein the measuring step comprises: using the plurality of blue LEDs and the plurality of green LEDs as a light source to emit a light;using the light to illuminate a blood vessel;receiving a light signal reflected from the blood vessel by the photodetector; andconverting the light signal to a voltage signal. 5. The method as claimed in claim 2, comprising: generating at least one motion signal by the motion detector in a motion mode; andperforming the FFT on the at least one motion signal sampled to acquire at least one frame. 6. The method as claimed in claim 5, wherein the motion detector is an accelerometer, and the at least one motion signal has a fundamental frequency and at least one harmonic frequency. 7. The method as claimed in claim 2, wherein the step of acquiring the first heart rate comprises: acquiring a spectrum by performing the FFT on the PPG, wherein the spectrum has a second plurality of peaks and a second plurality of indexes corresponding to the second plurality of peaks; andarranging the second plurality of indexes according to their peak values, and putting the second plurality of indexes into a set, wherein a first frequency index arranged in a first place of the set is the first heart rate. 8. The method as claimed in claim 7, further comprising: measuring a heart rate spectrum having a third plurality of peaks with the photodetector during sports, wherein the heart rate spectrum has a second frequency index, a third frequency index and a fourth frequency index respectively corresponding to three of the third plurality of peaks, and the interval tracking algorithm comprises:defining an SP interval as the sport interval where the first heart rate of a prior frame is located, wherein the SP interval is the Pt... | WELTREND SEMICONDUCTOR, INC. | A61B005/00 A61B005/024 A61B005/1455 A61B005/11
US09480454 | B2 | 2016-11-01 | Systems and methods of movement sensing based monitoring | 2012-09-14 | A system for monitoring characteristics of a subject including a sensor unit including an upper plate, a lower plate, a transducer sensor and an abutting element, which is configured for abutting a surface of the transducer surface, correspondently to forces applied upon the upper plate by the subject and a control unit, for identifying breathing related alarm situations using the sensor unit signals. The system optionally also includes remote devices allowing multidirectional communication between the control unit and each respective remote device and between the remote devices and optionally also enable turning one of these remote devices into a relay station for expanding communication range. The system optionally also includes a mechanical adjustment mechanism connected to the abutting element, for enabling a user to adjust sensitivity of the transducer sensor by mechanically adjusting location of the abutting element in relation to an effective area of the transducer sensor. | 1. A system for monitoring breathing related characteristics of a subject, said system comprising: (i) a sensor unit comprising an upper plate, a lower plate, a transducer sensor located over an inner side of said lower plate facing an inner side of said upper plate, and an abutting element, which is movably connected to the inner side of said upper plate facing a surface of said transducer sensor for abutting it correspondently to forces applied upon said upper plate, wherein said subject applies force upon said upper plate when laying thereover and thereby enables said upper plate to apply a mechanical force upon said transducer sensor via said abutting element, said force corresponds to breathing movements of said subject, said transducer outputs electric signals that correspond to said applied force;(ii) a control unit, which receives signals from said sensor unit indicative of movements of said subject, analyzes said signals to identify breathing related alarm situations and operate at least one alarm upon identification of said alarming situation; and(iii) a mechanical adjustment mechanism connected to said abutting element, for enabling a user to adjust sensitivity of said transducer sensor by mechanically adjusting the location of said abutting element in relation to an effective area of said transducer sensor, wherein sensitivity is decreased when said abutting element is distanced from said effective area, wherein said mechanical adjustment mechanism comprises a mechanical adjustor that mechanically connects to said abutting element and a manual adjustment device mechanically connected thereto for allowing the user to manually adjust the sensitivity level of said transducer sensor by moving said manual adjustment device, wherein said mechanical adjustor includes an upper member and a lower member connected to one another, wherein said lower member connects to said abutting element and said mechanical adjustor pivotally connects to said upper plate,wherein the positioning of the transducer sensor is constant and unchangeable, in relation to said upper plate, andwherein said abutting element changes its location in respect to the center of the transducer sensor when said upper member is rotated thereby allowing changing the respective location of said abutting member in relation to said effective area of said transducer sensor and thereby adjust sensitivity of said transducer sensor to forces applied upon said upper plate by the subject. 2. The system according to claim 1, wherein said manual adjustment device comprises an adjustment scale, which is a depression in upper plate that includes scaling indicators, which also includes stoppers that allow releasably fixating the a handle of the upper member therein to allow discrete adjustment of the transducer sensor sensitivity. 3. The system according to claim 1, wherein said mechanical adjustment mechanism further comprises a shaft connected to said mechanical adjustor for rotating thereo... |  | A61B005/08 A61B007/00 A61B005/113 A61B005/00
US09480461 | B2 | 2016-11-01 | Methods for extracting chemicals from nasal cavities and breath | 2010-04-30 | A chemical extraction apparatus has absorbent material for absorbing or adsorbing volatile chemicals from a breath of a user. The chemical extraction apparatus is positioned within such that breaths from the user flow over the absorbent material thereby causing volatile chemicals in the breaths to absorb or adsorb into the absorbent material. The absorbent material is then analyzed to determine the amount of chemicals absorbed or adsorbed into the absorbent material. Based on such analysis, various diseases or conditions can be detected or diagnosed. | 1. A method for diagnosing a medical condition of a user, comprising the steps of: inserting a first chemical extraction apparatus into a first nasal cavity of a user such that trace levels of chemicals from a plurality of breaths are concentrated in absorbent material of the first chemical extraction apparatus, wherein the first chemical extraction apparatus comprises: a hollow support element and a first tubular sample element that is positioned within a cavity of the hollow support element and is dimensioned with a length of less than about two centimeters and a width of less than about one-eighth of an inch,wherein the first tubular sample element comprises the absorbent material and is coupled to the support element via a first at least one arm, and wherein the breaths of the user flow through the cavity and contact the first tubular sample element,wherein the hollow support element has a first opened end and a second opened end, and wherein the breaths flow through the hollow support element from the first opened end to the second opened end, and wherein the first tubular sample element extends longitudinally within the cavity from a first end of the first tubular sample element to a second end of the first tubular sample element in a direction of the flow of the breaths,wherein the first tubular sample element is positioned within the hollow support element such that the first end of the first tubular sample element faces the first opened end and the second end of the first tubular sample element faces the second opened end,wherein the first chemical extraction apparatus comprises a second tubular sample element that is positioned within the cavity of the first chemical extraction apparatus,wherein the second tubular sample element comprises absorbent material and is coupled to the support element via a second at least one arm, and wherein the breaths of the user flow through the cavity and contact the second tubular sample element,wherein the second tubular sample element extends longitudinally within the cavity from a third end of the second tubular sample element to a fourth end of the second tubular sample element in the direction of the flow of the breaths,wherein the second tubular sample element is positioned within the hollow support element such that the third end of the second tubular sample element faces the first opened end and the fourth end of the second tubular sample element faces the second opened end;removing the first chemical extraction apparatus from the first nasal cavity after the plurality of breaths are applied to the first chemical extraction apparatus;separating the first and second tubular sample elements from the support element at the first and second at least one arm subsequent to the removing;thermally desorbing at least one chemical from the absorbent material via a thermal desorption unit subsequent to the separating;determining an amount of the at least one chemical concentrated in the absorbent material ... | Volatile Analysis Corporation | A61B005/08 A61B010/00 A61B005/097 A61J007/00 A61J017/00 A61J017/02 G01N001/40 G01N001/22
US09498132 | B2 | 2016-11-22 | Visualization of anatomical data by augmented reality | 2013-05-10 | A sensor means is employed to sense a distance to the surface of a subject to be examined, so that a range image may be acquired. Intensity information may be acquired alongside the distance information. The distance information and intensity information may be evaluated to track the pose of the sensor means relative to the surface of the subject to be examined, so that anatomical data related to said subject may be displayed as seen from the position and/or orientation of the sensor means or display means. By moving the sensor means or display means along the surface of the subject to be examined, such as a patient in a hospital environment, the user hence gets the impression of being able to look directly into the human body. | 1. A system for visualizing anatomical data, comprising: a display means;a sensor means adapted to sense a distance of said sensor means to at least a part of a surface of a subject to be examined;a position tracking means adapted to determine a position and/or an orientation of said sensor means and/or said display means relative to said surface of said subject by evaluating distance information provided by said sensor means; anda visualization means adapted to visualize on said display means information generated from anatomical data relating to said subject;wherein said visualization means is adapted to visualize said information generated from said anatomical data on said display means in accordance with said position and/or orientation of said sensor means and/or said display means; andwherein said position tracking means simulates a plurality of range images based on said anatomical data, and compares said simulated range images against an acquired range image generated from said distance information to identify a simulated range image best corresponding to said acquired range image. 2. The system according to claim 1, wherein said sensor means is adapted to sense a distance of said sensor means to said display means. 3. The system according to claim 1, wherein said sensor means is portable, and wherein said display means is portable and is attached to said sensor means. 4. The system according to claim 1, wherein said sensor means is a time-of-flight camera. 5. The system according to claim 1, wherein said visualization means is adapted to visualize anatomical data relating to said subject on said display means as seen from a direction and/or from a distance that correspond to a direction and/or a distance between said subject and said sensor means, or a direction and/or a distance between said subject and said display means. 6. The system according to claim 1, wherein said sensor means is further adapted to record a physical image of said surface of said subject, and said visualization means is adapted to display said physical image of said surface together with information generated from anatomical data relating to at least a part of said surface. 7. The system according to claim 1, wherein said system is adapted to generate from said distance information a first surface profile of at least a part of said surface of said subject, and further comprises comparison means adapted to compare said first surface profile against a second surface profile generated from said anatomical data. 8. The system according to any of the preceding claims, wherein said sensor means is adapted to sense an object to be placed at a predetermined pose relative to said subject and/or to be moved along a predetermined trajectory relative to said subject, wherein said visualization means comprise guiding means for generating and displaying on said display means an image allowing a user to assess to which extent a pose and/or movement of said object coincide... | Deutsches Krebsforschungszentrum Stiftung des öffentlichen Rechts | A61B005/00 A61B006/00
US09492341 | B2 | 2016-11-15 | Hospital bed with graphical user interface having advanced functionality | 2011-09-30 | A patient support apparatus, such as a hospital bed, communicates with an electronic medical record (EMR) system in healthcare facility. The hospital bed includes a patient support structure to support a patient, a graphical user interface coupled to the patient support structure, and control circuitry coupled to the graphical user interface. The graphical user interface displays at least one input that may be used by a caregiver to chart data into an electronic medical record (EMR) of a patient supported by the patient support structure. | 1. A hospital bed for use in a healthcare facility having an electronic medical record (EMR) system that maintains, for a plurality of patients, an electronic medical record (EMR) remote from the hospital bed for each patient, the hospital bed comprising: a base frame;an upper frame assembly including a patient support deck having a plurality of movable deck sections including a head section, the movable deck sections being movable to change a position at which a patient is supported by the patient support deck;a plurality of motors to move the movable deck sections;a lift system operable to raise, lower, and tilt the upper frame assembly relative to the base frame;a set of barriers coupled to the upper frame assembly, at least some of the barriers being movable relative to the upper frame assembly between a raised position and a lowered position;control circuitry and local memory carried by at least one of the base frame and the upper frame assembly,wherein the control circuitry is electrically coupled to the motors and an angle sensor to measure the angle of the head section; anda graphical user interface (GUI) coupled to the control circuitry, the control circuitry configured to command the GUI to display selectable tabs including a Tools tab and a Charting tab,wherein, in response to selection of the Tools tab at the GUI, the control circuitry is configured to command the GUI to display a switch that is selectable to enable or disable an EMR Autosend feature such that when enabled the control circuitry stores charted data in the local memory and then initiates the charting of the data to the EMR system and when disabled the control circuitry stores charted data in the local memory and then does not initiate the charting of the data to the EMR system,wherein, in response to selection of the Charting tab and additional user inputs received at the GUI, the control circuitry is configured to command the GUI (i) to display a bed status screen having a first charting icon that is selectable to chart the current bed status data, (ii) to display a patient information screen having a second charting icon that is selectable to chart patient vital signs data, and (iii) to display an activity screen having a third charting icon that is selectable to chart data about a position or change in position of the patient relative to the patient support deck, andwherein, in response to the data being charted, the GUI displays the data just charted and, when the Autosend feature is enabled, the date and time at which the data was charted to the EMR system, and when the Autosend feature is disabled, data indicating that a date and time is not available. 2. The hospital bed of claim 1, wherein, in response to the data being charted, the GUI displays the data just charted and at least one icon that is touched sequentially to access, in reverse chronological order, respective historical data that has been charted to the patient's EMR previously. 3. The hospital bed ... | Hill-Rom Services, Inc. | G06Q050/00 A61G007/05 A61B005/11 A61G007/012 A61G007/015 A61G007/018 A61G007/057 G06Q050/24 G06F019/00
US20160328929 | A1 | 2016-11-10 | CEMENTITIOUS MATERIAL STRUCTURE WITH SENSORS, MANUFACTURING METHOD AND OPERATION METHOD THEREOF | 2016-05-08 | The present invention relates to the field of construction, involving knowledge of building materials and sensors technology.;The invention consists of a cementitious material structure with sensors, which includes plurality of sensing elements (1) integrated on at least one substrate (2), and wherein the set of the plurality of sensing elements (1) and the at least one substrate (2) is involved in cementitious material. The invention thus enables a wide variety of ways to interact with construction structures, while allowing durability and robustness of these structures and their sensing elements (1).;The present invention also comprises a manufacturing method of a cementitious material structure with sensors, which includes the integration of sensing elements (1) on at least one substrate (2), its insertion into a formwork and filling with cementitious material. | 1. Cementitious material structure with sensors characterized in that it includes at least one substrate (2), a plurality of sensing elements (1) arranged on the at least one substrate (2) and including cementitious material involving the whole set. 2. Cementitious material structure with sensors according to claim 1, characterized in that it further includes a waterproofing material layer (3) covering the set of the plurality of sensing elements (1) and the at least one substrate (2). 3. Structure according to claim 1, characterized in that the plurality of sensing elements (1) is arranged on a surface substantially parallel to an outer surface (4) of the cementitious material structure with sensors. 4. Structure according to claim 1, characterized in that the plurality of sensing elements (1) is a plurality of sensing elements (1) printed on the at least one substrate (2). 5. Structure according to claim 1, characterized in that the at least one substrate (2) consists of a non-cementitious material substrate preferably consisting of a polymeric material, glass, paper, derivatives of paper, or ceramic material, 6. Structure according to claim 3, characterized in that the at least one substrate (2) consists in the cementitious material itself or a micro concrete layer, and the printing surface of the plurality of sensing elements (1) forms in cementitious material a substantially finite plane parallel to the outer surface (4) of the structure. 7. Structure according to claim 4, characterized in that the sensing elements (1) consist of capacitive and inductive sensors, sensors of electro-dermal activity, temperature, luminosity, or sound, being that the sensing elements (1) preferably consist of blood volume pulse sensors, and that the structure further includes optical fibers arranged in such a way that one of the ends of each optical fiber is at the outer surface (4) of the structure and the other end is at the surface of each sensing element (1). 8. Structure according to claim 1, characterized in that the cementitious material is concrete, mortar or shotcrete. 9. Structure according to claim 1, characterized in that it includes several planes parallel to each other and to the outer surface, which in turn includes a plurality of sensing elements (1), defining a three-dimensional mesh of sensing elements (1) wherein, preferably, the plurality of sensing elements (1) is arranged in such a way that a central sensing element (5) is surrounded by at least two peripheral sensing elements (6), with all the sensing elements (1) arranged on a line which is part of a plane parallel to the surface of the cementitious material structure with sensors. 10. Structure according claim 9, characterized in that it includes at least four peripheral sensing elements (6) arranged in pairs in at least two perpendicular lines which are part of a plane parallel to the surface of the cementitious material structure with sensors and intersect, at midpoint of the... |  | G08B005/36 A61B005/024 G08B003/10
US20160331322 | A1 | 2016-11-17 | APPARATUSES, DEVICES, AND METHODS FOR MEASURING FLUID PRESSURE VARIATION IN AN INSOLE | 2016-03-25 | Apparatuses, devices, and methods for measuring pressure are described herein. In some embodiments, a device includes an insole configured to be disposed under a foot of a user during use. The device further includes a fluid reservoir formed at least partly within the insole, the fluid reservoir containing a fluid. The device further includes a sensor fluidically coupled to the fluid reservoir and configured to sense an indication of pressure in the fluid reservoir during use. The device also includes a communications component communicatively coupled to the sensor and configured to receive the indication of pressure from the sensor. The communication component is further configured to transmit pressure information associated with the indication of pressure to a remote device. | 1. A device, comprising: an insole configured to be disposed under the foot of a user during use;a fluid reservoir formed at least partly within the insole, the fluid reservoir containing a fluid;a sensor fluidically coupled to the fluid reservoir, the sensor configured to sense an indication of pressure in the fluid reservoir during use; anda communications component communicatively coupled to the sensor, the communications component configured to receive the indication of pressure from the pressure sensor and to transmit pressure information associated with the indication of pressure to a remote device. 2. The device of claim 1, the fluid reservoir including a plurality of portions, a first portion of the plurality of portions and a second portion of the plurality of portions in fluid communication with each other, the sensor configured to sense the indication of pressure in at least one of the first portion and the second portion. 3. The device of claim 1, the fluid reservoir including a plurality of portions, a first portion of the plurality of portions and a second portion of the plurality of portions being fluidically isolated from each other, the sensor configured to sense the indication of pressure in at least one of the first portion and the second portion. 4. The device of claim 1, the fluid reservoir including a plurality of portions, wherein the sensor is a first sensor fluidically coupled to a first portion of the plurality of portions, the first sensor further configured to sense the indication of pressure in the first portion the device further comprising a second sensor fluidically coupled to a second portion of the plurality of portions of the fluid reservoir, the second sensor configured to sense an indication of pressure in the second portion. 5. (canceled) 6. The device of claim 1, the fluid including one or more of a gas, a liquid, foam, gel, and combinations thereof. 7. The device of claim 1, the fluid reservoir including a valve configured for one or more of: filling at least a portion of the fluid reservoir with the fluid; anddraining at least a portion of the fluid from the fluid reservoir. 8. The device of claim 1, the fluid reservoir including a plurality of portions, a first portion of the plurality of portions made from a different material than a second portion of the plurality of portions. 9. The device of claim 1, the fluid reservoir including a plurality of portions, wherein a first portion of the plurality of portions at least partly overlays a second portion of the plurality of portions during use. 10. The device of claim 1, the fluid reservoir including a plurality of portions, at least one portion of the plurality of portions formed under at least one of: the ball of foot of the user during use;the arch of foot of the user during use; andthe heel of foot of the user during use. 11. The device of claim 1, at least a portion of the fluid reservoir formed under the ball of foot of the user during use. ... |  | A61B005/00 A43B017/02 A61B005/103 A43B007/14 A43B017/14 A43B017/03 A43B003/00
US20160317076 | A1 | 2016-11-03 | MEASUREMENT OF NEURAL FUNCTIONALITY USING PHASE SENSITIVE OPTICAL COHERENCE REFLECTOMETRY | 2016-04-27 | Optical methods, devices, and systems for noninvasively detecting transient surface displacements in a neuron are disclosed. Methods, devices, and systems provided may employ a phase-sensitive optical low coherence reflectometer. In addition, surface displacements due to action potential propagation in neural tissues may be detected in some embodiments using back-reflected light. According to some embodiments, exogenous chemicals or reflect ion coatings are not required. Transient neural surface displacement of less than 1 nm in amplitude and 1 ms in duration may be detected and may be generally coincident with action potential arrival to the optical measurement site. The systems and methods may be used for noninvasive detection of various neuropathies such as retinal neuropathies. They may also be useful in detecting the effects of various pharmacological agents. | 1. A method of diagnosing a neuropathy comprising: a. assessing the transient surface displacement of a test neuron using a phase-sensitive optical reflectometer to obtain at least one surface displacement assessment;b. comparing the at least one test neuron's surface displacement assessment with control surface displacement assessments to produce a test neuron activity differential; andc. processing the test neuron activity differential to detect inappropriate neural activity in the test neuron, wherein the inappropriate neural activity is indicative of a neuropathy. 2. The method of claim 1, wherein the surface displacement is about 0.1 nanometers. 3. The method of claim 1, wherein the surface displacement includes a temporal resolution of about 0.1 microseconds. 4. The method of claim 1, wherein the transient surface displacement Δp is calculated from the differential phase (Δφ) sensitivity and the center wavelength of the source (λo) using the equation: Δp=(λo/4π)Δφ. 5. The method of claim 1, wherein the transient surface displacement includes displacement of one or more neural cell surfaces. 6. The method of claim 1, wherein the processing step is operable to transform the detection of inappropriate neural activity into an indicator of a neuropathy in the neuron. 7. The method of claim 1, further comprising measuring the transient retardation change by the measured intensity changes during an action potential propagation due to the transient retardation change ΔR=½ R (ΔI/I), where R is the retardation due to the resting birefringence and I is the resting intensity of light. 8. The method of claim 1, further comprising measuring changes in form-birefringence by the transient surface displacement in response to rapid repetitive stimuli. |  | A61B005/00
US10984527 | B2 | 2021-04-20 | Intelligent atlas for automatic image analysis of magnetic resonance imaging | 2016-07-28 | A non-invasive imaging system, including an imaging scanner suitable to generate an imaging signal from a tissue region of a subject under observation, the tissue region having at least one substructure; a signal processing system in communication with the imaging scanner to receive the imaging signal from the imaging scanner; and a data storage unit in communication with the signal processing system, wherein the data storage unit stores an anatomical atlas comprising data encoding spatial information of the at least one substructure in the tissue region, and a pathological atlas corresponding to an abnormality of the tissue region, wherein the signal processing system is adapted to automatically identify, using the imaging signal, the anatomical atlas, and the pathological atlas, a presence of the abnormality or a pre-cursor abnormality in the subject under observation. | 1. A non-invasive imaging system, comprising: an imaging scanner configured to generate an imaging signal from a tissue region of a subject under observation, the tissue region having at least one substructure wherein the imaging signal comprises image data;a non-transitory computer readable medium programmed for:receiving the imaging signal from the imaging scanner;accessing an anatomical atlas comprising geometric information corresponding to said at least one substructure in the tissue region, and accessing a pathological atlas corresponding to an abnormality of said tissue region, wherein the pathological atlas comprises first statistical information regarding voxels of the abnormality after being registered to at least a portion of the geometric information in the anatomical atlas;transforming the imaging signal to register the tissue region to at least a portion of the geometric information in the anatomical atlas, wherein a registered tissue region image is obtained;determining second statistical information regarding voxels of the registered tissue region image corresponding to said at least one substructure;identifying automatically, based on the first statistical information and the second statistical information, a presence of said abnormality or a pre-cursor abnormality thereof in said tissue region of said subject under observation;updating the image data with data from the pathological atlas; anddisplaying the updated image data. 2. The non-invasive imaging system according to claim 1, wherein said imaging scanner is a magnetic resonance imaging (MRI) scanner, a computed tomography (CT) imaging scanner, a positron emission tomography (PET) imaging scanner, a single positron emission computed tomography (SPECT) imaging scanner, or a combination thereof. 3. The non-invasive imaging system according to claim 1 further comprising the nontransitory computer readable medium being programmed for superimposing the pathological atlas and the anatomical atlas on the image data. 4. The non-invasive imaging system according to claim 1, wherein said imaging scanner is capable of providing at least one contrast mechanism that delineates at least a portion of said at least one substructure of said tissue region. 5. The non-invasive imaging system according to claim 4, wherein the non-transitory computer readable medium is further programmed for identifying automatically the presence of said abnormality by utilizing said at least one contrast mechanism. | THE JOHNS HOPKINS UNIVERSITY | G06T007/00 A61B005/055 A61B006/03 A61B006/00 A61B005/00 G06T007/143 G06T007/174 G06T007/246 G06T007/149 G06K009/62 G01R033/563 G06K009/42 G06T015/00 G01R033/20 G01R033/56 G16H050/20 G16H050/50 G16H050/30 G01T001/29 G01T001/161
US20160324456 | A1 | 2016-11-10 | Methods and Systems for Obtaining Clinical Samples | 2016-04-06 | Methods for obtaining a sample from a subject include providing a sample collection room within a retail store; and obtaining a sample from the subject. Sample collection rooms may include one or more of a warming table; a warming plate; a fingertip warmer; an air-warmer; a reclining chair; a calming feature; and adjustable lighting. Samples may be analyzed at the retail location or sent to elsewhere for analysis. Sample collection rooms may house a sample analysis device or system. Samples may be small, e.g., a finger-stick, and may be analyzed in a short period of time, e.g., in less than five hours, or less than four hours. | 1. (canceled). 2. (canceled). 3. A combination toy and finger warmer comprising: a finger warmer device;a plurality of structural elements connectable to one another in a surrounding arrangement relative to the finger warmer device; where the plurality of structural elements comprise at least a plurality of first connector portions and a plurality of second connector portions, where all of the first connector portions have a first form and all of the second connector portions have a second form, such that any number of the structural elements can be joined with or without the warmer to form a toy assembly. 4. (canceled) 5. A method for analyzing a sample obtained from a subject, said subject having a body part, comprising: providing a sample collection room in a retail store;warming a target tissue area on a subject with a combination novelty toy and warming device;obtaining, in said sample collection room, a sample from said body part of said subject;transporting the sample to an analysis location; andanalyzing the sample at said analysis location within a short period of time after obtaining the sample. 6. The method of claim 2 further comprising giving only the novelty toy with holder, but not the warming device, to the subject after the collection. 7. The method of claim 5, wherein said warming of said body part comprises warming with a warming table; a warming plate; a fingertip warmer; an air-warmer; furniture for seating comprising a warming plate or other heating element; or a combination thereof. 8. The method of claim 5 wherein the warming device is selected from a warming table, a warming plate, a chair or other furniture for seating comprising a warming plate, a fingertip warmer, and an air-warmer. 9. The method of claim 5 wherein said warming device is configured to warm a body part of a subject effective to aid in the collection of a blood sample from said body part. 10. The method of claim 5 wherein said target tissue is selected from a fingertip, a finger, and a hand. 11-16. (canceled) 17. A novelty item for use with a warming device, the novelty item comprising: at least one structural element defining at least one cavity for receiving the warming device, wherein the cavity is positioned within said novelty item to position the warming device beneath a surface of the novelty item that is configured to be in contact with at least a portion of a subject being treated; at least a second structural element defining a toy portion of the novelty item. 18. The novelty of claim 17 wherein said toy portion resembles a stuffed animal. 19. The novelty of claim 17 wherein said toy portion resembles a toy dog. 20. The novelty of claim 17 wherein said warming device comprises a sealed pouch comprising a solution of supersaturated sodium acetate in water and a trigger element. |  | A61B005/15 G01N033/49 A63H003/00 A61F007/03 A61B010/00
US09564777 | B2 | 2017-02-07 | Wireless energy transfer system for an implantable medical device using a midfield coupler | 2016-07-12 | Described herein are devices, systems, and methods for wireless power transfer utilizing a midfield source and implant. In one variation, a midfield source may be realized by a patterned metal plate composed of one of more subwavelength structures. These midfield sources may manipulate evanescent fields outside a material (e.g., tissue) to excite and control propagating fields inside the material (e.g., tissue) and thereby generate spatially confined and adaptive energy transport in the material (e.g., tissue). The energy may be received by an implanted device, which may be configured for one or more functions such as stimulation, sensing, or drug delivery. | 1. A system comprising: an implantable stimulation device;a midfield powering system wirelessly coupled to the implantable stimulation device, the midfield powering system including:a radio configured to transmit and receive microwave signals;a midfield coupler electrically coupled to the radio, the midfield coupler configured to convert signals from the radio to signals with a non-negligible H-field component parallel to a surface of the midfield coupler and focus the signals to a location in tissue associated with the implantable stimulation device that is within a wavelength of the microwave signals as measured in air;an amplitude detector electrically coupled to the midfield coupler, the amplitude detector configured to determine an amplitude of a signal transmitted by the implantable stimulation device and received at the midfield coupler;a variable gain amplifier electrically coupled between the radio and the midfield coupler, the variable gain amplifier configured to amplify a transmit signal from the radio in proportion to the amplitude determined by the amplitude detector, the transmit signal received by the implantable stimulation device; anda phase matching network comprising a phase detector and a phase shifter, the phase shifter and the phase detector electrically coupled to the midfield coupler, the phase detector configured to determine a phase of a signal transmitted by the implantable stimulation device and received at the midfield coupler and the phase shifter configured to adjust a phase of a signal provided to the midfield coupler based on the determined phase. 2. The system of claim 1, wherein the phase shifter is configured to adjust the phase of the signal by the determined phase. 3. The system of claim 1, wherein: the midfield coupler includes two or more ports,the amplitude detector is one of two or more amplitude detectors, each amplitude detector of the two or more amplitude detectors electrically coupled to a respective port of the midfield coupler,the system further comprises a power divider configured to receive a radio frequency (RF) signal and divide and separate the RF signal into two or more signals, one signal for each port of the midfield coupler, andwherein the variable gain amplifier is one of a plurality of variable gain amplifiers, each variable gain amplifier is electrically coupled between a respective port of the midfield coupler and the power divider, each variable gain amplifier configured to receive a signal of the two or more signals from the power divider and amplify the signal by a gain, wherein the gain is determined based on an amplitude determined by the amplitude detector. 4. The system of claim 3, wherein the gain of each variable gain amplifier of the plurality of variable gain amplifiers is the amplitude determined by the amplitude detector multiplied by a quantity. 5. The system of claim 4, wherein the quantity is Pk=Ptt/(n*(Σi=1NPi)), where Ptt is a specified amplitude, Pi is an amplit... | NeuSpera Medical Inc. | A61N001/378 A61N001/36 A61B005/00 A61M031/00 A61B018/00
US09486143 | B2 | 2016-11-08 | Intravascular forward imaging device | 2013-12-20 | The present invention generally relates to forward imaging devices for imaging the inside of a vessel and associated methods. The invention can involve an elongated body configured to fit within the vessel of a lumen and at least one imaging sensor located on the elongated body configured to image an object in a forward direction. | 1. A forward imaging device for imaging the inside of a vessel, the device comprising: an elongated body comprising a distal tip; andat least one optical-acoustic imaging sensor located at the distal tip of the elongated body and configured to image an object in a forward direction,wherein the at least one optical-acoustic imaging sensor comprises an optical fiber and a photoacoustic material located at the distal tip of the elongated body, wherein the optical fiber comprise a curved portion with a blazed fiber Bragg grating located at the distal tip of the elongated body, the curved portion configured such that the blazed fiber Bragg grating transmits optical energy towards the photoacoustic material. 2. The device of claim 1, wherein the elongated body is a catheter. 3. The device of claim 1, wherein the elongated body is a guidewire. 4. The device of claim 1, further comprising at least one imaging sensor configured for oblique imaging and located at a side region of the elongated body. 5. The device of claim 1, further comprising a pressure sensor located on the elongated body. 6. A method for imaging an object in a forward direction, the method comprising: providing a forward imaging device comprising an elongated body comprising a distal tip and configured to fit within a lumen of a vessel and at least one optical-acoustic imaging sensor located at the distal tip of the elongated body configured to image an object in a forward direction, wherein the at least one optical-acoustic imaging sensor comprises an optical fiber, the optical fiber comprising a curved portion with a blazed fiber Bragg grating, the curved portion located at the distal tip of the elongated body and configured such that the blazed fiber Bragg grating transmits optical energy towards a photoacoustic material also located at the distal tip of the elongated body;inserting the device into a lumen of a vessel; andimaging an object in a forward direction. | VOLCANO CORPORATION | A61B005/00 A61B005/02 A61B005/0215 A61B008/08 A61B008/12
US20160338601 | A1 | 2016-11-24 | OPTICAL FIBER CONTINUOUS DETECTING BLOOD SENSOR AND WEARING APPARATUS THEREOF | 2015-01-26 | The application relates to the field of blood pressure detecting, provides an optical fiber continuous detecting blood sensor which includes sensing band. The sensing band includes an inner layer and an outer layer, and an accommodation space is formed between the inner layer and the outer layer. An optical fiber is provided in the accommodation space. One end of the sensing band is provided with a signal processor communicates with the optical fiber. The outer surface of the sensing band is covered by an elastic layer. The sensing band is flexible and can be curled into a ring. The optical fiber is arranged to extend along the sensing band so as to form a ring-shape sensing area. The outer surface of the sensing band is covered by an elastic layer, thereby the banding can be worn on the human wrist radial artery area securely. When detecting the blood pressure, even the sensing band rotates or dislocates because of the free movement of the people, the sensing area still can sense the pulse wave. There will not be any special positioning to wear the sensing band, and the 24 hours non-invasive continuous detection which is stable and precise for human blood detecting can be realized. The wearing apparatus is provided by the application includes an optical fiber continuous detecting blood sensor. | 1. An optical fiber continuous detecting blood pressure sensor, which is used for detecting blood and comprises: a sensing band which is flexible and can be curled into a ring, wherein, the sensing band includes an inner layer which abuts to the detected surface and an outer layer; an accommodation space is formed between the inner layer and the outer layer; an optical fiber is provided in the accommodation space and extends along the sensing band so as to form a sensing area to sense a pulse wave; a signal processor is provided on one end of the sensing band and used to convert a luminous decay signal generated by decaying a light signal through the optical fiber into a charge unit so as to calculate the pulse wave; the signal processor is communicated with the optical fiber, and an outer surface of the sensing band is covered by a scalable elastic layer. 2. The optical fiber continuous detecting blood pressure sensor according to claim 1, wherein, a corrugate first concave-convex structure is formed on an outer surface of the inner layer. 3. The optical fiber continuous detecting blood pressure sensor according to claim 2, wherein, the shape of the first convex-concave structure is selected from a triangular corrugated shape, a circular corrugated shape or, a quadrate corrugated shape, a trapezoidal corrugated shape, and any combination of at least two of these shapes. 4. The optical fiber continuous detecting blood pressure sensor according to claim 3, wherein, the optical fiber includes an optical fiber row which has several U-shape concatenated cabling extends along the longitudinal direction or width direction of the sensing band. 5. The optical fiber continuous detecting blood pressure sensor according to claim 3, wherein, the optical fiber includes an optical fiber row which has several S-shape concatenated cablings extending along the longitudinal direction or width direction of the sensing band. 6. The optical fiber continuous detecting blood pressure sensor according to claim 3, wherein, the optical fiber includes an optical fiber row which has several O-shape concatenated cablings extending along the longitudinal direction or width direction of the sensing band. 7. The optical fiber continuous detecting blood pressure sensor according to claim 6, wherein, the signal processor includes an optical detecting module used to receive the light decay signal of the optical fiber, a signal calculating and processing module used to convert the light decay signal of the optical fiber into charge unit so as to calculate the pulse wave, a blood pressure calibrating module used to process, analyze and calculate the pulse wave in order to obtain the blood pressure value, a memory module used to store the blood pressure value, and a displaying module used to display the blood pressure value. 8. The optical fiber continuous detecting blood pressure sensor according to claim 11, at least two optical fiber rows are superposed vertically, and bend... |  | A61B005/021 A61B005/00
US20160338874 | A1 | 2016-11-24 | SYSTEM AND METHOD FOR ASSESSING TISSUE AFTER HYPOTHERMIA | 2015-05-19 | The amount of granulated tissue, e.g., heart tissue, in a patient who has received therapeutic hypothermia following, e.g., cardiac arrest or myocardial infarction is ascertained using, e.g., magnetic resonance imaging, and based on the amount of such granulated heart tissue, subsequent treatment of the patient is implemented. | 1. A method comprising: obtaining at least one scan of tissue of a patient on whom therapeutic hypothermia has been implemented;ascertaining an amount of granulated tissue in the tissue of the patient based on the scan; andimplementing treatment of the patient based on the amount of granulated tissue. 2. The method of claim 1, comprising using magnetic resonance imaging (MRI) or computed tomography (CT) to obtain the scan. 3. (canceled) 4. The method of claim 1, comprising ascertaining an amount of granulated tissue in the tissue of the patient based on the scan using a computer implementing image recognition on the scan. 5. The method of claim 1, comprising determining that the amount of granulated tissue in the tissue of the patient indicates implementing a healing treatment of the patient. 6. The method of claim 1, comprising determining that the amount of granulated tissue in the tissue of the patient indicates implementing a preservation treatment of the patient. 7. The method of claim 5, comprising implementing the healing treatment including administering to the patient a myocardium healing drug. 8. The method of claim 5, comprising implementing the healing treatment including administering to the patient cell type-specific drug therapy targeted to granulated tissue in the myocardium. 9. The method of claim 5, comprising implementing the healing treatment including inducing additional therapeutic hypothermia in the patient. 10. The method of claim 9, comprising determining a target temperature of the additional therapeutic hypothermia based at least in part on the amount of granulated tissue. 11. The method of claim 1, comprising, prior to obtaining the at least one scan of tissue of the patient on whom therapeutic hypothermia has been implemented, introducing at least one biomarker into the patient, which binds to the granulated tissue. 12. The method of claim 11, wherein the biomarker includes lectin to bind to new cells, vimentin to bind to fibroblasts or CD107A to bind to macrophages. 13-14. (canceled) 15. The method of claim 11, wherein the biomarker is tagged with at least one metal detectable by an MRI apparatus. 16-19. (canceled) 20. The method of claim 1, comprising indirectly ascertaining an amount of granulated tissue in the tissue of the patient based on the scan at least in part by ascertaining an amount of imaged necrotic tissue and/or live tissue and inferring an amount of granulated tissue based on the amount of imaged necrotic tissue and/or live tissue. 21. The method of claim 1, comprising directly ascertaining an amount of granulated tissue based on the scan at least in part by ascertaining an amount of imaged granulated tissue in the at least one scan. 22. (canceled) 23. The method of claim 1, comprising ascertaining the amount of granulated tissue at least in part by ascertaining an amount of connective tissue in the at least one scan. 24. The method of claim 1, comprising ascertaining the amount of ... |  | A61F007/12 A61B006/00 A61B005/00 A61B005/055 A61B006/03
US20160337693 | A1 | 2016-11-17 | METHOD AND APPARATUS FOR IDENTIFYING A USER OF AN ELECTRONIC DEVICE USING BIOELECTRICAL IMPEDANCE | 2016-07-26 | A method for identifying a user of an electronic device is presented. In the method, for each of a plurality of users, a bioelectrical impedance of the user is measured, a value based on the measurement is generated, and the value is associated with information corresponding to the user. A bioelectrical impedance of a current user of the electronic device is also measured, and a value based on this measurement is generated. The value associated with the current user is compared with at least one of the values associated with the plurality of users. In response to the comparison, the electronic device is operated based on the information corresponding to one of the plurality of users in response to the current user interacting with the electronic device if the value associated with the current user indicates the current user is the one of the plurality of users. | 1. A method of identifying a user of an electronic device, the method comprising: measuring a bioelectrical impedance of the user;generating a value based on the measured bioelectrical impedance of the user; andmeasuring a bioelectrical impedance of a current user of the electronic device;generating a value based on the measured bioelectrical impedance of the current user;comparing the value associated with the current user with the value associated with the user; andreplacing the value associated with the user with the value associated with the current user when the value associated with the current user indicates that the current user is the user. 2. The method of claim 1, wherein: measuring the bioelectrical impedance of the user comprises measuring a resistance of the user. 3. The method of claim 1, wherein: measuring the bioelectrical impedance of the user comprises measuring a reactance of the user. 4. The method of claim 1, wherein: measuring the bioelectrical impedance of the user comprises measuring a bioelectrical impedance across two locations on a hand of the user. 5. The method of claim 1, further comprising associating the value with information corresponding to the user, and wherein: the electronic device comprises a media content receiver. 6. The method of claim 5, wherein: the information corresponding to the user comprises a favorite channels list associated with the user. 7. The method of claim 5, wherein: the information corresponding to the user comprises programming recommendations for the user. 8. The method of claim 5, wherein: the information corresponding to the user comprises parental control information associated with the user. 9. The method of claim 5, wherein: the information corresponding to the user comprises purchase information associated with the user. 10. The method of claim 5, wherein: the information corresponding to the user comprises peer group information associated with the user. 11. The method of claim 1, wherein: the value associated with the current user indicates the current user is the user if the value associated with the current user is within one of a predetermined difference and a predetermined percentage of the value of the user. 12. The method of claim 1, wherein: the value associated with the current user indicates that the current user is the one of the plurality of users if the value associated with the current user is closer to the value associated with the user than to another value associated with any other of a plurality of users that include the user. 13. (canceled) 14. The method of claim 1, further comprising: re-measuring the bioelectrical impedance of the user if the value associated with the user resides outside a predetermined range. 15. The method of claim 1, further comprising: re-measuring the bioelectrical impedance of the current user if the value associated with the current user resides outside a range associated with values associated with a plurality of user... | ECHOSTAR TECHNOLOGIES L.L.C. | H04N021/4415 A61B005/117 A61B005/00 G06F021/32 H04N021/475 H04N021/45 H04N021/41 A61B005/053 H04N021/466
US09504850 | B2 | 2016-11-29 | Methods and system for breathing-synchronized, target-tracking radiation therapy | 2014-03-09 | Preparing a plan to synchronize radiation delivery to a target in a patient with patient breathing phase and amplitude as the independent variable comprising (a) obtaining simultaneous data on patient breathing and target shape and location, (b) correlating the data and optimizing the correlation, (c) establishing optimal parameters of radiation delivery for each breathing phase/amplitude or for each target shape/location; and (d) synchronizing radiation delivery to a target in a patient with patient breathing comprising (a) positioning the patient, (b) monitoring actual breathing or the shape/location of the target, and (c) while monitoring, delivering radiation to the target according to a plan; and a system for controlling radiation delivery by a device to a target in a patient comprising (i) a processor, which receives and processes data on breathing or the shape/location of the target, and (ii) a controller, which controls radiation delivery to the target according to a plan, which synchronizes radiation delivery to the target with breathing data or the shape/location of the target. | 1. A method of preparing a plan to synchronize delivery of radiation to a target in a patient, wherein the method comprises: (a) obtaining simultaneous imaging data on the patient's breathing and tracking of the target in the patient,wherein the data on the breathing of the patient includes the phase and amplitude of breaths and the data on the tracking of the target includes a location of the target and a shape of the target,(b) correlating the data on the breathing of the patient and the data on the tracking of the target in the patient and optimizing the correlation,whereupon a three-dimensional image of the patient for each phase/amplitude of breath is generated, and(c) establishing optimal parameters for the delivery of radiation by a machine to the target in the patient for each phase/amplitude of breath in view of the optimized correlation of (b),whereupon a look-up table for the plan of synchronizing delivery of radiation to the target in the patient is prepared. 2. The method of claim 1, wherein the data were previously generated using free-breathing imaging and deep-breathing imaging. 3. The method of claim 2, wherein the free-breathing imaging and deep-breathing imaging was conducted using a four-dimensional (4-D) computed tomography (CT) scan. 4. The method of claim 2, wherein the optimal parameters for the delivery of radiation by the machine to the target are established based on a 4-dimensional reference image set. 5. The method of claim 4, wherein the optimal parameters for the delivery of radiation by the machine to the target for a sequential breathing phase are established using optimal parameters for an initial breathing phase as initial input into an inverse planning algorithm and optimal parameters for each subsequent sequential breathing phase are established using optimal parameters for a previous sequential breathing phase while enforcing a field connectivity constraint between optimal parameters for immediately sequential breathing phases. 6. The method of claim 5, wherein the field connectivity constraint is the shape of the field of radiation. 7. The method of claim 4, wherein the optimal parameters for the delivery of radiation to the target are established by assigning a radiation dose efficiency index to each phase of a breathing cycle. 8. The method of claim 4, wherein the optimal parameters for the delivery of radiation to the target for each sequential breathing phase are established while enforcing a field connectivity constraint between immediately sequential breathing phases by applying an algorithm of directly transforming a parameter between the immediately sequential breathing phases. 9. A method of synchronizing delivery of radiation to a target in a patient with breathing of the patient, wherein the method comprises: (a) positioning the patient for delivery of radiation to the target in the patient,(b) either monitoring the breathing of the patient in real time via an external indicator of interna... | XCISION MEDICAL SYSTEMS LLC | A61N005/10 A61B005/113 A61B005/00 A61B006/03 A61B005/087
US09504404 | B1 | 2016-11-29 | Antipodal vivaldi antenna array for biomedical imaging | 2013-10-15 | A high-performance, broad-band antenna that is small enough to be used in an array for biomedical imaging, yet has an aperture large enough to allow operations in the 1 GHz to 2.7 GHz frequency range. The present antenna advantageously uses a Vivaldi antenna with unique lobe designs to provide a small antenna that provides excellent near field imaging. The ends of each lobe have a tilted half-disc shape that increases the aperture of the antenna without increasing overall size. Other unique features of the lobes include exponential structures and an impedance matching design. Multiple units of the present antipodal Vivaldi antenna can be used in an array of antennas. Such an array, or stack or multiple arrays, can be used in many microwave applications for biomedical imaging. | 1. An antenna comprising: a conductive front side lobe that is mounted on a front side of a support, the front side lobe comprising a microstrip, a front side intermediate structure having a first end connected to the microstrip and a second end opposite to the first end, and a first tilted half-disc shaped end directly connected to the second end of the front side intermediate structure at a first connection point such that an edge of the front side intermediate structure and an edge of the first tilted half-disc shaped end have an identical curvature where the edge of the front side intermediate structure and the edge of the first tilted half-disc shaped end meet; anda conductive back side lobe that is mounted on a back side of the support, the back side lobe comprising a ground plane, a back side intermediate structure having a first end connected to the ground plane and a second end opposite to the first end, and a second tilted half-disc shaped end directly connected to the second end of the back side intermediate structure at a second connection point such that an edge of the back side intermediate structure and an edge of the second tilted half-disc shaped end have an identical curvature where the edge of the back side intermediate structure and the edge of the second tilted half-disc shaped end meet,wherein the front and back side lobes flare outward from a center line of the antenna in opposite directions,wherein a line joining end points of the first tilted half-disc is at a non-zero angle with respect to the center line of the antenna and a line joining end points of the second tilted half-disc is at a non-zero angle with respect to the center line of the antenna,wherein the edge of the front side intermediate structure with respect to the center line is exponential from the second end to the first end, and the edge of the back side intermediate structure with respect to the center line is exponential from the second end to the first end. 2. An antenna as set forth in claim 1, wherein a width of the microstrip changes linearly from the front side intermediate structure to a feed device. 3. An antenna as set forth in claim 1, wherein a width of the ground plane changes exponentially from the first end of the back side intermediate structure to a feed device. 4. An antenna system, comprising: an antenna including a conductive front side lobe that is mounted on a front side of a support, the front side lobe comprising a microstrip, a front side intermediate structure, and a first tilted half-disc shaped end, anda conductive back side lobe that is mounted on a back side of the support, the back side lobe comprising a ground plane, a back side intermediate structure, and a second tilted half-disc shaped end; anda coupling medium comprising ethanol and gasoline,wherein the front and back side lobes flare outward from a center line of the antenna in opposite directions,wherein a line joining end points of the first tilted half-disc is at a... | THE UNIVERSITY OF NORTH CAROLINA AT CHARLOTTE | A61B005/05 H01Q021/06 G01S013/88 G01S013/89 H01Q013/08
US09506854 | B2 | 2016-11-29 | Method and device for measuring scattering-absorption body | 2011-03-29 | Light irradiates one light incident position on the surface of a scattering-absorption body. The light that propagates through the interior of the scattering-absorption body is detected at one light detecting position on the surface of the scattering-absorption body. On the basis of a light detection signal, a temporal profile of the light intensity of the detected light is acquired, and on the basis of the temporal profile, an mean optical path length of the light in the interior of the scattering-absorption body and information relating to the amount of substance to be measured in a region to be measured are calculated. The information relating to the amount of substance to be measured is corrected on the basis of the mean optical path length, such that the longer the mean optical path length, the greater the amount of substance to be measured is. | 1. A method for measuring a scattering-absorption body, which is a method for measuring, non-invasively, information relating to an amount of substance to be measured at a region to be measured of a scattering-absorption body that contains the region to be measured and an intervening tissue that is present between the region to be measured and a surface of the scattering-absorption body, the method comprising: a light incidence step of causing light of a predetermined wavelength to be incident, through one light incident position that is set on the surface of the scattering-absorption body;a light detection step of obtaining a light detection signal by detecting the light of the predetermined wavelength that propagates through the interior of the scattering-absorption body, at one light detecting position that is set on the surface of the scattering-absorption body;a signal processing step of acquiring a temporal profile of light intensity of the detected light, on the basis of the light detection signal; anda calculation step of: calculating, on the basis of the temporal profile, a mean optical path length, and the information relating to the amount of substance to be measured in the region to be measured, the mean optical path length corresponding to passage of the light of the predetermined wavelength through the entire interior of the scattering-absorption body, andcalculating a measurement sensitivity corresponding to a ratio of the mean optical path length and an optical path length of a portion of passage through the region to be measured according to an expression S=LM/L where S is the measurement sensitivity, L is the mean optical path length, and LM is the optical path length of a portion of passage through the region to be measured that is within the mean optical path length L,wherein in the calculation step, the information relating to the amount of substance to be measured is corrected by using the measurement sensitivity, andwherein the region to be measured is muscle, and the intervening tissue is fat, or the region to be measured is brain tissue, and the intervening tissue is skull. 2. The method for measuring a scattering-absorption body according to claim 1, wherein in the calculation step, the information relating to the amount of substance to be measured is corrected on the basis of a correlation, acquired beforehand, between the mean optical path length and a thickness of the intervening tissue. 3. The method for measuring a scattering-absorption body according to claim 2, wherein the correlation between the mean optical path length and the thickness of the intervening tissue is a relationship in which the longer the mean optical path length, the thicker the intervening tissue is. 4. The method for measuring a scattering-absorption body according to claim 1, wherein in the calculation step, the information relating to the amount of substance to be measured is corrected on the basis of an optical path length per unit thickn... | HAMAMATSU PHOTONICS K.K. | G01N021/17 G01N021/49 A61B005/1455 G01N021/359 A61B005/145
US09492290 | B2 | 2016-11-15 | Tibial prosthesis systems, kits, and methods | 2013-03-15 | Systems for determining force balance on a knee joint during a surgical procedure are disclosed. A system can include a tibial prosthesis. The tibial prosthesis can include a bearing component, a base component, and a shim component. The bearing component can have a superior articulating surface and an inferior surface. The bearing component can include a top portion, a bottom portion, a frame disposed between the top portion and the bottom portion, and a plurality of sensors disposed between the frame and the bottom portion. The frame can have a plurality of apertures corresponding in size or shape to the plurality of sensors. The base component can have a superior surface and an inferior surface. The shim component can be configured to be slidable between the inferior surface of the bearing component and the superior surface of the base component in an anterior to posterior direction. | 1. A system for determining force balance on a knee joint during a surgical procedure, the system comprising: a tibial prosthesis including a bearing component, a base component, and a shim component, the bearing component, having a superior articulating surface and an inferior surface, and comprising a top portion, a bottom portion, a frame disposed between the top portion and the bottom portion, a plurality of sensors disposed between a superior surface of the frame and the bottom portion, the frame having a plurality of apertures corresponding in a size or shape to the plurality of sensors, the base component having a superior surface and an inferior surface, the shim component configured to be slidable between the inferior surface of the bearing component and the superior surface of the base component, and a plurality of distinct projections extending from the top portion of the bearing component that are sized and shaped to fit within the plurality of apertures of the frame and positioned between the superior articulating surface and the inferior surface of the bearing component, each of the plurality of distinct projections is configured to operatively engage with at least one of the plurality of sensors. 2. The system of claim 1, wherein the plurality of sensors are positioned on a plate disposed between the frame and the bottom portion. 3. The system of claim 2, wherein the plurality of sensors occupies a substantial portion of the plate such that the sensors align with a substantial portion of the superior articulating surface of the bearing component. 4. The system of claim 1, wherein the plurality of sensors is selected from the group consisting of piezoelectric sensors, force sensing resistors, strain gauges, force gauges, load cells, potentiometers, barometers, other pressure sensors, and other force sensors. 5. The system of claim 1, further comprising a user interface providing a representation of an area or volume of the tibial prosthesis for presentation on a display, the representation comprising a medial/lateral indication and an anterior/posterior indication. 6. The system of claim 5, further comprising a wired or wireless connection between the plurality of sensors and the user interface. 7. The system of claim 5, wherein the user interface includes at least one force center indicator for presentation on the display and based on sensed force or pressure data and sensor locations from at least a first subset of the plurality of sensors, and the at least one force center indicator is indicative of balance or imbalance between force or pressure levels on the knee joint. 8. The system of claim 5, further comprising a processor, configured to receive and process information from the plurality of sensors, in communication with the user interface. 9. The system of claim 8, wherein the processor is included in the tibial prosthesis. 10. The system of claim 1, wherein the shim component is selected from a plurality of shims b... | Zimmer, Inc. Synvasive Technology, Inc. | A61F002/38 A61F002/46 A61B005/103 A61B017/02
US09480417 | B2 | 2016-11-01 | Posture estimation device, posture estimation system, and posture estimation method | 2012-02-20 | Provided is a posture estimation device with which it is possible to estimate the posture of an object having joints with a high degree of precision. A posture estimation device (100) carries out an estimation of a posture of an object on the basis of image data. An object having a plurality of sites which are connected by joints is photographed. The posture estimation device includes a reference model storage unit (140) which stores a reference model, which defines the locations of the sites, for each posture. A weighting computation unit (150) carries out weighting on the sites for each posture such that the weighting of concentrated parts is reduced. A posture estimation unit (160) estimates the posture of the object by applying the weighting and comparing the reference model with the object. | 1. A posture estimation apparatus that estimates the posture of an object, the posture estimation apparatus comprising a processor, executing instructions stored in a memory, configured to: obtain image data from images of the object continuously taken with a camera;estimate, based on the image data, a reference part and a plurality of parts articulated by one or more joints;store, on a per posture basis, a reference model defining relative positions of the plurality of parts with respect to the reference part;estimate a crowded area crowded with any of the reference part and the plurality of parts on a per posture basis and assign, on a per posture basis, respective weights to the plurality of parts based on the estimated crowded area, the weights for the parts located in the crowded area being lesser than the weight for other parts in the same posture;estimate relative positions of the plurality of parts of the object with respect to the reference part of the object from the image data;estimate the posture of the object by calculating a level of match between the relative positions defined by the reference model and the relative positions of the object while using the weights;compute, on a per part basis, an inter-part minimum weight distance indicating a range where, when another part is located thereat, a presence of the other part becomes noise with respect to estimation, based on a part thickness of the part;hold a weight range;for each posture and within the weight range, determine the weights, the weight for a part among the parts of the reference model with respect to which the other part corresponding to the inter-part minimum weight distance of the part is located within a range indicated by the inter-part minimum weight distance being lesser than the weight for a part among the parts of the reference model with respect to which the other part corresponding to the inter-part minimum weight distance of the part is not located within a range indicated by the inter-part minimum weight distance; anddetermine the weight range based on a number of parts subject to the estimated posture of the object. 2. The posture estimation apparatus according to claim 1, wherein the processor is further configured to compute, on a per part basis, the inter-part minimum weight distance based on an angle error of the part that is to be ignored with respect to posture estimation. 3. The posture estimation apparatus according to claim 2, wherein the processor is further configured to determine, on a per posture and per part basis, the weight for the part based on a minimum value of the distance to another part. 4. The posture estimation apparatus according to claim 3, wherein the processor is further configured to store body constraint information comprising the part thickness and the angle error, the body constraint information being a constraint condition regarding a body type and posture of the object, wherein the part thickness and the angle error are ... | PANASONIC CORPORATION | A61B005/11 G06T007/00 A61B005/00
US10070795 | B2 | 2018-09-11 | System and method to define a rotational source associated with a biological rhythm disorder | 2016-07-21 | An example system and method of defining a rotational source associated with a heart rhythm disorder are disclosed. A plurality of center locations of wave fronts are calculated at a plurality of time points associated with the heart rhythm disorder. A rotational path that connects the plurality of center locations is then determined. Thereafter, a clinical representation that identifies a region of heart tissue associated with the rotational path is generated. The system and method can also determine a likely core associated with the rotational path. A plurality of relative diffusion shapes associated with the plurality of the center locations is calculated. A plurality of intersecting points of a smallest relative diffusion shape and other relative diffusion shapes is determined within the rotational path. A bounded polygon of the intersecting points is defined as the likely core. | 1. A method of defining a rotational source associated with a heart rhythm disorder, the method comprising: accessing, by a computing device, reconstructed signal data of heart signals, the reconstructed signal data having activation onset times associated with voltages at a plurality of time points;transforming, by the computing device, the reconstructed signal data from spline-sensor references to x-y coordinate locations;calculating, by the computing device, a plurality of center locations of wave fronts using the reconstructed signal data as transformed, at the plurality of time points associated with the rotational source, the wave fronts associated with the heart signals;determining, by the computing device, a rotational path that connects the plurality of center locations; andgenerating, by the computing device, a clinical representation that identifies a region of heart tissue associated with the rotational path. 2. The method of claim 1, wherein the method further comprises determining each of the wave fronts to include adjacent locations having at least a threshold voltage level surrounded by locations below the threshold voltage level. 3. The method of claim 2, wherein the threshold voltage level is a predetermined percentage of a highest voltage. 4. The method of claim 1, wherein the method further comprises determining a likely core associated with the rotational path. 5. The method of claim 4, wherein determination of the likely core associated with the rotational path comprises: calculating a plurality of relative diffusion shapes associated with the plurality of the center locations;determining a plurality of intersecting points of a smallest relative diffusion shape and other relative diffusion shapes within the rotational path; anddefining a bounded polygon of the intersecting points as the likely core. 6. The method of claim 5, wherein calculation of a relative diffusion shape comprises: determining distances from locations in the wave front to a center location of the wave front; andcalculating a circle having a radius equal to a predetermined multiplier multiplied by a standard deviation of the distances. 7. The method of claim 4, wherein determination of the likely core associated with the rotational path comprises: determining a convex hull around the rotational path;calculating a plurality of relative diffusion shapes associated with the plurality of the center locations;determining a plurality of intersecting points of a smallest relative diffusion shape and other relative diffusion shapes inside the convex hull; anddefining a bounded polygon of the intersecting points as the likely core. 8. The method of claim 1, wherein calculation of a center location of a wave front comprises: averaging all first coordinates of locations associated with the wave front to generate a first average coordinate;averaging all second coordinates of the locations associated with the wave front to generate a second average coordinate; a... | Topera, Inc. | A61B005/04 A61B005/024 A61B005/0245 A61B005/0452 A61B005/044 G06K009/46 A61B005/042 G06T007/12
US09480412 | B1 | 2016-11-01 | Disposable electrode assembly | 2014-08-21 | An electrode assembly includes a handle, holder, and electrode with an electrical conductor. The electrode is loaded into the holder with its attached conductor. The holder includes a protective cap, a resilient button with a flange, an alignment ring, two plungers each with a spring, and a retention ring. The flange and retention ring both have plural holes in registration and with posts depending from the alignment ring in order to hold the retention ring in place. Inside the button are two plungers, one on top of the other, and each with its own spring resisting downward pressure. Once the cap is removed from the button, the holder is placed against the skin of a patient, and the button is pressed, the top plunger pushes the bottom plunger against the skin of the patient and then the electrode from the protection ring, thereby ejecting the electrode. | 1. An electrode assembly for use in applying an electrode to the skin of a patient, said assembly comprising: (a) a handle;(b) a holder attached to said handle, said holder having a top, an opposing bottom and an exterior, said holder having a recess and a channel formed in said bottom of said holder, said channel running from said recess to said exterior of said holder;(c) an electrode carried within said recess by said holder;(d) an electrical conductor carried in said channel and attached to said electrode; and(e) a button carried by said holder so that, when said holder is placed in engagement with the skin of a patient and said button of said holder pressed, said holder ejects said electrode from said recess into the skin of said patient. 2. The electrode assembly of claim 1, wherein said handle carries a first catch through which said electrical conductor is threaded to provide slack in said electrical conductor and hold said electrical conductor to said handle. 3. The electrode assembly of claim 2, wherein said first catch is integrally formed of said handle. 4. The electrode assembly of claim 2, wherein said handle carries a second catch. 5. The electrode assembly of claim 4, wherein said handle has a first side and an opposing second side, and wherein said first catch and said second catch are carried on said first side of said handle. 6. The electrode assembly of claim 4, wherein said handle has a first edge and an opposing second edge, and wherein said first and said second catches are on said first and said second edges, respectively. 7. The electrode assembly of claim 1 wherein said holder has an axis and said handle has a major dimension, and wherein said major dimension of said handle bisects said axis of said holder. 8. The electrode assembly of claim 7, wherein said axis of said holder bisects said handle. 9. The electrode assembly as recited in claim 1, wherein said holder further comprises a first plunger and a second plunger, said first and said second plungers being coaxial so that, when said button is pressed, said first and said second plungers move in the same direction. 10. The electrode assembly as recited in claim 9, wherein said second plunger carries said electrode and wherein said second plunger is hollow so that said first plunger moves through said second plunger to eject said electrode from said holder. 11. The electrode assembly as recited in claim 9, further comprising a first spring resisting movement of said first plunger and a second spring resisting movement of said second plunger, and wherein a spring force of said first spring is greater than a spring force of said second spring. 12. The electrode assembly as recited in claim 11, wherein said second plunger moves said electrode into engagement with the skin of said patient before said first plunger ejects said electrode from said second plunger. 13. The electrode assembly as recited in claim 9, wherein said holder further comprises a retention ... | Rhythmlink International LLC | A61B005/0478 A61B005/00 A61B005/04
US09913618 | B2 | 2018-03-13 | Personalized avatar responsive to user physical state and context | 2016-07-12 | Systems and methods are disclosed that facilitate providing guidance to a user during performance of a program or routine using a personalized avatar. In an aspect, a system includes a reception component configured to receive physiological and movement information about a user during performance of a routine or program, and an analysis component configured to analyze the physiological and movement information based on reference physiological and movement metrics for the routine or the program to determine whether, how and to what degree the user deviates from requirements of the routine or the program. The system further includes a reaction component configured to determine a response for an avatar displayed to the user based on a determination regarding whether, how and to what degree the user deviates from the requirements of the routine or the program, and an avatar control component configured to initiate manifestation of the response by the avatar as displayed to the user. | 1. A system, comprising: a memory having stored thereon computer executable components;a processor that executes at least the following computer executable components: an avatar rendering component configured to generate an instructor avatar corresponding to a group fitness instructor and present the instructor avatar to two or more users during concurrent performance of a group fitness routine by the two or more users, wherein the instructor avatar is configured to facilitate performance of the group fitness routine by two or more users;a reception component configured to receive, in real-time, first bio feedback from a first of the two or more users and second biofeedback from a second user of the two or more users during the concurrent performance of the group fitness routine by the first user and the second user;an analysis component configured to evaluate performance of the group fitness routine by the first user based on comparison of the first biofeedback and the second biofeedback; anda reaction component configured to determine a reaction, for manifestation by the instructor avatar, regarding an aspect of the performance of the group fitness routine by the first user based on the comparison, wherein the avatar rendering component is further configured to cause the instructor avatar, as presented to the two or more users during the concurrent performance of the group fitness routine by the two or more users, to perform the reaction. 2. The system of claim 1, wherein the analysis component is configured to determine whether the first user should maintain or modify the aspect of the performance of the group fitness routine by the first user based on the comparison. 3. The system of claim 1, wherein the analysis component is configured to determine a modification to the aspect of the performance of the group fitness routine by the first user based on the comparison, and wherein the reaction comprises verbal feedback instructing the first user regarding the modification. 4. The system of claim 1, wherein the avatar rendering component is further configured to generate a first user avatar that corresponds to the first user and a second user avatar that corresponds to the second user and cause, as presented to the first user and the second user during the concurrent performance of the group fitness routine, the first user avatar to perform the group fitness routine and the second user avatar to perform the group fitness routine. 5. A method, comprising: generating, by a system comprising a processer, an instructor avatar corresponding to a group fitness instructor that is configured to facilitate performance of a group fitness routine by two or more users;presenting, by the system, the instructor avatar to the two or more users during the performance of the group fitness routine by the two or more users;receiving, by the system, first physiological feedback from a first user of the two or more users during the performance of the group fitne... | KC Holdings I | A61B005/02 A61B005/00 A61B005/0205 A61B005/11 A61B005/021 A61B005/024 A61B005/08 A61B005/145 A63B024/00
US09504421 | B2 | 2016-11-29 | Moisture indicating hydrophilic polyurethane | 2013-11-12 | The present invention relates at least in part to devices which are capable of indicating the presence of moisture. Embodiments of the present invention involve the provision of a solid dispersion of a color-forming material in a hydrophilic polyurethane material. In particular, although not exclusively, the present invention relates to devices comprising foam, e.g., hydrophilic polyurethane foam and a color former. Also included in the embodiments of the present invention are methods comprising the use of the devices, and other subject matter. | 1. An article for indicating presence of moisture comprising a material comprising a hydrophilic polyurethane and a colour-forming species, wherein the material does not comprise an excipient that is soluble in aqueous media,wherein the hydrophilic polyurethane is formed from a composition comprising at least 1% by weight of a methyl diphenyl diisocyanate (MDI)-based prepolymer, orwherein the hydrophilic polyurethane is formed from a composition comprising at least 1% by weight of a toluene diisocyanate (TDI)-based prepolymer, andwherein the colour-forming species is a molecule which can exist in at least two coloured states, wherein the colour-forming species exists in one of the coloured states when in contact with moisture. 2. The article according to claim 1, wherein the colour-forming species is a solid dispersion in the hydrophilic polyurethane. 3. The article according to claim 1, wherein the colour-forming species is a molecular dispersion or partial molecular dispersion in the hydrophilic polyurethane. 4. The article according to claim 1, wherein the hydrophilic polyurethane is a hydrophilic polyurethane foam. 5. The article according to claim 1, wherein one or both of the hydrophilic polyurethane and the colour-forming species is substantially insoluble in an aqueous media. 6. The article according to claim 1, wherein the MDI-based prepolymer comprises 10-90% by weight of MDI. 7. The article according to claim 1, wherein the TDI-based prepolymer comprises 10-90% by weight of TDI. 8. The article according to claim 1, wherein one of the coloured states is a colourless state. 9. The article according to claim 1, wherein the colour-forming species is a colour-forming dye. 10. The article according to claim 9, wherein the colour-forming dye is a phthalide-based leuco dye. 11. The article according to claim 9, wherein the colour-forming dye is crystal violet lactone. 12. The article according to claim 9, wherein the colour-forming dye is 2 dibenzylamino-6-diethylaminofluoran. 13. The article according to claim 9, wherein the colour-forming dye is 6-diethylamino-3-methyl-2-phenylaminofluoran. 14. The article according to claim 9, wherein the colour-forming dye is 6-dibutylamino-3-methyl-2-phenylaminofluoran. 15. The article according to claim 9, wherein the colour-forming dye is 2 (dimethylphenylamino)-3-methyl-6-diethylaminofluoran. 16. The article according to claim 9, wherein the colour-forming dye is 6-(N-ethyl,N-isopentylamino)-3-methyl-2-phenylaminofluoran. 17. The article according to claim 1, wherein the article comprises a plurality of colour-forming species. 18. The article according to claim 17, wherein each colour-forming species of the plurality of colour-forming species are provided in discrete regions of the article. 19. The article according to claim 1, wherein the colour forming species is loaded onto the hydrophilic polyurethane at a level of about 10% w/w or lower. 20. The article according to claim 19, wh... | MÖLNLYCKE HEALTH CARE AB | A61F013/00 A61F013/42 G01N031/22 A61L015/56 A61B005/00 C08G018/76 C09D007/00 C08K005/00 A61L015/26 B05D001/02 B05D001/18 B05D001/28 B05D003/02 B05D003/04 C08G018/08 C08J009/36 C08K005/18 C08G101/00
US10970836 | B2 | 2021-04-06 | Spectral image data processing | 2014-12-03 | A method includes obtaining contrast enhanced spectral image data that includes voxels representing a tubular structure. The method further includes generating at least a contrast map based on the obtained contrast enhanced spectral image data. The method further includes generating an updated contrast map based on a spectral model. The method further includes segmenting the tubular structure based on updated contrast map. A computing system (120) includes a spectral analyzer (202) that receives contrast enhanced spectral image data and generates a spectral analysis data based thereon, wherein the spectral analysis data includes a contrast map, The computing system further includes a spectral analysis data processor (204) that refines the spectral analysis data, generating refined spectral analysis data. | 1. A method, comprising: obtaining contrast enhanced spectral image data that includes voxels representing a tubular structure;generating at least a contrast map based on the obtained contrast enhanced spectral image data;localizing the tubular structure in the contrast map;extracting a center-line of the localized tubular structure;generating an updated contrast map by calculating a relative contrast agent within each voxel, the calculating being based on: the contrast map;the localized tubular structure;a contrast agent spectral response along the extracted center-line of the localized tubular structure; anda most probable tissue type for each voxel, the most probable tissue type being based on a spectral model; andsegmenting the tubular structure based on the updated contrast map. 2. The method of claim 1, wherein the tubular structure is a vessel. 3. The method of claim 2, wherein the spectral model is a multi-energy graph with spectral curves for a plurality of predetermined different types of material. 4. The method of claim 2, wherein the updated contrast map includes partial contrast agent in partial volume regions. 5. The method of claim 1, further comprising: generating iodine/calcium separation information based on the obtained contrast enhanced spectral image data; andgenerating updated iodine/calcium separation information based on the contrast map, the localized tubular structure, the extracted center-line, and the spectral model. 6. The method of claim 5, further comprising: generating virtual non-contrast image based on the obtained contrast enhanced spectral image data; andgenerating an updated virtual non-contrast image based on the contrast map, the localized tubular structure, the extracted center-line, and the spectral model. 7. The method of claim 1, further comprising: determining if stopping criteria has been met; and, in response to the determining the stopping criteria has not been met: localizing the tubular structure in the updated contrast map;extracting a second center-line from the tubular structure localized in the updated contrast map;generating a second updated contrast map based on the tubular structure localized in the updated contrast map, the second extracted center-line, and the spectral model. 8. The method of claim 1, further comprising: determining if stopping criteria has been met; andoutputting the updated contrast map as a refined contrast map in response to the determining the stopping criteria has been met. 9. The method of claim 1, further comprising: applying an active-contour functional to segment a lumen of the tubular structure. 10. The method of claim 1, further comprising: estimating a boundary of a lumen of the tubular structure based on the updated contrast map and a material analysis. 11. The method of claim 1, further comprising: determining a partial volume correction model; andemploying the partial volume correction model to correct for partial volume effects in the updated con... | KONINKLIJKE PHILIPS N.V. | G06T007/00 A61B005/00 A61B006/03 A61B006/00
US10028657 | B2 | 2018-07-24 | Systems and methods for monitoring cross-linking activity for corneal treatments | 2016-05-23 | A system for treatment of corneal tissue includes one or more light sources that generate excitation light delivered to corneal tissue treated with a cross-linking agent. The excitation light causes the cross-linking agent to fluoresce by emitting an emission light at a plurality of emission wavelengths. The system includes an image capture system that captures image(s) of the corneal tissue. The image(s) indicate at least two of the emission wavelengths. The system includes a controller that receives the image(s). The controller: identifies each of the at least two emission wavelengths in the image(s); determines, from the image(s), respective characteristics associated separately with each of the at least two emission wavelengths; and provides information relating to cross-linking activity generated by the cross-linking agent in the corneal tissue based on the respective characteristics associated with each of the at least two emission wavelengths. | 1. A system for treatment of corneal tissue, comprising: one or more light sources configured to generate excitation light delivered to corneal tissue treated with a cross-linking agent, the excitation light causing the cross-linking agent to fluoresce by emitting an emission light at a plurality of emission wavelengths;an image capture system configured to capture one or more images of the corneal tissue in response to the delivery of the excitation light to the corneal tissue, the one or more images indicating at least two of the emission wavelengths of the emission light including a first emission wavelength and a second emission wavelength; anda controller configured to receive the one or more images of the corneal tissue, the controller including one or more processors and computer-readable storage media, the one or more processors configured to execute program instructions stored on the computer-readable storage media to: identify each of the at least two emission wavelengths in the one or more images;determine, from the one or more images, a first measurement associated with the first emission wavelength and a second measurement associated with the second emission wavelength; andprovide information relating to cross-linking activity generated by the cross-linking agent in the corneal tissue based on the first measurement associated with the first emission wavelength and the second measurement associated with the second emission wavelength. 2. The system of claim 1, wherein the first measurement indicates a first intensity for the first emission wavelength and the second measurement indicates a second intensity for the second emission wavelength. 3. The system of claim 1, wherein the image capture system captures the one or more images over a period of time, and the one or more processors are configured to execute the program instructions to: determine changes over the period of time in the first measurement and the second measurement; andprovide temporal information relating to changes in the cross-linking activity over the period of time based on the changes in the first measurement and the second measurement. 4. The system of claim 1, wherein the one or more processors are configured to execute the program instructions to: identify, in the one or more images, a plurality of segments of the corneal tissue;identify, in each segment of the corneal tissue, each of the at least two emission wavelengths;determine, for each segment of the corneal tissue, the first measurement and the second measurement; andprovide spatial information relating to the cross-linking activity in the plurality of segments based on the first measurement and the second measurement determined for the segments of the corneal tissue. 5. The system of claim 4, wherein the plurality of segments of the corneal tissue correspond to pixels in the one or more images. 6. The system of claim 4, wherein the one or more images of the corneal tissue provide one or more cross-s... | Avedro, Inc. | G06K009/00 A61B003/14 A61K031/525 A61N005/06 A61B005/00 A61F009/008 A61F009/007
US10049645 | B2 | 2018-08-14 | Control device and method for optimizing a presentation style of specific content for a specific user | 2014-12-12 | The present invention relates to a control device (10) and method for controlling a display that reliably and efficiently enhances a person's compliance, e.g., a patient's compliance with his care plan. The control device comprises a presentation style selector (14) for selecting a presentation style to be used for visually presenting the received information on the display in text form, wherein the presentation style is selected based on an importance indicator indicating the importance of the information with respect to a task or plan of the person and obtained boundary conditions for the presentation style to be selected for presenting the information in text form such that more important information is displayed using a presentation style that is more difficult to read than a presentation style used for displaying less important information. A controller (15) controls the display (20) to visually present the received information on the display in text form using the selected presentation style. | 1. A system for facilitating user-task/plan-based content presentation to affect user remembrance of content, the system comprising: one or more sensors configured to detect, during presentation of a first content portion, sympathetic autonomic activity data indicating a user's sympathetic autonomic activity related to a task or plan of the user; andone or more processors configured by machine-readable instructions to: receive content to be presented to the user, the content comprising the first content portion;obtain a first importance indicator indicating an importance of the first content portion with respect to the task or plan of the user;obtain, based on user data related to the user, presentation style boundary conditions, the presentation style boundary conditions indicating a presentation style set from which one or more presentation styles are to be selected for presenting the content to the user, the presentation style set comprising (i) a first presentation style associated with a first difficulty level and (ii) a second presentation style associated with a second difficulty level, the second difficulty level being indicative of requiring less effort from the user to read the content than the first difficulty level;select, based on the first importance indicator, from the presentation style set, the first presentation style to be used over at least the second presentation style for presenting the first content portion to the user;cause, via a display, presentation of the content based on the selected first presentation style such that the first presentation style is used to present the first content portion on the display;determine, during the presentation of the first content portion, based on the sympathetic autonomic activity data, whether the user's sympathetic autonomic activity corresponds to a baseline sympathetic autonomic activity level; andadjust, via the display, the presentation of the first content portion based on a determination that the user's sympathetic autonomic activity corresponds to the baseline sympathetic autonomic activity level such that a presentation style that is easier to read than the first presentation style is used to present the first content portion on the display. 2. The system as claimed in claim 1, wherein the one or more processors are further configured to obtain the presentation style boundary conditions by analyzing a profile of the user including information on age, eyesight and/or ophthalmic problems of the user, by performing a test with the user and/or by analyzing gaze and/or scrolling of the user while reading text presented on the display. 3. The system as claimed in claim 1, wherein the one or more processors are further configured to receive a predetermined plan to be complied with by the user, the predetermined plan including information to be presented to the user, and to extract the information to be presented to the user from the received plan. 4. The system as claimed in claim... | Koninklijke Philips N.V. | G06F003/01 G06F003/048 G06F017/21 A61B005/00 G09G005/30 G06F019/00 G06F008/34 A61B005/044 G16H040/63
US09480421 | B2 | 2016-11-01 | Integrated introducer and transmitter assembly and methods of use | 2013-08-19 | Method and apparatus for inserting at least a portion of a sensor into a patient is provided. | 1. An apparatus, comprising: a housing;an analyte sensor disposed in the housing; andan insertion unit disposed in the housing, the insertion unit operatively coupled to the sensor and configured to place at least a portion of the sensor under a skin layer, wherein the insertion unit is configured to remain disposed in the housing after sensor placement; wherein the insertion unit includes a compressible introducer mechanism coupled to an introducer, the compressible introducer mechanism configured to displace at least a portion of the sensor and the introducer through the skin layer to an insertion position under the skin layer;wherein the compressible introducer mechanism moves from a non-compressed state to a compressed state in response to a manual force applied to the compressible introducer mechanism, wherein when the compressible introducer mechanism moves from the non-compressed state to the compressed state, the at least the portion of the sensor and the introducer are inserted through the skin layer to the insertion position;wherein removal of the manual force from the compressible introducer mechanism causes the compressible introducer mechanism to move from the compressed state to the non-compressed state and automatically withdraw the at least the portion of the introducer from under the skin layer while retaining the at least the portion of the sensor at the insertion position; and furtherwherein the compressible introducer mechanism is contained within the housing when the compressible introducer mechanism is in the non-compressed state and the compressed state. 2. The apparatus of claim 1 further including sensor electronics operatively coupled to the analyte sensor. 3. The apparatus of claim 1 wherein the insertion unit includes a sharp portion, the sharp portion configured to couple to the at least the portion of the analyte sensor, the sharp portion further configured to pierce through the skin layer to position the at least the portion of the analyte sensor at the insertion position. 4. The apparatus of claim 1 wherein the at least the portion of the analyte sensor is configured for fluid contact with a biological fluid under the skin layer. 5. The apparatus of claim 4 wherein the biological fluid includes one of interstitial fluid or blood. 6. The apparatus of claim 1 wherein the analyte sensor is a glucose sensor. 7. An apparatus, comprising: a housing;a sensor coupled to the housing, the sensor configured to be in fluid contact with a biological fluid under a skin layer;sensor electronics coupled to the housing and in electrical communication with the sensor; anda sensor introducer coupled to the sensor and the housing, and configured to place at least a portion of the sensor under the skin layer, the sensor introducer including a compressible introducer mechanism to displace at least a portion of the sensor and the sensor introducer through the skin layer to an insertion position under the skin layer; wherein the com... | ABBOTT DIABETES CARE INC. | A61B005/145 A61B005/00
US09504395 | B2 | 2016-11-29 | Device and method for the geometric determination of electrical dipole densities on the cardiac wall | 2015-10-19 | Disclosed are devices, a systems, and methods for determining the dipole densities on heart walls. In particular, a triangularization of the heart wall is performed in which the dipole density of each of multiple regions correlate to the potential measured at various locations within the associated chamber of the heart. | 1. A method of treating a patient, comprising: storing a geometrical representation of one or more cardiac chambers in a computer storage media;sensing and recording a plurality of potentials generated from cardiac activity with multiple electrodes disposed on and/or in a body;generating with a computer processor a database of dipole densities d(y) associated with one or more surfaces of the one or more cardiac chambers based on the plurality of potentials and the geometrical representation of the one or more cardiac chambers;diagnosing a cardiac condition based on the database of dipole densities; andtreating the cardiac condition based on the database of dipole densities. 2. The method of claim 1, wherein diagnosing the cardiac condition includes: diagnosing the cardiac condition on cardiac wall tissue of the one or more cardiac chambers based on the database of dipole densities d(y). 3. The method of claim 1, wherein generating the database of dipole densities includes: mapping the dipole densities to the one or more surfaces of the one or more cardiac chambers. 4. The method of claim 3, further comprising: generating a computer output of the dipole densities mapped to the one or more surfaces of the one or more cardiac chambers before and after the treating of the cardiac condition. 5. The method of claim 3, further comprising: updating the database of dipole densities at a plurality of time intervals during the cardiac activity. 6. The method of claim 5, wherein the plurality of time intervals includes at least one time interval per cardiac cycle. 7. The method of claim 6, wherein the plurality of time intervals includes a plurality of time intervals per cardiac cycle. 8. The method of claim 5, wherein the plurality of time intervals includes a time interval of about a millisecond. 9. The method of claim 5, wherein diagnosing the cardiac condition includes: defining an origin of the cardiac condition from dipole densities taken from a cascade of cardiac activation sequences corresponding to plurality of time intervals. 10. The method of claim 5, further comprising: generating a computer display of dipole density information based on the database of dipole densities; andupdating the computer display of the dipole information based on updating the database of dipole densities. 11. The method of claim 10, wherein: the computer display includes the mapping of dipole densities to the one or more surfaces of the one or more cardiac chambers at the plurality of time intervals; andupdating the computer display comprises updating the mapping of the dipole densities to the one or more surfaces of the one or more cardiac chambers at the plurality of time intervals. 12. The method of claim 11, wherein updating the computer display comprises synthesizing a plurality of dipole density maps taken at different time intervals. 13. The method of claim 1, wherein the database of dipole densities d(y) represents a distribution and activity of dipole... | Christoph Scharf | A61B005/04 A61B005/0402 A61B005/042 A61B005/02 A61B005/0432 A61B005/00 A61B006/03 A61B008/13 A61B018/02 A61B018/18 A61N007/00 A61B005/044
US09832305 | B2 | 2017-11-28 | Configure smartphone based on user sleep status | 2014-12-12 | Various systems and methods for configuring a smartphone based on a user's sleep status are described herein. A compute device includes a determination module to determine a physiological state of a person and a configuration module to configure a quiet mode of the compute device based on the physiological state of the person. | 1. A compute device comprising: a determination module to determine a physiological state of a person; anda configuration module to configure a quiet mode of the compute device based on the physiological state of the person, wherein to configure the quiet mode of the compute device, the configuration module is to: determine a distance from the person to the compute device;configure an audio volume of the compute device as a function of the distance; andconfigure an application executing on the compute device to selectively use an audible notification when the compute device is in the quiet mode. 2. The compute device of claim 1, wherein to determine the physiological state of the person, the determination module is to: use contextual information to strengthen an inference of the physiological state of the person. 3. The compute device of claim 1, wherein to determine the physiological state of the person, the determination module is to: access a sensor to obtain sensor data; anduse the sensor data to determine the physiological state. 4. The compute device of claim 3, wherein the sensor is separate from the compute device. 5. The compute device of claim 3, wherein the sensor is incorporated into the compute device. 6. The compute device of claim 5, wherein the sensor is one of a camera, a heart rate sensor, a skin temperature sensor, or an accelerometer. 7. The compute device of claim 3, wherein the sensor includes a heart rate sensor, and wherein the sensor data includes a heart rate of the person, and wherein to use the sensor data to determine the physiological state, the determination module is to: determine whether the heart rate is slower than a threshold rate; andwhen the heart rate is slower than the threshold rate, declare that the physiological state of the person is resting. 8. The compute device of claim 3, wherein the sensor includes a posture sensor, and wherein the sensor data includes an indication that the person is prone or supine, and to use the sensor data to determine the physiological state, the determination module is to: determine a duration the person has been prone or supine for longer than a threshold period; andwhen the duration is longer than the threshold period, declare that the physiological state of the person is resting. 9. The compute device of claim 3, wherein to access the sensor, the determination module is to: poll the sensor; andobtain the sensor data in response to the polling. 10. The compute device of claim 3, wherein to obtain the sensor data, the determination module is to: listen for sensor data; andreceive the sensor data from the sensor. 11. The compute device of claim 1, wherein to configure the quiet mode of the compute device, the configuration module is to mute a selection of applications executing on the compute device. 12. The compute device of claim 1, wherein the application executing on the compute device is a telephone application, and wherein to selectively use the audible noti... | Intel Corporation | H04M001/00 H04M001/725 G06F001/16 G06F003/01 A61B005/00 A61B005/01 A61B005/024 G06F003/16 H04M003/42 H04M001/02
US09480841 | B2 | 2016-11-01 | Neuromodulation system and method for reducing energy requirements using feedback | 2015-07-15 | An electrical neuromodulation system and method of meeting a therapeutic goal for a patient using a neuromodulation device. A modulation parameter value is varied by a step size. The neurostimulation device instructs the neuromodulation device to deliver electrical energy to at least one electrode in accordance with the varied modulation parameter value. A therapeutic feedback indicator is compared to a threshold in response to the delivery of the electrical energy. Whether the therapeutic goal has been met is determined based on the comparison, and the previous steps are repeated to determine the modulation parameter value at the resolution of the step size that minimizes energy consumption of the neuromodulation device required to meet the therapeutic goal when delivering the electrical energy to the electrode(s) in accordance with the varied modulation parameter value. | 1. A method of meeting a therapeutic goal for a patient using a neuromodulation device, the method comprising: (a) incrementally varying a modulation parameter value by a step size;(b) delivering electrical energy from the neuromodulation device to at least one electrode adjacent a target tissue site in accordance with the varied modulation parameter value, thereby modulating the target tissue site;(c) analyzing a therapeutic feedback indicator in response to the modulation of the target tissue site by the delivered electrical energy;(d) determining whether the therapeutic goal has been met based on the analyzed therapeutic feedback indicator; and(e) repeating steps (a)-(d) to determine the modulation parameter value at the resolution of the step size that minimizes energy consumption of the neuromodulation device required to meet the therapeutic goal when delivering the electrical energy to the at least one electrode in accordance with the varied modulation parameter value. 2. The method of claim 1, wherein the modulation parameter value is incrementally varied at step (a) to increase the energy consumption of the neuromodulation device, the therapeutic goal is initially determined to not be met at step (d), and steps (a)-(d) are repeated until the therapeutic goal has been determined to be met at step (d), such that the modulation parameter value that minimizes energy consumption of the neuromodulation device required to meet the therapeutic goal is determined to be the last modulation parameter value. 3. The method of claim 1, wherein the modulation parameter value is incrementally varied at step (a) to decrease the energy consumption of the neuromodulation device, the therapeutic goal is initially determined to be met at step (d), and steps (a)-(d) are repeated until the therapeutic goal has been determined to not be met at step (d), such that the modulation parameter value that minimizes energy consumption of the neuromodulation device required to meet the therapeutic goal is determined to be the previous modulation parameter value. 4. The method of claim 1, wherein the electrical energy is pulsed electrical energy. 5. The method of claim 4, wherein the modulation parameter is a pulse rate. 6. The method of claim 4, wherein the modulation parameter is a pulse width. 7. The method of claim 1, wherein the modulation parameter is a duty cycle. 8. The method of claim 1, wherein the modulation parameter is an amplitude. 9. The method of claim 1, wherein the modulation parameter is an electrode combination. 10. The method of claim 1, wherein therapeutic feedback indicator is conscious feedback from the patient. 11. The method of claim 1, wherein the therapeutic feedback indicator is one of a body activity, body temperature, blood flow, electrocardiogram and derived autonomic tone metrics thereof, electrocortigram, electroencephalogram, tissue or transcutaneous oxygen tension, glucose concentration, electrode impedance, compound action po... | Boston Scientific Neuromodulation Corporation | A61N001/00 A61N001/36 A61N001/372 A61N001/05 A61B005/00
US09504389 | B2 | 2016-11-29 | Non-invasive core temperature sensor | 2015-09-17 | A core temperature sensor and a method of using such a sensor to non-invasively measure a temperature of a core thermal compartment of a human body or other mammals. A heater of the core temperature sensor heats a peripheral area to a temperature greater than the core temperature. A skin temperature sensor of the core temperature sensor monitors a cooling of the peripheral area to determine the core temperature. | 1. A core temperature sensor for non-invasively measuring a temperature of a core thermal compartment of a human body or other mammal comprising: a skin temperature sensor that is adapted to be placed in conductive thermal contact with the skin over-laying a portion of the core thermal compartment;a heater comprising a first surface adapted to face the skin, wherein a central region of the first surface of the heater is positioned to surround the skin temperature sensor;a layer of thermal insulation proximate a second surface of the heater and opposite the first surface of the heater facing the skin; anda controller to start and stop heat from the heater and to determine the core thermal compartment temperature, the controller configured to drive the heater to a predetermined temperature greater than the temperature of the core thermal compartment and then discontinue heating, permitting heat to rapidly diffuse into the core thermal compartment through thermal load dissipation, the controller operable to analyze a skin temperature-versus-time dissipation curve that occurs when the heat from the heater is stopped, wherein determination of the core thermal compartment temperature is established based on a slow temperature decrease portion of the curve determined by waiting for an empirically determined amount of time following the discontinuation of the heating, wherein the slow temperature decrease portion of the curve reflects a decreasing rate of change in the temperature measured by the skin temperature sensor and is indicative of reaching thermal equilibrium between the skin and the core thermal compartment. 2. A core temperature sensor for non-invasively measuring a temperature of a core thermal compartment of a human body or other mammal comprising: a skin temperature sensor that is adapted to be placed in conductive thermal contact with the skin over-laying a portion of the core thermal compartment;a heater comprising a first surface adapted to face the skin, wherein a central region of the first surface of the heater is positioned to surround the skin temperature sensor;the heater is capable of heating the skin proximate the skin temperature sensor to a skin temperature greater than the temperature of the core thermal compartment and then is capable of rapidly discontinuing heating;a layer of thermal insulation proximate a second surface of the heater and opposite the first surface of the heater facing the skin; anda controller attached to the skin temperature sensor which is correlated with time to create a skin temperature-versus-time dissipation curve when the heating is discontinued by the controller, the controller configured to drive the heater to a predetermined temperature greater than the temperature of the core thermal compartment and then rapidly discontinue heating, the controller operable analyze the skin temperature-versus-time dissipation curve to determine a slow temperature decrease portion of the curve, wherein the slow ... | Augustine Biomedical and Design, LLC | A61B005/01 A61B005/00 A61B017/12 A61F007/00 G01K001/16 G01K013/00
US09737223 | B2 | 2017-08-22 | Determining onset of cardiac depolarization and repolarization waves for signal processing | 2015-07-31 | A system and associated method is disclosed for determining whether signal is valid. The system comprises an electrode apparatus comprising a plurality of electrodes configured to be located proximate tissue of a patient. A display apparatus comprising a graphical user interface, wherein the graphical user interface is configured to present information to a user. A computing apparatus coupled to the electrode apparatus and display apparatus, wherein the computing apparatus is configured to determine whether a signal acquired from a channel associated with an electrode from the plurality of electrodes is valid and sufficiently strong by i) calculating a first derivative of the signal; ii) determining a minimum and maximum derivative from the first derivative; iii) determining whether signs of the minimum and maximum derivative are different; and in response to determining whether the signs of the minimum and maximum derivative are different, displaying on a display apparatus whether the signal is valid. | 1. A system for use in monitoring cardiac signals comprising: a memory:an electrode apparatus comprising a plurality of electrodes configured to be located proximate tissue of a patient;display apparatus comprising a graphical user interface, wherein the graphical user interface is configured to present information for use in assisting a user in determining accurate onset data for depolarization of a heart;computing apparatus coupled to the electrode apparatus and display apparatus, wherein the computing apparatus is configured to:a) determine whether a signal acquired from a channel associated with an electrode from the plurality of electrodes is valid and sufficiently strong;b) eliminate one or more channels that acquire invalid signals;c) determine whether one or more remaining channels acquire sufficiently strong signals to allow onset data to be calculated;d) in response to determining one or more remaining channels acquire sufficiently strong signals: (1) determine beat information including first local maximum for each beat;(2) store the first local maximum for each beat into said memory;(3) determine whether a square of a first derivative of a signal is smaller than a preselected percentage of the first local maximum for the beat; ande) in response to determining whether a square of a first derivative is smaller than the preselected percentage of the first local maximum, update the onset data for the beat. 2. The system of claim 1 further comprising: means for repeatedly employing (a)-(e) for each beat. 3. The system of claim 1 wherein the computing apparatus is further configured to: monitor a signal from the patient using each electrode,store a portion of the signal over a preset time period for each cardiac cycle, anddisplay, on the graphical user interface, information for use in assisting a user. 4. The system of claim 1 wherein the computing apparatus is further configured to: increase accuracy of activation times of cardiac tissue by using the updated onset data. 5. The system of claim 2 wherein the computing apparatus is further configured to: increase accuracy of distribution display on a graphical user interface associated with a computer system in response to acquiring increased accuracy of activation times due to updated onset data for each beat. 6. The system of claim 1 wherein the preselected percentage of a local maximum is 5% or less. 7. The system of claim 1 wherein the computing apparatus further is configured to: eliminate one or more artifacts from a signal to improve quality of onset data. 8. The system of claim 7, wherein elimination of the artifact comprises determining whether a sample is greater than X % wherein X % is determined by defining a range of a spike from a maximum peak to a minimum peak in the signal. 9. The system of claim 1 wherein the computing apparatus is further configured to: determine a first time index associated with one or more local maximums;determine a second time index associated w... | MEDTRONIC, INC. | A61B005/0402 A61B005/04 A61B005/0408 A61B005/00 A61B005/0452 A61B005/044 A61N001/365
US09844678 | B2 | 2017-12-19 | Methods and devices implementing dual criteria for arrhythmia detection | 2016-07-26 | Methods and devices providing multiple criteria for use in arrhythmia identification. Based on inputs including defined rules or parameters, one of a more conservative or more aggressive set of arrhythmia identification parameters can be selected. One or the other of the selectable sets of arrhythmia identification parameters may also be adaptive or modifiable during the use of the system, for example, in response to identified nonsustained episodes, the more conservative set of arrhythmia identification parameters can be modified to become still more conservative. Such modification of arrhythmia identification criteria allows reduced time to therapy when indicated, while allowing more deliberate decisions in other circumstances. | 1. An implantable cardiac stimulus device comprising electrodes coupled to operational circuitry for sensing cardiac activity and detecting events in the cardiac activity, the operational circuitry further being configured to deliver therapy in response to identified conditions, wherein the operational circuitry is configured to: observe features of a cardiac signal for a set of detected events and use the observed features to select from at least: a) a first set of arrhythmia identification parameters;b) a second set of arrhythmia identification parameters; andc) a third set of arrhythmia identification parameters; anduse the selected set of arrhythmia identfication parameters to analyze the sensed cardiac activity;wherein the first set of arrhythmia identification parameters is different from at least the second set of arrhythmia identification parameters; andwherein the operational circuitry is configured to observe features of the cardiac signal for the set of detected events by determining whether the cardiac signal is polymorphic or monomorphic and, if a polymorphic cardiac signal is observed, to select the first set of arrhythmia identification parameters in order to reduce time to therapy in the presence of the polymorphic cardiac signal. 2. The implantable cardiac stimulus device of claim 1, wherein the operational circuitry is configured to select the first set of arrhythmia identification parameters in response to determining that the cardiac signal is polymorphic. 3. The implantable cardiac stimulus device of claim 1, wherein the operational circuitry is configured to determine if the cardiac signal is narrow or wide in response to determining that the cardiac signal is monomorphic. 4. The implantable cardiac stimulus device of claim 3, wherein the operational circuitry is configured to select the second set of arrhythmia identification parameters in response to determining that the cardiac signal is monomorphic and narrow. 5. The implantable cardiac stimulus device of claim 3, wherein the operational circuitry is configured to select the third set of arrhythmia identification parameters in response to determining that the cardiac signal is monomorphic and wide. 6. The implantable cardiac stimulus device of claim 1, wherein the first set of arrhythmia identification parameters includes applying a minimum persistence. 7. The implantable cardiac stimulus device of claim 1, wherein the second set of arrhythmia identification parameters includes applying a maximum persistence. 8. The implantable cardiac stimulus device of claim 1, wherein the third set of arrhythmia identification parameters includes applying a current persistence, the current persistence defined by the operational circuitry in response to prior unsustained episodes. 9. The implantable cardiac stimulus device of claim 1, wherein an arrhythmia episode has been declared prior to selecting the arrhythmia identification parameters. 10. The implantable cardiac stimulu... | CAMERON HEALTH, INC. | A61N001/00 A61N001/39 A61B005/0464
US10049448 | B2 | 2018-08-14 | Articulated structure registration in magnetic resonance images of the brain | 2015-01-06 | A registration processor (74) is configured to obtain articulated brain substructures using acquired brain image data and template brain image data. The registration processor (74) annotates the brain image data; registers the brain image data with template image data using global brain registration; and registers at least one brain structure of the brain image data a corresponding brain structure of the template image data using a local brain substructure registration. The registration processor (74) articulates articulated substructures of the registered brain structures to improve registration using articulated substructure registration. | 1. A brain registration system, comprising: a main magnet configured to create a strong, static magnetic field through an imaging volume;magnetic field gradient coils configured to generate magnetic field gradients in the imaging volume;one or more RF coils configured to transmit radio frequency pulses into the imaging volume and receive magnetic resonance echo signals from the imaging volume;a transmitter configured to control the one or more RF coils to transmit magnetic resonance excitation and manipulation pulses into the imaging volume;one more receivers configured to demodulate the magnetic resonance echo signals from the one or more RF coils;a back end system including a memory configured to store brain templates, a user input device, a display device, and one or more processors configured to: reconstruct the demodulated magnetic resonance echo signals from the receiver into a brain image,segment the brain image to annotate brain image data,globally register the brain image with a template image retrieved from the storage memory,identify an articulated structure in the segmented brain image, the articulated structure including a pair of sub-structures connected by a linking joint,rotate the articulated sub-structures relative to each other about the linking joint to improve registration to maximize image similarity of the articulated structure in the brain image and the brain template, andcontrol the display device to display the brain image including the articulated structure. 2. The system according to claim 1, wherein the one or more processors are further configured to: iteratively rotate the at least one of the sub-structures of the articulated structure in the brain image and the brain template about the linking joint,compute a similarity metric between the brain image articulated structure and the brain template articulated structure for each iteration, andselect one of the iterations that maximizes the similarity metric. 3. The system according to claim 1, wherein the one or more processors are further configured to apply a transform to the brain image to maximize overlap between the articulated structure in the brain image and the brain template. 4. The system according to claim 1, wherein the one or more processors are further configured to identify the linking joint by: calculating a Euclidian distance for all pairs of pixels/voxels between the sub-structures of the articulated structure;selecting a pair of pixels/voxels having a minimum Euclidian distance therebetween; andcomputing a middle point between the selected pair of pixels/voxels as the linking joint between the sub-structures. 5. The system according to claim 1, wherein the globally registering of the brain image with the brain template includes an isotropic moments-based global registration. 6. A brain registration method, comprising: with a main magnet, creating a strong, static magnetic field through an imaging volume;with magnetic field gradient coils, genera... | Koninklijke Philips N.V. | G06K009/00 G06T007/00 A61B005/00 A61B005/055 G06K009/62 G06T003/60 G06T007/33 G06T007/37
US20160338620 | A1 | 2016-11-24 | PORTABLE BREATHALYZER DEVICE | 2016-04-25 | A portable blood alcohol sensing device has an enclosure having an end with at least one vent opening defined therein. A printed circuit board assembly is disposed within the enclosure, with a connector at one end and a sensing device at the other. An air flow device with a diverter and ramp is disposed is disposed within the enclosure adjacent to the vent openings. The ramp includes an opening in which a body portion of the sensor is disposed. The ramp is disposed substantially horizontally at an upward angle relative to the printed circuit board assembly and intake vent openings. The diverter is disposed substantially longitudinally and an inward angle relative to the at least one vent opening. The intake vent openings, the diverter and the ramp define an airflow path through an interior of the enclosure, along a side and over a top portion of the sensing device. | 1. An portable blood alcohol sensing device comprising: an enclosure having an end with at least one vent opening defined therein;a printed circuit board assembly disposed within the enclosure, the printed circuit having a connector at one end and a sensing device at an other end;an air flow device disposed within the enclosure adjacent to the at least one vent opening, the air flow device including a ramp portion and a diverter portion, the ramp portion including an opening, a body portion of the sensor configured to be disposed within the opening in the ramp portion;wherein the ramp portion is disposed substantially horizontally at an upward angle relative to the printed circuit board assembly and the diverter portion is disposed substantially longitudinally and an inward angle relative to the at least one vent opening;the at least intake vent opening, the diverter portion and the ramp portion defining an airflow path through an interior of the enclosure, along a side and over a top portion of the sensing device. 2. The device of claim 1, wherein an airflow through the intake vent openings is directed by the diverter portion to a side of the diverter and onto the ramp portion, the ramp portion directing the airflow along the side of the sensing device and over the top of the sensing device. 3. The device of claim 2, comprising one or more exhaust vent openings defined in a top portion of the enclosure, the one or more exhaust vent openings being disposed above the top of the sensing device. 4. The device of claim 3, wherein the airflow in the airflow path exits the interior of the enclosure through the exhaust vent openings. |  | A61B005/097 A61B005/08
US09504409 | B2 | 2016-11-29 | Device and method for detecting respiratory movements | 2013-05-14 | The invention relates to a method for determining the presence of a respiratory movement in a human or an animal. This method comprises the detection of a movement by a passive infrared detector and the analysis of signals transmitted by this detector. The invention also relates to an apparatus for executing a method of detecting a respiratory movement. | 1. A method for monitoring the respiration of a patient, comprising the following steps: i) providing at least one passive infrared detector targeting at least one location on the patient capable of exhibiting respiratory movements,ii) providing, at a sampling frequency fE (110), at least one sequence of discrete measurement signals (200) originating from the at least one passive infrared detector,iii) defining a series of N sliding time windows (210), starting at different successive moments Tin,i, where i is an integer from 1 to N representing each sliding time window with a length of ΔTi=Tf,i−Tin,i, where Tf,i denotes a final time of a sliding time window numbered i,iv) subtracting from each of said discrete measurement signals present in the same sliding time window (300) a continuous component calculated over a plurality of these discrete measurement signals (300) present in the same sliding time window, to obtain at least one temporal sequence of useful discrete signals (400),v) generating at each final time Tf,i an indicator of respiratory movements (410), calculated on the basis of a mean amplitude calculated over a set of useful discrete signals included in a sliding time window with a length of ΔTi preceding said time Tf,i of the sliding time window numbered i. 2. The method as claimed in claim 1, further comprising a step consisting in: providing at least one additional passive infrared detector targeting at least one location on the patient not capable of exhibiting respiratory movements, or targeting the patient's environment,subtracting from the discrete measurement signals (200) of step ii) a background signal originating from the at least one passive infrared detector targeting at least one location on the patient not capable of exhibiting respiratory movements or targeting the patient's environment. 3. The method as claimed in claim 1 or 2, further comprising a step of calculating a mean amplitude comprising the steps consisting of: calculating an RMS amplitude value of a set of useful discrete signals (400) included in a sliding time window with a length of ΔTi,comparing said RMS amplitude value with a predefined threshold of detection of a respiratory movement by calculation of a mean amplitude. 4. The method as claimed in claim 3, further comprising a step consisting in: generating a spectral signal (610) of a set of useful discrete signals (400) included in a sliding time window with a length of ΔTi,determining the two highest peaks of said spectral signal (700),comparing (710) the frequency of the highest peak with a plausible frequency range of the respiratory movements,calculating (720) a coefficient (900) according to the formula:(H⁢⁢1-H⁢⁢2)2HxwhereH1 is the amplitude of the highest peak,H2 is the amplitude of the second highest peak,Hx is the amplitude of the second highest peak if this amplitude is other than zero, or the amplitude of the highest peak if the amplitude of the second highest peak is zero,determining th... | 2-OBSERVE S.A. | A61B005/00 A61B005/113 A61B005/11
US09489854 | B2 | 2016-11-08 | Computing technologies for diagnosis and therapy of language-related disorders | 2014-10-29 | The present disclosure relates to computing technologies for diagnosis and therapy of language-related disorders. Such technologies enable computer-generated diagnosis and computer-generated therapy delivered over a network to at least one computing device. The diagnosis and therapy are customized for each patient through a comprehensive analysis of the patient's production and reception errors, as obtained from the patient over the network, together with a set of correct responses at each phase of evaluation and therapy. | 1. A method comprising: diagnosing a language-related disorder automatically via: obtaining, by a first computer, a first set of criteria, wherein the first set of criteria is based at least in part on a first automated analysis of a patient data structure against a master data structure, wherein the patient data structure comprises a set of actual patient task responses, wherein the master data structure comprises a set of cell generation data and a set of predicted patient task responses for a plurality of patients;storing, by the first computer, a first cell result in the patient data structure, wherein the first cell result is received from a second computer, wherein the second computer is at least one of implantable or wearable, wherein the second computer comprises a vibrator configured to vibrate such that a first sound is conducted along a jaw bone of a patient to an inner ear of the patient, wherein the patient is associated with the patient data structure, wherein the first cell result is based at least in part on the first computer selecting a first diagnostic shell based at least in part on the first set of criteria, generating a first diagnostic cell dynamically based at least in part on the first diagnostic shell, the set of actual patient task responses, and the set of cell generation data, and communicating the first diagnostic cell to the second computer such that the second computer is able to output the first diagnostic cell via the vibrator vibrating such that the first sound is conducted along the jaw bone to the inner ear, wherein the first sound comprises the first diagnostic cell, wherein the first diagnostic cell comprises a first diagnostic cell content which is created dynamically by the first computer based at least in part on an incorrect actual patient task response sourced from the set of actual patient task responses;obtaining, by the first computer, a second set of criteria, wherein the second set of criteria is based at least in part on a second automated analysis of the patient data structure, including the first cell result, against the master data structure;determining, by the first computer, based at least in part on the second set of criteria at least one of whether to generate a second diagnostic cell dynamically based at least in part on the first diagnostic shell such that the second computer is able to output the second diagnostic cell via the vibrator vibrating such that a second sound is conducted along the jaw bone to the inner ear, the set of actual patient task responses, and the set of cell generation data, whether to select a second diagnostic shell, or whether to provide a diagnosis of the language-related disorder to the second computer, wherein the first diagnostic shell and the second diagnostic shell are different in task type, wherein the second sound comprises the second diagnostic cell, wherein the second diagnostic cell comprises a second diagnostic cell content which is created dynamical... |  | G09B005/00 G09B019/04 G09B007/00 G06F019/00 A61B005/16
US09711027 | B2 | 2017-07-18 | Suggesting adjustments to a helmet based on analysis of play | 2015-05-12 | Embodiments include method, systems and computer program products for suggesting adjustments to an adjustable helmet based on analysis of play. Aspects include monitoring a plurality of sensors in the adjustable helmet and performing an analysis of play for a user of the adjustable helmet based on data received from the plurality of sensors. Aspects also include determining if an adjustment to the adjustable helmet should be made based on the analysis of play and creating an alert indicating that an adjustment to the helmet is needed. | 1. A computer program product for automatic adjustment of helmet parameters based on a category of play, the computer program product comprising: a non-transitory storage medium readable by a processing circuit and storing instructions for execution by the processing circuit for performing a method comprising:monitoring a plurality of sensors in the adjustable helmet;performing an analysis of play for a user of the adjustable helmet based on data received from the plurality of sensors;determining if an adjustment to a protection profile of the adjustable helmet should be made based on the analysis of play, wherein the protection profile includes a stiffness of at least one pad of the adjustable helmet, a size of at least one pad of the helmet and a tightness of a chin strap of the helmet; andcreating an alert indicating that the adjustment to the helmet is needed, wherein the alert includes an identification of the user, a type of the adjustment, an amount of the adjustment and an indication of how critically the adjustment is needed. 2. The computer program product of claim 1, wherein the alert is a visual alert disposed on the adjustable helmet. 3. The computer program product of claim 2, wherein the alert includes one of an adjustment alert and a replacement alert. 4. The computer program product of claim 1, further comprising transmitting the alert to a separate processing system. 5. The computer program product of claim 1, wherein the determination that the adjustment to the adjustable helmet should be made is further based on a risk profile associated with a medical history of the user. 6. The computer program product of claim 5, wherein the risk profile is further based on a category of play of the user. 7. An adjustable helmet for mitigating the risk of brain comprising: a processor and one or more sensors, the processor configured for performing a method comprising:monitoring the one or more sensors in the adjustable helmet;performing an analysis of play for a user of the adjustable helmet based on data received from the one or more of sensors;determining if an adjustment to a protection profile of the adjustable helmet should be made based on the analysis of play, wherein the protection profile includes a stiffness of at least one pad of the adjustable helmet, a size of at least one pad of the helmet and a tightness of a chin strap of the helmet; andcreating an alert indicating that the adjustment to the helmet is needed, wherein the alert includes an identification of the user, a type of the adjustment, an amount of the adjustment and an indication of how critically the adjustment is needed. 8. The adjustable helmet of claim 7, wherein the alert is a visual alert disposed on the adjustable helmet. 9. The adjustable helmet of claim 8, wherein the alert includes one of an adjustment alert and a replacement alert. 10. The adjustable helmet of claim 7, wherein the determination that the adjustment to the adjustable helmet should b... | INTERNATIONAL BUSINESS MACHINES CORPORATION | G08B023/00 G08B021/04 A61B005/00 A42B003/04 A61B005/11
US09486167 | B2 | 2016-11-08 | Interchangeable cases for biometric monitoring devices | 2015-05-14 | A biometric monitoring device and multiple carrying cases for same are provided. In some implementations, the case may be made from a flexible viscoelastic material and the biometric monitoring device may be slipped into a receptacle in the case through an opening in the case; the opening may become distended during the insertion of the biometric monitoring device. In some implementations, the case may feature a display window that, in combination with materials of the biometric monitoring device, may mask a display of the biometric monitoring device from view when the display is off and may allow the display to be seen when the display is displaying content. | 1. A wearable biometric tracking system, the wearable biometric tracking system comprising: a biometric monitoring device; anda wearable case, the wearable case including: a body,a cavity within the body, the cavity sized to receive the biometric monitoring device and to hold the biometric monitoring device substantially fixed with respect to the body when the biometric monitoring device is fully inserted into the cavity,an opening in the body leading to the cavity, wherein the opening in the body is sized to be smaller in cross-sectional area than the maximum cross-sectional area of the biometric monitoring device in a plane substantially parallel to the opening when the biometric monitoring device is fully inserted into the cavity, anda hole that passes through the body, the hole positioned such that a keyring may pass through the hole or such that a lanyard may be threaded through the hole. 2. The wearable biometric tracking system of claim 1, wherein at least a portion of the body is made of a compliant material. 3. The biometric tracking system of claim 2, wherein the compliant material has a Young's modulus between about 1 MPa and 690 MPa. 4. The biometric tracking system of claim 2, wherein the compliant material is selected from the group of materials consisting of thermoplastic polyurethanes, thermoplastic elastomers, thermoplastic vulcanizates, polyurethanes, silicones, and combinations thereof. 5. The wearable biometric tracking system of claim 1, wherein at least a portion of the body is made of metal. 6. The wearable biometric tracking system of claim 1, wherein: the body is molded,the surfaces defining the cavity substantially correspond with those exterior surfaces of the biometric monitoring device that are proximate to the surfaces defining the cavity when the biometric monitoring device is fully inserted into the cavity, andthe surfaces defining the cavity are in contact with the biometric monitoring device when the biometric monitoring device is fully inserted into the cavity. 7. The wearable biometric tracking system of claim 1, wherein the biometric monitoring device is securable to the wearable case through the use of a magnet or electromagnet. 8. The wearable biometric tracking system of claim 1, further comprising: a lanyard threaded through the hole, the lanyard sized so as to be wearable around a person's neck. 9. The wearable biometric tracking system of claim 1, further comprising: a keyring inserted through the hole. 10. The wearable biometric tracking system of claim 1, the biometric monitoring device further comprising an operator interface. 11. The wearable biometric tracking system of claim 10, wherein the operator interface incorporates one or more user interfaces selected from the group consisting of: a visual user interface, an auditory user interface, and a touch-vibration user interface. 12. The wearable biometric tracking system of claim 10, wherein the operator interface comprises a digital displ... | Fitbit, Inc. | G09F003/14 A61B005/00 A45C011/00 A61B005/11 A61B007/00 A61B005/0205 G06F015/00 B65D025/22 G01C005/06 B42D015/00 G09F003/00 G09F003/04 A45C013/42 A61B005/05 A61B005/021 A61B005/024 A61B005/08 A61B005/145 G01C022/00 G06F003/00
US09498127 | B2 | 2016-11-22 | Data transfer device and data transfer system | 2013-09-26 | A device for receiving a transmitting unit that is detachably attachable to a sensor unit configured to be placed on a subject to acquire a biosignal of the subject and that acquires bio-information from the biosignal acquired in the sensor unit to transmit the biosignal to an external device. This device has first and second ports on which transmitting units can be placed, and communication sections each provided in a respective one of the ports to carry out communication with the transmitting units mounted on the respective ports. When the transmitting unit is newly mounted on one port, the device acquires transmission data including communication identification information for the transmission from the newly mounted transmitting unit by the communication section of this port and transmits the acquired transmission data to another transmitting unit already mounted on the other port by using the communication section provided in the other port. | 1. A data transfer device which receives respective transmitting units that are individually detachably attachable to a sensor unit configured to be at least partially placed in a living body of a subject to acquire a biosignal of the subject and to acquire bio-information from the biosignal acquired in the sensor unit to transmit the bio-information to an external unit, the data transfer device comprising: a first port configured to receive a first transmitting unit and a second port configured to receive a second transmitting unit;a first communication section provided at the first port and configured to communicate with the first transmitting unit when the first transmitting unit is mounted on the first port, and a second communication section provided at the second port and configured to communicate with the second transmitting unit when the second transmitting unit is mounted on the second port;data acquiring means for acquiring transmission data, including communication identification information for transmitting the bio-information from one of the first and second transmitting units to the external unit, by the communication section provided in one of the first port and the second port when the respective first transmitting unit and the second transmitting unit is newly placed on the one of the first port and the second port; andtransmitting means configured to transmit to the transmission data acquired by the data acquiring means to the other of the first and second transmitting units. 2. The data transfer device according to claim 1, wherein the first and second ports are charge ports which charge the first and second transmitting units respectively. 3. The data transfer device according to claim 1, wherein the first communication section and the second communication section are each a reader/writer of an IC tag. 4. The data transfer device according to claim 1, wherein the transmission data acquired by the data acquiring means includes calibration information used when the bio-information is calculated from the biosignal acquired from the sensor unit. 5. The data transfer device according to claim 1, wherein the transmission data acquired by the data acquiring means includes bio-information that has not yet been transmitted to the external unit by the one of the first and second transmitting units. 6. The data transfer device according to claim 5, wherein the transmission data acquired by the data acquiring means includes a predetermined number of pieces of a bio-information recently acquired by the one of the first and second transmitting units and measurement date and time of the bio-information. 7. The data transfer device according to claim 1, further comprising: determining means for determining whether charging of the first transmitting unit at the first port is completed and for determining whether charging of the second transmitting unit at the second port is completed; andthe transmitting means transmits the transmission ... | TERUMO KABUSHIKI KAISHA | A61B005/00 A61B005/145 A61B005/1459 A61B005/1495 A61B010/00
US10716488 | B2 | 2020-07-21 | Imaging using gated elements | 2014-12-29 | Exemplary methods and systems may image an object of interest using one or more waveguide assemblies including gated elements. The gated elements may be configurable in a transmission state, a reception state, or a passive state. The exemplary methods and systems may deliver electromagnetic energy (e.g., microwave energy) to an object of interest using a gated element of a waveguide assembly configured in a transmission state and sample scattered field using a gated element of another waveguide assembly configured in the reception state while the remainder of gated elements are configured in the passive state. | 1. A method of imaging an object using microwave imaging, wherein the method comprises: providing a plurality of waveguide assemblies positioned about an object, wherein each waveguide assembly of the plurality of waveguide assemblies comprises: a waveguide structure configured to deliver and sample electromagnetic energy, andone or more gated elements, wherein each gated element of the one or more gated elements defines an aperture extending into the waveguide structure, wherein each gated element of the one or more gated elements is configurable in at least a transmission state, a reception state, and a passive state, wherein each gated element of the one or more gated elements is configured to allow electromagnetic energy to radiate from the waveguide structure through the aperture when in the transmission state, to allow electromagnetic energy to be received through the aperture into the waveguide structure when in the reception state, and to neither allow electromagnetic energy to radiate from the waveguide structure through the aperture nor allow electromagnetic energy to pass through the aperture into the waveguide structure when in the passive state;delivering electromagnetic energy using at least one waveguide assembly of the plurality of waveguide assemblies to irradiate the object resulting in scattered electromagnetic energy;sampling the scattered electromagnetic energy using at least one waveguide assembly of the plurality of waveguide assemblies; andreconstructing an image of the object based on the sampled scattered electromagnetic energy. 2. The method of claim 1, wherein, to sample the scattered electromagnetic energy using at least one waveguide assembly of the plurality of waveguide assemblies, a modulation signal is applied to an individual gated element of the one or more gated elements to configure the individual gated element into the reception state. 3. The method of claim 2, wherein the modulation signal has a lower frequency than the electromagnetic energy delivered using at least one waveguide assembly of the plurality of waveguide assemblies. 4. The method of claim 1, wherein sampling the scattered electromagnetic energy using at least one waveguide assembly of the plurality of waveguide assemblies comprises sampling the scattered electromagnetic energy using each gated element individually of the one or more gated elements of each waveguide assembly of the plurality of waveguide assemblies until each gated element of the one or more gated elements of the plurality of waveguide assemblies has been individually used to sample the scattered electromagnetic energy, wherein, to sample the scattered electromagnetic energy using each gated element individually, a selected gated element is configured in the reception state, the remaining gated elements of the one or more gated elements of the plurality of waveguide assemblies are configured in the passive state, and the waveguide assembly comprising the selected gated elem... | The University of Manitoba | A61B005/05 G01S013/89 G01N022/00 G01S013/00
US09568994 | B2 | 2017-02-14 | Cadence and media content phase alignment | 2015-10-14 | Systems, devices, apparatuses, components, methods, and techniques for cadence and media content phase alignment are provided. An example media-playback device includes a content output device that operates to output media content, a cadence-acquiring device, a phase-delay calibration engine, a cadence-based media content selection engine, and a phase-aligned media playback engine. The cadence-acquiring device includes a movement-determining device and a cadence-determination engine configured to determine a cadence based on movement data captured by the movement-determining device. The phase-delay calibration engine configured to determine phase delay values for at least one cadence value. The cadence-based media content selection engine configured to identify a media content item based on the cadence determined by the cadence-acquiring device. The phase-aligned media playback engine configured to align the identified media content item to the repetitive-motion activity and cause the media-output device to output the aligned media content item. | 1. A media-playback device for aligning play back of media content to foot strikes for a user performing a running activity, the media-playback device comprising: a content output device that operates to output media content;a cadence-acquiring device comprising a movement-determining device and a cadence-determination engine configured to determine a cadence based on movement data captured by the movement-determining device, wherein the movement-determining device comprises three orthogonally-oriented accelerometers and the cadence-determination engine is configured to: capture sequences of measurements from each of the three accelerometers;filter the sequences of measurements based on frequency to generate filtered sequences;identify a sequence of measurements of the filtered sequences corresponding to the cadence based on calculating energy values for each of the filtered sequences;a phase-delay calibration engine configured to determine phase delay values for at least one cadence value, wherein the phase-delay calibration engine determines the phase delay values based at least in part on a time required to detect a foot strike within the running activity;a cadence-based media content selection engine configured to identify a media content item based on the cadence determined by the cadence-acquiring device, wherein the media content item comprises music with a tempo that corresponds to the cadence; anda phase-aligned media playback engine configured to: identify a wave action position corresponding to a particular foot strike within the running activity, wherein the phase-aligned media playback engine identifies the wave action position by being programmed to: calculate a positive energy value of at least one of the sequences of measurements, wherein the positive energy value corresponds to energy of a portion of the at least one of the sequences of measurements that is greater than zero;calculate a negative energy value of at least one of the sequences of measurements, wherein the negative energy value corresponds to energy of a portion of the at least one of the sequences of measurements that is less than zero;identify the wave action position as a falling zero crossing when a magnitude of the positive energy value is greater than or equal to a magnitude of the negative energy value; andidentify the wave action position as a rising zero crossing when the magnitude of the positive energy value is less than the magnitude of the negative energy value;align the identified media content item to the running activity using at least one of the determined phase-delay values; andcause the content output device to output the aligned media content item. 2. The media-playback device of claim 1, wherein the phase-aligned media playback engine is further configured to: identify foot strikes within the running activity based on the movement data; andcause the media-output device to output the identified media content item so that a beat of the media conte... | Spotify AB | G06F017/00 G06F003/01 G06F003/16 A61B005/024 A63B071/00
US20160338645 | A1 | 2016-11-24 | ELECTRODE MATERIAL AND DEVICE | 2015-01-27 | An electrode material includes a fiber structure containing a conductive polymer. The conductive polymer is supported on surfaces of filaments constituting the fiber structure and/or in a gap between the filament. A device includes an electrode material, the electrode material being used as at least part of an electrode, wherein the electrode material includes a fiber structure containing a conductive polymer, the conductive polymer being supported on surfaces of filaments constituting the fiber structure and/or in a gap between the filaments. | 1-9. (canceled) 10. An electrode material comprising a fiber structure containing a conductive polymer, the conductive polymer being supported on surfaces of filaments constituting the fiber structure and/or in a gap between the filaments. 11. The electrode material according to claim 10, wherein the fiber structure includes at least a multifilament yarn, andthe conductive polymer is supported on surfaces of filaments constituting the multifilament yarn and/or in a gap between the filaments. 12. The electrode material according to claim 10, wherein a multifilament yarn constituting the fiber structure includes a filament of equal to or less than 0.2 dtex. 13. The electrode material according to claim 10, wherein the conductive polymer is supported on the surfaces of the filaments constituting the fiber structure and/or in the gap between the filaments when the conductive polymer is dispersed with a binder in a solvent and the dispersion in which the conductive polymer is dispersed is applied to the fiber structure. 14. The electrode material according to claim 10, wherein the conductive polymer is a mixture of poly(3,4-ethylenedioxythiophene) and polystyrenesulfonic acid. 15. The electrode material according to claim 10, further comprising a resin layer layered on one face of the fiber structure containing the conductive polymer. 16. The electrode material according to claim 10, wherein the electrode material has a surface resistance of equal to or less than 1×106Ω after 20 washing cycles in accordance with JIS L0217 (2012) 103 method. 17. The electrode material according to claim 10, wherein the electrode material is layered in combination with an adhesive agent. 18. A device comprising an electrode material, the electrode material being used as at least part of an electrode, wherein the electrode material includes a fiber structure containing a conductive polymer, the conductive polymer being supported on surfaces of filaments constituting the fiber structure and/or in a gap between the filaments. |  | A61B005/00 A61B005/0408
US10244971 | B2 | 2019-04-02 | Mouthguard for analysis of biomarkers for traumatic brain injury | 2015-05-12 | Embodiments include methods, systems and computer program products for monitoring a user of a helmet for traumatic brain injury. Aspects include obtaining a saliva specimen from a mouthguard and providing the saliva specimen to a lab on chip. Aspects further include determining whether the saliva specimen contains a biomarker that indicates the user suffered a traumatic brain injury and creating an alert that the user of the helmet has suffered a traumatic brain injury. | 1. A computer program product for monitoring a user for traumatic brain injuries, the computer program product comprising: a non-transitory storage medium readable by a processing circuit and storing instructions for execution by the processing circuit for performing a method comprising:determining that the user has suffered a severe impact;instructing a sensor to obtain a saliva specimen from a mouthguard and to provide the saliva specimen to a lab on chip, wherein obtaining the saliva specimen from the mouthguard is performed after a delay period from the severe impact, wherein the delay is determined based on a severity of the severe impact experienced by the user;analyzing the saliva specimen for one or more biomarkers; andcreating an alert that the user of the mouthguard may have suffered a traumatic brain injury, wherein the alert includes an indication of the one or more biomarkers, a concentration of the one or more biomarkers and an identification of the user. 2. The computer program product of claim 1, wherein the lab on chip is disposed within the mouthguard. 3. The computer program product of claim 1, wherein the lab on chip is disposed within a helmet that is in fluid communication with the mouthguard. 4. The computer program product of claim 1, wherein the determination that the user has suffered a severe impact is based on a determination that a helmet worn by the user has experienced an acceleration above a threshold amount. 5. The computer program product of claim 4, wherein the threshold amount is based upon a medical history of the user. 6. The computer program product of claim 1, wherein the delay is further determined based on a medical history of the user. 7. A system for monitoring a user for traumatic brain injuries comprising: a lab on chip configured to receive a saliva specimen from a mouthguard and to analyze the saliva specimen to identify one or more biomarkers;a processor configured to communicate with the lab on chip, wherein the processor creates an alert that the user of the mouthguard may have suffered a traumatic brain injury,wherein the processor instructs the lab on chip to obtain the saliva specimen from the mouthguard in response to a determination that the user has experienced an acceleration above a threshold amount, wherein the saliva specimen is obtained after a delay period from the acceleration above the threshold amount, wherein the delay is determined based on a severity of the acceleration above the threshold amount experienced by the user, andwherein the alert includes an indication of the one or more biomarkers, a concentration of the one or more biomarkers and an identification of the user. 8. The system of claim 7, wherein the lab on chip is disposed within the mouthguard. 9. The system of claim 7, wherein the lab on chip is disposed within a helmet that is in fluid communication with the mouthguard. 10. The system of claim 9, wherein the processor is disposed within the helmet and whe... | INTERNATIONAL BUSINESS MACHINES CORPORATION | A61B005/145 A61B005/00 A61B010/00 G06F019/00 A42B003/04 G16H040/63 G16H050/20
US09757022 | B2 | 2017-09-12 | Automated methods to count corneal subbasal nerves | 2016-05-12 | The present invention is directed to a software algorithm that measures the number of corneal nerve fibers in images captured by microscopy including images from patients obtained by in vivo corneal confocal microscopy, a noninvasive technique. The present invention solves a complicated segmentation problem, by exploiting the piece wise linear nature of the nerve fibers—i.e., the nerves are made up of a lot of straight line segments. The image is split into sub-regions, where each sub-region contains nerves mostly running in the same, straight direction. Having the nerves all in straight-lines within a single 2d image region dramatically simplifies the segmentation problem. The image intensities are summed in the direction of the nerves to reduce the 2d representation to a 1d signal having pronounced peaks where the nerves are located. | 1. A non-transitory computer readable medium programmed with steps comprising: receiving image data related to a region of interest of the subject;dividing the image data into sub-regions, wherein each sub-region is defined by having nerve fibers running in approximately a same direction;summing image intensities in the same direction of the nerve fibers for the sub-region;reducing a two-dimensional representation to a one-dimensional signal having peaks where the nerve fibers are located; anddetermining a nerve fiber count based on the peaks of the one-dimensional signal. 2. The non-transitory computer readable medium of claim 1, further comprising receiving image data related to a cornea of the subject. 3. The non-transitory computer readable medium of claim 1, further comprising receiving image data from in vivo corneal confocal microscopy. 4. The non-transitory computer readable medium of claim 1, further comprising receiving image data from a whole mount specimen. 5. The non-transitory computer readable medium of claim 4, further comprising the whole mount specimen being stained with βIII tubulin. 6. The non-transitory computer readable medium of claim 1, further comprising comparing the nerve fiber count to a previous nerve fiber count or a normal nerve fiber count to diagnose peripheral neuropathy. 7. The non-transitory computer readable medium of claim 1, further comprising comparing the nerve fiber count to a previous nerve fiber count in order to diagnose onset of or changes in extent of peripheral neuropathy. 8. The non-transitory computer readable medium of claim 1, further comprising receiving in vivo image data from a confocal microscope. 9. The non-transitory computer readable medium of claim 1, further comprising deriving measures of length, tortuosity, branching, and density to diagnose peripheral neuropathy. 10. A system for diagnosing peripheral neuropathy in a subject comprising: a confocal microscope configured for obtaining image data of a region of interest of a cornea of the subject;a non-transitory computer readable medium programmed for:receiving the image data of the region of interest of the cornea of the subject;dividing the image data into sub-regions, wherein each sub-region is defined by having nerve fibers running in approximately a same direction;summing image intensities in the same direction of the nerve fibers for the sub-region;reducing a two-dimensional representation to a one-dimensional signal having peaks where the nerve fibers are located; anddetermining a nerve fiber count based on the peaks of the one-dimensional signal. 11. The system of claim 10, further comprising comparing the nerve fiber count to a previous nerve fiber count or a normal nerve fiber count to diagnose peripheral neuropathy. 12. The system of claim 10, further comprising comparing the nerve fiber count to a previous nerve fiber count in order to diagnose onset of or changes in extent of peripheral neuropathy. 13. The syst... | THE JOHNS HOPKINS UNIVERSITY VOXELERON, LLC | A61B003/10 A61B003/00 A61B003/13 A61B005/00
US10271951 | B2 | 2019-04-30 | Mitral annular measurement and LVOT obstruction tool | 2016-05-13 | A device is described for crossing the atrial septum to properly size a valve annulus for treatment or replacement, having a catheter with an expandable braided tubular structure attached at its distal end. The proximal and distal end regions of the braided tube have an open structure to allow blood flow to pass freely through the gaps or spaces between the braided fibers. The lumen within the tube includes a temporary, artificial valve that acts similar to a native valve, allowing blood to flow in one direction and preventing blood flow in the opposite direction. | 1. A device for measuring the diameter of a mitral annulus and evaluating obstruction to flow in the left ventricular outflow tract comprising: A. a catheter having an outer shaft and an inner pull tube located within said outer shaft,B. a braided tubular structure located at the distal end of said catheter, a distal end of said braided tubular structure being bonded to a distal end of said inner pull tube, a proximal end of said braided tubular structure being bonded to a distal end of said outer shaft,C. a central region of said braided tubular structure having an elastomeric film attached thereto forming a fluid barrier for fluid transfer from a lumen of said braided tubular structure to an outer region located outside of said braided tubular structure,D. a proximal end region of said braided tubular structure having an open braided structure that allows fluid transfer from outside of said braided structure to said lumen of said braided structure and a distal end region of said braided tubular structure that allows transfer of fluid from said lumen of said braided tubular structure to outside of said braided tubular structure,E. said central region containing a temporary valve,F. the braided tubular structure bonded to the inner pull tube has a first diameter when the distal end of the inner pull is located in a first distance from the distal end of the outer shaft, and has a second diameter larger than the first diameter when the distal end of the inner pull is located in a second distance from the distal end of the outer shaft, wherein the second distance is shorter than the first distance. 2. The device of claim 1 wherein said central region of said braided tubular structure contains a waist, said waist having a smaller diameter than a proximal bulb of said proximal end region and a smaller diameter than a distal bulb of said distal end region. 3. The device of claim 1 wherein said central region comprises a marker band that is able to be visualized under fluoroscopy. 4. The device of claim 2 wherein said proximal bulb or said distal bulb comprise a marker band that is able to be visualized under fluoroscopy. 5. The device of claim 3 wherein said marker band is formed from an elastic material that allow said marker band to enlarge in diameter to equal the diameter of the braided tubular structure. 6. The device of claim 2 wherein said braided tubular structure is formed from an elastomeric material that is thermally formed into a shape that provides said waist with a smaller diameter than said proximal and distal bulbs. 7. The device of claim 1 wherein the distal end of the braided tubular structure is bonded to the inner pull tube along a periphery of the distal end, and the proximal end of the braided tubular structure is bonded to the outer shaft along a periphery of the distal end. 8. The device of claim 1 wherein the braided tubular structure is configured to shorten in length and expand in diameter with movement of the distal e... | InterValve Medical, Inc. | A61F002/24 A61B005/107 A61B005/00 A61B005/029
US09498163 | B2 | 2016-11-22 | Automated location and activity aware medical monitoring | 2015-09-09 | A method, system, and/or apparatus for automatically monitoring for possible mental or physical health concerns. The method or implementing software application uses or relies upon location information available on the mobile device from any source, such as cell phone usage and/or other device applications. The method and system automatically learns user activity patterns and detects significant deviations therefrom. The deviations are automatically analyzed for known correlations to mental or physical concerns, which can then be automatically communicated to a relevant friend, family member, and/or medical professional. | 1. A method of determining medical conditions of users participating in a social networking service, the method executed by a computer system and comprising: automatically monitoring destinations and user activities performed at the destinations of a first user via a first electronic device of the first user;receiving user information comprising a first user activity performed at for at least one of the destinations upon a user arriving at the at least one destination;automatically learning activity patterns for the first user activity by automatically associating the user information with the at least one of the destinations, automatically determining a user activity context for the first user activity, and automatically comparing a further context of each of a plurality of further user arrivals to the at least one of the destinations to the user activity context, wherein the activity patterns comprise an eating pattern or an exercise pattern, at a location or with one or more community members;automatically updating context information associated with the at least one destination from the further context of each of the further user arrivals;automatically identifying that the first user is participating in the first user activity upon future user arrivals at the at least one destination as a function of comparing the context information to a future context of each of the future user arrivals, without receiving any manually entered confirmation or manually entered additional user information;automatically determining a decrease in occurrences of the first user activity over a predetermined time period without receiving the any manually entered confirmation or manually entered additional user information;automatically analyzing the decrease to identify a deviation significance, wherein the decrease or the deviation significance is automatically determined using an inference engine, and analyzing the decrease comprises correlating the decrease to user locations and conditions of the current locations during the predetermined time period;automatically correlating the deviation significance to a possible medical condition; andautomatically alerting the first user via the first electronic device or a second user via a second electronic device of the possible medical condition upon the deviation significance meeting a predetermined threshold, wherein the alerting includes a visual representation of the deviation significance, and the second user is a medical professional, close community member, or community member engaged in a similar user activity. 2. The method of claim 1, wherein automatically monitoring destinations and user activities of a first user via a first electronic device of the first user comprises: automatically determining a corresponding context for each of the user activities at a first user visit to each of the destinations;automatically tagging each of the destinations with a corresponding one of the user activities and correspond... | PUSHD, INC. | G06F015/18 A61B005/00 H04L029/08 A61B005/11 H04L012/58 H04W004/02 H04W004/12 H04W004/20 H04W052/02 H04W004/04 G06F021/55 H04W064/00 H04M001/725
US09486139 | B2 | 2016-11-08 | Garment for monitoring physiological functions and method of use thereof | 2014-05-07 | A plurality of sensors are embedded in a form fitting garment similar to exercise togs such that the sensors are held in contact with or close proximity to the body. The sensors are connected via a plurality wires to an electronics module which is unintrusive being literally in its ultimate configuration the size of a credit card. A range of thickness, from 6 mm (6 credit cards) down to 1 mm or less, is possible for the module inclusive of a rechargeable lithium polymer battery. The electronics module can be easily removed for garment maintenance (laundering). | 1. A garment for monitoring a plurality of physiological functions, said garment comprising: a plurality of sensors for measuring the plurality of physiological functions, the plurality of sensors being embedded in the garment; andan electronics module,wherein the electronics module is substantially the size of a credit cardin order to be held in a pocket formed in the garment,wherein the electronics module is detachably connected to the plurality of sensors by a plurality of wires, the plurality of wires being woven into the garment,wherein the electronics module is configured to select or deselect one of the plurality of sensors,wherein the garment is form fitting in order to hold the plurality of sensors in contact with or close proximity to a body of a person exercising,wherein the garment is washable upon the electronics module being detached from the plurality of wires and removed from the garment, andwherein the electronics module comprises:a thin polymer battery;a first thin, multilayer substrate placed on and electrically connected to the battery;a plurality of thinned integrated circuits placed on the first thin, multilayer substrate;a second thin, multilayer substrate placed on an opposite side of the battery from the first thin, multilayer substrate, the second thin, multilayer substrate including an antenna patterned thereon and a first inductive coil patterned thereon for inductively recharging the battery and reprogramming the electronics module. 2. The garment as recited in claim 1, wherein the electronics module is configured to wirelessly transmit physiological data received from the plurality of sensors. 3. The garment as recited in claim 1, wherein the plurality of wires comprise fiber optics and physiological data received from the plurality of sensors is transmitted optically to the electronics module. 4. The garment as recited in claim 3, wherein after being detached from the plurality of wires, the electronics module is further configured to transmit the physiological data to a base station. 5. The garment as recited in claim 1, wherein the electronics module comprises an attachment mechanism for connecting the electronics module to the plurality of wires, andwherein the attachment mechanism is keyed to ensure a proper connection. 6. The garment as recited in claim 5, wherein the attachment mechanism is permanently installed in a pocket formed in the garment. 7. The garment as recited in claim 1, wherein a portion of the first thin, multilayer substrate is extended and wrapped around the battery to contact terminals of the battery. 8. The garment as recited in claim 7, wherein leads on the battery are extended and wrapped around the first thin, multilayer substrate to electrical contacts thereon. 9. The garment as recited in claim 1, the first thin, multilayer substrate including a plurality of resistive and capacitive layers formed therein to provide surface area for active devices contained in the plurality of th... | The Johns Hopkins University | A61B005/00 G06F019/00 G06F001/16 A41D001/00 H05K003/00
US09504388 | B2 | 2016-11-29 | Personal area network pairing | 2015-02-26 | A method for automatically adding a first sensor device to a first personal area network in a healthcare application includes receiving a signal with out-of-band pairing data at the first sensor device. The first sensor device is disposed on a patient's body. The out-of-band pairing data is injected into the patient's body by a second sensor device disposed on the patient's body. Pairing data is extracted from the received signal at the first sensor device. Using the pairing data, the first sensor device is added to the first personal area. | 1. A method for automatically re-identifying a first sensor device in a first personal area network of a patient after the first sensor has been temporarily removed from the patient in a healthcare application, the method comprising: upon placement of the first sensor device on the patient's body, including the first sensor device being included in the first personal area network using an out-of-band pairing data wherein the out-of-band pairing data received at the first sensor device is included in an out-of-band signal injected into the patient's body by a second sensor device disposed on the patient's body;upon temporarily removal of the first sensor device from the patient's body, disconnecting the first sensor device from the first personal area network, wherein, when the first sensor device is removed from the patient's body, a periodic confirmation, injected into the patient's body by the second sensor device, that the first sensor device is attached to the patient's body fails;upon re-attachment of the first sensor device to the patient's body: using a correlation factor between physiological data obtained by the first sensor device and physiological data obtained by the second sensor device to verify re-attachment of the first sensor device to the patient's body; wherein the correlation factor is calculated by the first sensor device using one of the following physiological parameters, detected by the first sensor device and the second sensor device, including blood pressure, saturated oxygen content, heart rate, respiration rate or end-tidal carbon dioxide to determine if the first sensor device and the second sensor device are on the same patient; andautomatically reconnecting the first sensor device to the first personal area network if the first sensor device and the second sensor device are on the same patient; andupon attachment of the first sensor device to a second patient's body, the second patient's body being different from the patient's body, transmitting, by the first sensor device, an alert to a computing device to indicate the first sensor device being attached to a wrong patient. 2. The method of claim 1, wherein the periodic confirmation is the detection of a low-current modulated AC signal at the first sensor device or the periodic confirmation is a correlation of physiological data at the first sensor device. 3. The method of claim 1, wherein when the first sensor device is reattached to patient's body, the periodic confirmation that the first sensor device is attached to the patient's body succeeds. | Welch Allyn, Inc. | G08C019/22 H04Q009/00 A61B005/00 H04W012/06 A61B005/024 A61B005/083 H04W084/18
US10342453 | B2 | 2019-07-09 | Catch device and shell liner for a medical imaging apparatus | 2016-05-05 | A catch device and a shell liner for a medical imaging apparatus and a magnetic resonance imaging (MRI) apparatus that has an elastic arm, the elastic arm having a clamping portion, two bending portions located on two sides of the clamping portion and two end portions formed by extension of the ends of the two bending portions away from the clamping portion, the two end portions being used for being fixed to a liner of the first shell; and at least one roller, the roller being rotatably sheathed on the clamping portion of the elastic arm and clamping an edge of the second shell to the liner of the first shell by using an elastic force of the elastic arm, and an axial direction of the roller is parallel to the liner of the first shell and the edge of the second shell. The catch device achieves a simple and firm connection between apparatus shells, and meets requirements for a pleasing appearance and convenient application and maintenance. | 1. A catch device, for catching a first shell and a second shell, the catch device comprising: an elastic arm, having a clamping portion, two bending portions located on two sides of the clamping portion, and two end portions formed by extension of the ends of the two bending portions away from the clamping portion, the two end portions being fixed to a liner of the first shell and producing a clamping force;one roller, said one roller being rotatably sheathed on the clamping portion of the elastic arm in a middle of said clamping portion, and clamping an edge of the second shell to the liner of the first shell by using an elastic force of the elastic arm, and an axial direction of the roller being parallel to the liner of the first shell and the edge of the second shell so that said one roller rolls on said liner to transfer said clamping force via the liner to the first shell, so as to clamp said first shell against said second shell; andsaid clamping portion comprising a straight portion and two curved portions disposed symmetrically relative to said straight portion, with said one roller being sheathed on said straight portion and said two curved portions forming respective limit structures that prevents said one roller from sliding along said elastic arm while still allowing transfer of said clamping force to said first shell. 2. The catch device as claimed in claim 1, wherein: the two end portions of the elastic arm are fixed to a mount; andthe mount is fixed to the liner of the first shell through a fixed component. 3. An apparatus shell assembly, comprising: a first shell and a second shell;an elastic arm, having a clamping portion, two bending portions located on two sides of the clamping portion, and two end portions formed by extension of the ends of the two bending portions away from the clamping portion, the two end portions being fixed to a liner of the first shell and producing a clamping force;one roller, said one roller being rotatably sheathed on the clamping portion of the elastic arm in a middle of said clamping portion, and clamping an edge of the second shell to the liner of the first shell by using an elastic force of the elastic arm, and an axial direction of the roller being parallel to the liner of the first shell and the edge of the second shell so that said one roller rolls on said liner to transfer said clamping force via the liner to the first shell, so as to clamp said first shell against said second shell; andsaid clamping portion comprising a straight portion and two curved portions disposed symmetrically relative to said straight portion, with said one roller being sheathed on said straight portion and said two curved portions forming respective limit structures that prevents said one roller from sliding along said elastic arm while still allowing transfer of said clamping force to said first shell. 4. An apparatus shell assembly as claimed in claim 3, wherein: the two end portions of the elastic arm are fixed... | Siemens Healthcare GmbH | F16D041/00 A61B005/055 G01R033/28 G01R033/38
US10456066 | B2 | 2019-10-29 | Wireless, handheld tissue oximetry device | 2016-07-26 | A system includes an enclosure having a processor and a memory coupled to the processor. The enclosure includes a display coupled to the processor where the display is visible from an exterior of the enclosure; and a battery within the enclosure coupled to the processor and the display. The enclosure includes a probe tip coupled to an exterior of the enclosure. The probe tip includes first, second, and third sensor openings. A first distance between the first and second sensor openings is different than a second distance between the first and third sensor openings. The enclosure includes code stored in the memory where the code is executable by the processor, and includes code to receive first data associated with the first and second sensor openings, code to receive second data associated with the first and second sensor openings, and code to perform SRS using the first and the second data. | 1. A method comprising: enclosing in a housing a first printed circuit board comprising a processor and a memory, wherein the memory is coupled to the processor;providing a display, coupled to the processor and the housing, wherein the display is visible from an exterior side of the housing, wherein a shape of the housing comprises:a back surface of the housing which during use, rests between a thumb and forefinger of the hand,a probe tip comprising a relatively planar surface comprising sensor openings, wherein the relatively planar surface is angled at a non-zero angle relative to the back surface,a top surface of the housing comprising the display, wherein the top surface is angled at a non-zero angle relative to the back surface, anda tubular hand grip region, comprising the back surface, coupled between the top surface and the probe tip;forming a structure of the housing to retain the probe tip, wherein the probe tip is coupled to an exterior side of the enclosure, and the probe tip comprises at least a first sensor opening, a second sensor opening, a third sensor opening, and a fourth sensor opening,wherein a first distance is between the first and second sensor openings, and a second distance is between the first and third sensor openings, a third distance is between the first sensor opening and the fourth sensor opening, and the first distance is different from the second distance, and the third distance is greater than the first distance and the second distance;providing a first light source for the first sensor opening, wherein the first sensor opening is coupled via an optical fiber to the first light source;providing light detectors for the second and the third sensor openings, wherein the second and the third sensor openings are coupled via channels to the light detectors, and the optical fiber has a length that is longer than each of the channels;providing a second light source for the fourth sensor opening, wherein the first sensor opening is coupled via an optical fiber to the second light source;configuring the probe tip to receive first data associated with the first and the second sensor openings;configuring the probe tip to receive second data associated with the first and the third sensor openings; andconfiguring the processor to perform spatially-resolved spectroscopy using the first and the second data to determine an oxygen saturation value. 2. The method of claim 1 wherein a fourth distance is between the second and fourth sensor openings, and a fifth distance is between the third and fourth sensor openings, the fourth distance is different from the first distance, and the fifth distance is different from the second distance. 3. The method of claim 2 comprising: configuring the probe tip to receive third data associated with the second sensor and fourth sensor openings;configuring the probe tip to receive fourth data associated with the third sensor and fourth sensor openings,wherein configuring the processor to perform... | ViOptix, Inc. | A61B005/1455 A61B090/00 A61B005/1495 A61B005/00 A61M035/00 A61B005/145 A61B090/11 A61B005/1459 A61B090/30
US09492408 | B2 | 2016-11-15 | Protection from chemical-induced acute lung injury | 2014-10-23 | Methods are provided herein for treating an individual having a disease, disorder or condition affecting the lungs, wherein said disease, disorder, or condition of the lung is an acute lung injury. In specific embodiments, the acute lung injury is chemical induced acute lung injury (CIALI). In some embodiments, the methods are provided for treating or protecting a subject from chemical induced acute lung injury that include administering to the subject a therapeutically effective amount of a phosphatase located on chromosome 10 (PTEN) inhibitor such as N(9,10-dioxo-9,10-di-hydrophenanthren-2-yl)pivalamide (SF1670). In some embodiments, the method products a subject from CAILI or reduces CAILI that results from a subsequent exposure to a chemical that induces chemical induced acute lung injury. | 1. A method of protecting a subject from chemical induced acute lung injury, comprising administering to a subject exposed to a chemical, wherein the chemical is acrolein, chlorine or phosgene, a therapeutically effective amount of N(9,10-dioxo-9,10-di-hydrophenanthren-2-yl) pivalamide (SF1670), thereby protecting the subject from the chemical induced acute lung injury. 2. The method of claim 1, wherein the chemical is chlorine. 3. The method of claim 1, wherein the subject is human. 4. The method of claim 1, wherein protecting the subject from chemical induced acute lung injury comprises reducing a symptom of the chemical induced acute lung injury. 5. The method of claim 1, wherein the N(9,10-dioxo-9,10-di-hydrophenanthren-2-yl) pivalamide (SF1670) is administered about 5 to about 60 minutes following exposure to the chemical that induces chemical induced acute lung injury. 6. The method of claim 5, wherein the N(9,10-dioxo-9,10-di-hydrophenanthren-2-yl) pivalamide (SF1670) is administered about 30 minutes following exposure to the chemical. 7. The method of claim 1, wherein the chemical is phosgene. 8. The method of claim 1, comprising detecting an improvement in one or more symptoms of lung injury by one or more of spirometry, peak flow meter, detection of O2 and/or CO2 levels in the blood, radiography, CT scanning, magnetic resonance imaging, bronchoscopy, or broncheoalveolar lavage. 9. The method of claim 1, wherein the N(9,10-dioxo-9,10-di-hydrophenanthren-2-yl) pivalamide (SF1670) is administered systemically. 10. The method of claim 1, wherein the N(9,10-dioxo-9,10-di-hydrophenanthren-2-yl) pivalamide (SF1670) is administered by inhalation. 11. The method of claim 1, wherein the N(9,10-dioxo-9,10-di-hydrophenanthren-2-yl) pivalamide (SF1670) promotes epithelial wound repair. 12. The method of claim 1, wherein the subject is a healthy subject. 13. The method of claim 1, further comprising administering to the subject an effective amount of an anti-inflammatory agent, a bronchodilator, an expectorant, a leukotriene antagonist, a leukotriene formation inhibitor, an anti-oxidant, or a mast cell stabilizer. 14. The method of claim 1, further comprising administering to the subject a therapeutically effective amount of an antioxidant. 15. The method of claim 1, wherein the chemical is acrolein. | University of Pittsburgh—Of the Commonwealth System of Higher Education | C07C015/30 A61K031/164 A61B010/02 A61K045/06 A61B005/087 A61B005/145 A61B005/055 A61B005/00 A61B005/08
US10362370 | B2 | 2019-07-23 | Device for creating enhanced videos | 2015-01-05 | A device for creating video sequences wherein a certain amount of data is added in order to better interpret and assess the video sequence. A typical use case is the following: a person with a Smartphone (or any other online terminal capable of carrying out a video recording) films a person (or object) that thereon has sensors (accelerometers, gyrometers, etc.) capable of communication. After processing, the data from the communication-capable sensors is transmitted via wireless communication to the Smartphone, that will aggregate same with the created video sequence. This is what is meant by “enhanced video”. | 1. A system for creating enhanced videos, comprising: a set of sensors, each sensor comprising: means for capturing raw data,means for computing interpreted data based on raw data, andradio communication means for transmitting data to a terminal; anda terminal comprising: video capture means for capturing a video,radio communication means for receiving data transmitted by the sensors,means for synchronizing interpreted data and captured video, andmeans for automatically generating video sequences from the captured video comprising synchronized embedding of the interpreted data,wherein the means for automatically generating video sequences comprise means for generating a slow-motion video sequence, a cadence of the slow-motion video sequence depending on the data from the sensors,wherein the terminal further comprises means for computing interpreted data from raw data, andwherein each sensor further comprises: means for determining a quality of a radio link between the sensor and the terminal, andmeans for analyzing electrical consumption of the sensor, according to diverse criteria comprising modulation in course of the radio communication and types of digital processing, using a digital model of consumption, in order to select a best compromise of distribution of processing operations between i) the means for computing interpreted data within the sensor and ii) the means for computing interpreted data of the terminal, to limit the electrical consumption of said sensor. 2. The system according to claim 1, wherein: the means for automatically generating video sequences comprise means for extracting photographs from the video on basis of the data from the sensors. 3. The system according to claim 1, wherein: the means for automatically generating video sequences comprise means for creating video or photographic effects on basis of the data from the sensors. 4. The system according to claim 3, wherein: said effects are chosen from: extraction of a succession of photographs around instants of intense activity;speed blur effects;effects of light;luminous halo effects; andaddition of specific music. 5. The system according to claim 2, wherein: the means for automatically generating video sequences comprise means for creating video or photographic effects on basis of the data from the sensors. | PIQ | H04N021/8549 H04N005/232 H04N007/18 A61B005/00 H04N021/4223 G08B005/22 A61B005/11 G06T011/00 H04N021/422 H04Q009/00
US10175227 | B2 | 2019-01-08 | Gas sensor module | 2015-05-20 | A sensor module includes a substrate with a slot formed therein. A sensor is mounted to the substrate and spans the slot. A first cover is disposed on a first side of the substrate and covers at least a portion of the slot. The first cover comprises a first aperture and a second aperture in fluid communication with the slot. The sensor is disposed between the first and second apertures. | 1. A sensor module configured to be detachably mounted to a mount of a sensing device, the sensor module comprising: (a) a substrate having a slot formed therein, the substrate comprising an edge connector formed on an edge of the substrate, the edge connector being configured to detachably couple the substrate to the mount of the sensing device;(b) a sensor mounted to the substrate and spanning the slot; and(c) a first cover disposed on a first side of the substrate and covering at least a portion of the slot, the first cover comprising a first aperture and a second aperture in fluid communication with the slot, wherein the sensor is disposed between the first and second apertures. 2. The sensor module of claim 1, wherein the slot extends only partially through the substrate from the first side of the substrate. 3. The sensor module of claim 1, wherein at least a portion of the slot extends through a second side of the substrate. 4. The sensor module of claim 3, further comprising a second cover disposed on the second side of the substrate, the second cover covering the slot. 5. The sensor module of claim 1, wherein the sensor is disposed under a dimple formed in the first cover. 6. The sensor module of claim 1, wherein the sensor is an acetone sensor. 7. The sensor module of claim 1, wherein the sensor comprises WO3. 8. The sensor module of claim 1, wherein the substrate is a printed circuit board. | GM NAMEPLATE, INC. | A61B005/00 A61B005/08 G01N033/497 A61B005/097
US09861297 | B2 | 2018-01-09 | Gas analysis device and gas analysis method | 2014-09-08 | To provide a gas analysis device comprising: a cell; a light source; and a detector, wherein two or more types of gaseous components contained in the gas are measurement targets, a mid-infrared light with a wavelength that is caused to match the absorption spectrum of the measurement target gaseous components is output from the light source, and concentrations of the gaseous components are obtained based on light intensity detected by the detector. The gas analysis device sets a cumulative measurement time for the mid-infrared lights with the wavelengths for respective ones of the measurement target gaseous components; and controls at least one of an output time of the light source and a detection time of the detector in accordance with the cumulative measurement times, thereby efficiently measuring the plurality of types of gaseous components contained in the gas by using the mid-infrared lights with the plurality of wavelengths. | 1. A gas analysis device comprising: a cell that contains a measurement target gas;a light source that selects a mid-infrared light with any wavelength and outputs the mid-infrared light into the cell; anda detector that detects the mid-infrared light having transmitted through the cell, wherein two or more types of gaseous components contained in the gas are measurement targets, a mid-infrared light with a wavelength that is caused to match the absorption spectrum of the measurement target gaseous components is output from the light source, and concentrations of the gaseous components are obtained based on light intensity detected by the detector;a measurement time setting means that sets a cumulative measurement time for the mid-infrared lights, the cumulative measurement time being made different for each wavelength for respective measurement target gaseous components; anda control means that controls at least one of an output time of the light source and a detection time of the detector in accordance with the cumulative measurement times. 2. The gas analysis device according to claim 1, wherein the light source has: a first light source that outputs a first infrared beam; a second light source that outputs a second infrared beam with a wavelength that is different from the wavelength of the first infrared beam; and a wavelength conversion device that outputs a difference frequency between the first infrared beam and the second infrared beam. 3. The gas analysis device according to claim 2, wherein the first light source is a laser that outputs a laser beam with a single wavelength, and the second light source is arrayed lasers that output laser beams with different wavelengths. 4. The gas analysis device according to claim 2, wherein nonlinear optical crystal which is not ferroelectric crystal is used as the wavelength conversion device. 5. The gas analysis device according to claim 4, wherein the nonlinear optical crystal is AgGaS2 crystal. 6. The gas analysis device according to claim 1, wherein the measurement target gaseous components are two or more types among nitrogen monoxide, nonanal, acetaldehyde and acetone. 7. The gas analysis device according to claim 1, wherein the measurement target gaseous components are two or more types among ethane, nonanal, acetaldehyde, methylamine, methanol, acetone and methane. 8. The gas analysis device according to claim 1, wherein the measurement target gas is an exhaled gas. 9. The gas analysis device according to claim 1, wherein a biogenic gas such as an exhaled gas, a skin gas or a rectum gas is the measurement target gas, and bronchial asthma, lung cancer, pulmonary disease, renal failure, pneumonia, Helicobacter pylori, diabetes, obesity or gastrointestinal disorder is identified based on the concentrations of the gaseous components detected. 10. The gas analysis device according to claim 1, wherein the cell is a multi-pass cell. 11. A gas analysis method that measures a concentration... | RIKEN | A61B005/08 G01N021/3504 G01N033/497 A61B005/097 A61B005/00 G01N033/00 G01N021/03
US09480521 | B2 | 2016-11-01 | Systems and methods for making and using medical ablation systems having mapping catheters with improved anchoring ability | 2014-05-20 | A mapping catheter includes an elongated body for inserting into patient vasculature. A distal end of the elongated body includes a distal portion that includes a plurality of electrodes, a proximal portion disposed proximal to the distal portion, and a reduced-dimension portion disposed between the proximal and distal portions. The distal end is formed, at least in part, from a memory shape material that bends into a preformed shape upon release from a confined space. The preformed shape includes a first loop formed, at least in part, by the distal portion. The first loop is transverse to a longitudinal axis of the proximal portion. The reduced-dimension portion is configured and arranged to bend such that the reduced-dimension section advances distally through the first loop when the first loop is held in a fixed position and a force is applied distally along the longitudinal axis of the proximal portion. | 1. An ablation system comprising: an ablation catheter having a distal portion and a proximal portion, the ablation catheter configured and arranged for insertion into patient vasculature;an expansion element coupled to the distal portion of the ablation catheter, the expansion element configured and arranged for ablating patient tissue;a coolant transfer tube disposed within the ablation catheter and in fluid communication with the expansion element;a mapping catheter comprising an elongated body insertable through the ablation catheter and the expansion element, the elongated body comprising a distal end that is extendable from a distal end of the expansion element, the distal end of the elongated body comprising a distal portion including a plurality of electrodes and a proximal reduced-dimension portion adjacent the distal portion, the proximal reduced-dimension portion having a cross-sectional dimension that is less than corresponding cross-sectional dimensions of the distal portion, wherein the distal end of the elongated body is formed, at least in part, from a shape memory material that bends into a preformed shape upon release from a confined space, the preformed shape comprising a loop transverse to a longitudinal axis of the elongated body; anda control module coupled to the ablation catheter and the mapping catheter, the control module configured and arranged for controlling mapping of electrical activity by the mapping catheter and ablation of patient tissue by the expansion element. 2. The ablation system of claim 1, wherein when the mapping catheter is extended distal of the expansion element, the distal end of the mapping catheter assumes its preformed loop shape, wherein the plurality of electrodes are disposed on the loop. 3. The ablation system of claim 2, wherein the mapping catheter has eight electrodes disposed on the loop. 4. The ablation system of claim 1, wherein the ablation catheter defines at least one coolant outtake region extending along at least a portion of the ablation catheter. 5. The ablation system of claim 1, wherein the preformed shape is a closed loop. 6. The ablation system of claim 1, wherein the control module includes one or more sensors for monitoring one or more conditions within the ablation catheter. 7. The ablation system of claim 1, wherein the expansion element includes an inner layer and an outer layer. 8. The ablation system of claim 1, wherein the distal portion of the elongated body is tapered. 9. The ablation system of claim 1, wherein the reduced-dimension portion is configured to be more flexible than the distal portion of the elongated body. 10. A method of ablating a pulmonary vein, the method comprising: guiding an ablation catheter into proximity of an ostium of a pulmonary vein, the ablation catheter including an expansion element and a mapping catheter, the mapping catheter comprising an elongated body insertable through the ablation catheter and the expansion element, the e... | Boston Scientific Scimed, Inc. | A61B018/02 A61B005/042 A61B018/14 A61B005/053 A61B005/00 A61B018/18 A61B017/00 A61B018/00
US10219717 | B2 | 2019-03-05 | Selection of optimal channel for rate determination | 2016-07-08 | According to at least one example, an ambulatory medical device is provided. The device includes a plurality of electrodes disposed at spaced apart positions about a patient's body and a control unit. The control unit includes a sensor interface, a memory and a processor. The sensor interface is coupled to the plurality of electrodes and configured to receive a first ECG signal from a first pairing of the plurality of electrodes and to receive a second ECG signal from a second pairing of the plurality of electrodes. The memory stores information indicating a preferred pairing, the preferred pairing being either the first pairing or the second pairing. The processor is coupled to the sensor interface and the memory and is configured to resolve conflicts between interpretations of first ECG signal and the second ECG signal in favor of the preferred pairing. | 1. A medical device comprising: at least one sensing electrode configured to be disposed on a patient; anda control unit comprising: a sensor interface coupled to the at least one sensing electrode and configured to receive at least one electrocardiogram (ECG) signal from the at least one sensing electrode;a memory storing a configurable parameter indicating at least one preferred heart rate detection method; andat least one processor coupled to the sensor interface and the memory, the least one processor being configured to implement a cardiac function analyzer to process the at least one ECG signal to determine a heart rate of the patient using two or more heart rate detection methods,to identify a difference in the heart rate of the patient as determined by the two or more heart rate detection methods,to retrieve the configurable parameter,to resolve the difference in favor of the at least one preferred heart rate detection method,to detect a potential arrhythmia based on the heart rate, andto initiate treatment in response to detecting the potential arrhythmia. 2. The medical device of claim 1, wherein the medical device is ambulatory. 3. The medical device of claim 1, wherein the at least one preferred heart rate detection method has at least one refractory period that is different from a refractory period of a heart rate detection method of the two or more heart rate detection methods. 4. The medical device of claim 1, wherein the two or more heart rate detection methods comprise at least two of a QRS detector, a spectrum analyzer, and an axis analyzer. 5. The medical device of claim 1, wherein the cardiac function analyzer is further configured to identify automatically the at least one preferred heart rate detection method during operation of the medical device. 6. The medical device of claim 5, wherein the cardiac function analyzer is configured to identify the at least one preferred heart rate detection method by comparing at least one signal interpretation derived from the at least one preferred heart rate detection method to a benchmark. 7. The medical device of claim 6, wherein the benchmark comprises a signal interpretation of at least one of a normal cardiac rhythm and a cardiac rhythm of the patient. 8. The medical device of claim 7, wherein the cardiac rhythm of the patient is recorded during initial prescription and fitting of the medical device. 9. The medical device of claim 8, wherein the cardiac function analyzer is further configured to adjust the benchmark to match a composite ECG signal summarizing historical ECG signals of the patient. 10. The medical device of claim 9, wherein the historical ECG signals fall within a moving window of a predefined duration. 11. The medical device of claim 1, wherein the at least one sensing electrode comprises a plurality of sensing electrodes. 12. The medical device of claim 11, wherein the cardiac function analyzer is further configured to identify at least one of one or mor... | ZOLL MEDICAL CORPORATION | A61B005/0428 A61B005/00 A61B005/0245 A61B005/04 A61N001/04 A61N001/39 A61B005/0408 A61B005/0452 A61B005/0432 A61B005/046 A61B005/0472
US09492123 | B2 | 2016-11-15 | Molecular imaging apparatus and method | 2007-05-24 | A nuclear imaging chain (100) includes a molecular agent (102), an acquisition system (104), a reconstruction system (106), a detection system (108), and a display system (110). The various components of the imaging chain are optimized according to desired optimization criteria. The optimized characteristics of the imaging chain (100) may include one or more an agent characteristic, an acquisition characteristic (127), a reconstruction characteristic (143), a detection characteristic (159), and a display characteristic. | 1. A functional imaging system comprising an acquisition system, a reconstruction system, and a display system, wherein the functional imaging system is selectively optimizable for use with a molecular agent, and wherein the molecular imaging system further includes: an interface that receives an external input indicative of a desired molecular imaging agent;a processor that automatically adjusts at least a reconstruction parameter of the reconstruction system wherein the reconstruction system employs the reconstruction parameter to reconstruct an image based on the desired molecular agent wherein the reconstruction parameter includes count optimization through a dual match filter. 2. The functional imaging system of claim 1 further including a disease detection system and wherein the processor automatically adjusts at least one of an acquisition system characteristic, a display system characteristic or a disease detection system characteristic of the disease detection system. 3. The functional imaging system of claim 2 wherein the disease detection system characteristic includes at least one of a quantification information, a kinetic parameter, an object-based segmentation, a normal/abnormal index, and a treatment plan. 4. The functional imaging system of claim 2 wherein the processor adjusts an acquisition protocol. 5. The functional imaging system of claim 2 wherein the processor adjusts a display protocol. 6. The functional imaging system of claim 1 wherein the functional imaging system is a general purpose nuclear imaging system. 7. The functional imaging system of claim 1 wherein the processor communicates with a database which includes an imaging system characteristic for at least a first molecular agent. 8. The functional imaging system of claim 1 wherein the reconstruction parameter includes one of a reconstruction protocol, a reconstruction algorithm, or a reconstruction system response function. 9. The functional imaging system of claim 1 wherein the processor processes an application software package which is selected by the user based on the desired molecular imaging agent. 10. The functional imaging system of claim 1 wherein the molecular imaging agent includes at least one of a radiolabeled antibody agent, a lymphoscintigraphy agent, and a radiolabeled receptor agent. 11. The functional imaging system of claim 10 wherein the agent includes indium. 12. A molecular imaging method comprising: receiving a user input indicative of a molecular imaging agent;acquiring molecular imaging scan data according to an acquisition protocol;adjusting, automatically and with a processor, a reconstruction protocol employed by a reconstruction system to reconstruct an image wherein an adjustment to the reconstruction protocol includes adjusting count optimization through a dual match filter;reconstructing the scan data according to the reconstruction protocol; anddisplaying information indicative of the of the reconstructed scan data accor... | KONINKLIJKE PHILIPS N.V. | A61B006/03 A61B005/00 A61B006/00
US09504419 | B2 | 2016-11-29 | Male chastity device having a sensor for detecting prohibited behaviors | 2011-05-25 | A male chastity device utilizes sensors to detect sexual arousal, sexual activity, and/or attempts to tamper with or remove the device. It reports sensed data and/or employs an aversive electric stimulus to discourage the detected unwanted behaviors. The male chastity apparatus includes a structural element wearable on male genital anatomy, and at least one sensor for detecting unwanted activity relating to the male genital anatomy. The apparatus can also include at least two electrodes capable of delivering aversive stimulation to the male genital anatomy. The at least two electrodes can also be capable of delivering pleasurable stimulation to the male genital anatomy. The structural element can also include electrodes for electrically preventing or electrically inhibiting removal of the structural element from the male anatomy. | 1. A male chastity apparatus configured to be worn on human male genitals having a penis and a scrotal sack containing at least one testicle, the male chastity apparatus comprising: a penis cage capable of physically inhibiting tactile access to the penis, the penis cage including at least one pull-out sensor configured to detect a pullout condition, the pullout condition occurring whenever the penis is not inserted into the penis cage: anda scrotal ring, configured to be attached and secured only attachable around the scrotal sack of the male genitals above the at least one testicle so as to prevent the at least one testicle from passing through the scrotal ring after the scrotal ring has been attached and secured around the scrotal sack, the scrotal ring having two electrodes configured to apply an electric stimulus to the scrotal sack in response to detection of the pullout condition, the stimulus continuing until the pull-out condition ceases. 2. The apparatus of claim 1, wherein the at least one pull-out sensor is one of: a current change sensor;a resistance change sensor;a temperature change sensor;an optical sensor;an infra-red sensor;a pressure change sensor;a capacitive sensor;an ultra-sonic sensor;a force sensing resistor a strain gauge;a thermistor; anda piezoelectric sensor. |  | A61B005/00 A61N001/22 A61N001/32 A61N001/36 A61H019/00
US09504415 | B1 | 2016-11-29 | Neuro-behavioral test method for screening and evaluating therapy for ADHD and system | 2013-05-22 | A new neuro-behavioral test with analysis algorithms has been developed for use in screening individuals for attention deficit hyperactivity disorder (ADHD) and for the quantitative evaluation of ADHD medication/therapy in diagnosed patients. This technique combines a 15 minute auditory-based test of attention with simultaneous EEG monitoring by a wireless, portable data acquisition device. This system acquires both behavioral response (i.e., reaction times to target stimuli, as well as errors of omission/commission) and EEG waveforms. All of the data is simultaneously processed by the algorithms to produce several representative indices. These indices are then combined to produce an overall neuro-behavioral index that represents the degree by which both “behavioral” and “EEG” attention is maintained throughout the test. | 1. A method of screening for attention deficit hyperactivity disorder (ADHD) comprising the steps of: a) measuring and, with a processor, analyzing EEG signals from a subject over a measurement time period;b) measuring and, with the processor, analyzing a non-EEG response of the subject to a stimulus over the measurement time period;c) calculating, with the processor, a neuro-behavioral index corresponding to the measured EEG signals and the measured non-EEG response; andd) determining whether the subject has ADHD based in part on the neuro-behavioral index. 2. The method in claim 1, wherein the measurement time period is less than 2 hours. 3. The method in claim 2, wherein the measurement time period is less than 60 minutes. 4. The method in claim 1, wherein the step of analyzing EEG signals from a subject over a measurement time period comprises calculating an EEG index based on the standard deviation of the ratio of Theta/Alpha normalized by its mean level over the measurement time period. 5. The method in claim 1, wherein the step of analyzing a non-EEG response of the subject to a stimulus over the measurement time period comprises calculating a behavioral index based at least in part on a proportion of prolonged responses and commission of errors over the measurement time period. 6. The method in claim 1, wherein the stimulus is a video device. 7. A method of therapeutically treating a subject for attention deficit hyperactivity disorder (ADHD) comprising the steps of: a) quantitatively analyzing, with a processor, a subject's brain wave signals and using the quantitative analysis in estimating or determining whether the subject has ADHD, the quantitative analysis at least in part including a step of calculating with the processor a neuro-behavioral index corresponding to at least one measured EEG signal and at least one measured non-EEG response of the subject to a stimulus:b) making a physical change to the subject or giving the subject a medication to make an improvement to the subject's ADHD based in part on the quantitative analysis;c) quantitatively analyzing a second time the subject's brain wave signals to estimate or determine the extent of the Improvement to the subject's ADHD; andd) if necessary, making an additional physiological change to the subject or reducing or increasing the medication in response to Inc previous step. 8. The method in claim 7, further including a step of providing one or more types of stimulus to a subject. 9. The method in claim 8, wherein the subject is instructed to respond after recognizing one or more types of the stimulus. 10. The method in claim 9, further including the step of measuring the subject's response to one or more types of stimulus and wherein the stimulus is provided on an intermittent basis. 11. The method in claim 7, wherein the subject is given medication and the amount of medication is increased based on the results of quantitatively analyzing the subject a second time. 1... | Neurowave Systems Inc | A61B005/048 A61B005/0478 A61B005/16 A61B005/04 A61B005/00 A61B005/0484 A61B005/0476
US09489640 | B2 | 2016-11-08 | Methods and systems for compliance confirmation and incentives | 2007-07-12 | Methods and systems are disclosed for monitoring use by a user of a portable research device based on one or more kinds of monitored data. Methods and systems are disclosed for monitoring use by a user of a portable research device in accordance with at least one predetermined use criterion using actively and/or passively gathered data. | 1. A method of monitoring use by a user of a portable research device in accordance with at least one predetermined use criterion, the method comprising: producing passively monitored data in a portable research device, wherein a portion of the monitored data relates to the portable research device's ability to produce research data based on the portable research device's exposure to media;communicating a request message to the portable research device from a monitoring system;automatically producing a response message using the portable research device, the response message is at least partly based on the passively monitored data;communicating the response message to the monitoring system; anddetermining in the monitoring system, whether the use of the portable research device complies with at least one predetermined use criterion and/or a level of compliance therewith based on the passively monitored data and the response message. 2. The method of claim 1, wherein the request message includes a text message, a telephone call, a voice mail, an e-mail, a voice message, a sound, a plurality of sounds, a web page, an image, a light alert, or a combination thereof. 3. The method of claim 1, wherein the request message requests a pre-determined response that acknowledges receipt of the request message. 4. The method of claim 1, wherein the request message is accompanied by data of interest to the user. 5. The method of claim 1, wherein the response message is generated by selecting stored data using a message input. 6. The method of claim 1, wherein the response message is generated in response to a request for a pre-determined response. 7. A method of monitoring use by a user of a portable research device in accordance with at least one predetermined use criterion, the method comprising: communicating a request message to the portable research device, the request message requesting data representing an ability of the portable research device to gather, store and/or communicate research data pertaining to the portable research device's exposure to media;receiving a response message communicated from the portable research device including the requested data; andstoring data indicating whether the user is in compliance with the at least one predetermined use criterion and/or a level of the user's compliance therewith based on the received data. 8. The method of claim 7, wherein the request message includes a text message, a telephone call, a voice mail, an e-mail, a voice message, a sound, a plurality of sounds, a web page, an image, a light alert, or a combination thereof. 9. The method of claim 7, wherein the request message is accompanied by data of interest to the user. 10. The method of claim 7, wherein the response message is generated by selecting stored data using a message input. 11. The method of claim 7, wherein the response message is generated in response to a request for a pre-determined response. 12. A system for monitoring us... | THE NIELSEN COMPANY (US), LLC | A61B005/00 G06F019/00 G06Q010/00 G06Q010/10 G06Q030/02
US09492097 | B2 | 2016-11-15 | Needle length determination and calibration for insertion guidance system | 2012-07-06 | A guidance system for assisting with the insertion of a needle or other medical component into the body of a patient is disclosed. The guidance system utilizes ultrasound imaging or other suitable imaging technology. In one embodiment, the guidance system comprises an imaging device including a probe for producing an image of an internal body portion target, such as a vessel. One or more sensors are included with the probe. The sensors sense a detectable characteristic related to the needle, such as a magnetic field of a magnet included with the needle. The system includes a processor that uses data relating to the detectable characteristic sensed by the sensors to determine a position and/or orientation of the needle in three spatial dimensions. In yet another embodiment, systems and methods for determining the length of the needle to be guided by the guidance system are disclosed. | 1. A method for placing a medical component using an ultrasound imaging system, the ultrasound imagine system including an ultrasound probe having a plurality of magnetic sensors, the medical component including a magnetic element, the method comprising: positioning the medical component in a predetermined orientation with respect to the ultrasound probe such that a first angle is defined between the medical component and the ultrasound probe;detecting a magnetic field of the magnetic element by the plurality of magnetic sensors in order to generate magnetic field strength data;determining a position of the magnetic element relative to the magnetic sensors in two spatial dimensions using the magnetic field strength data;calculating a length of the medical component using the first angle and the determined two-dimensional position; anddepicting on a display a position of the medical component with respect to an ultrasound image produced by the ultrasound imaging system based on the calculated length of the medical component. 2. The method for placing a medical component as defined in claim 1, wherein positioning the medical component in a predetermined orientation includes positioning a portion of the medical component in a fixture attached to the ultrasound probe. 3. The method for placing a medical component as defined in claim 2, wherein the fixture is positioned proximate a head portion of the ultrasound probe. 4. The method for placing a medical component as defined in claim 1, wherein the determined two-dimensional position of the medical component and the first angle cooperate to define a triangle. 5. The method for placing a medical component as defined in claim 1, wherein calculating the length of the medical component includes calculating a magnitude of a hypotenuse of a right triangle defined by the first angle, an x-component of the two-dimensional position, and a y-component of the two-dimensional position. 6. The method for placing a medical component as defined in claim 1, wherein the medical component includes a needle, wherein the plurality of magnetic sensors are disposed in a plane within the ultrasound probe, and wherein at least one dimension of the two-dimensional position is co-planar with the plane of the magnetic sensors. 7. The method for placing a medical component as defined in claim 6, wherein the magnetic element is disposed proximate a proximal end of the needle. 8. The method for placing a medical component as defined in claim 1, further comprising saving the length of the medical component in a memory location of the ultrasound imaging device for future reference. | C. R. Bard, Inc. | A61B008/08 A61B005/042 A61B005/06
US10674956 | B2 | 2020-06-09 | System and method for characterizing brain states during general anesthesia and sedation using phase-amplitude modulation | 2015-01-14 | A system and method for monitoring and/or controlling a state of consciousness of a subject experiencing anesthesia are provided. In some aspects, the system includes a plurality of sensors placed about the subject and configured to acquire electroencephalogram (“EEG”} data therefrom while the subject is receiving anesthesia, and at least one processor configured to receive the EEG data from the plurality of sensors, and perform a phase-amplitude coupling analysis using the received EEG data to determine a phase-amplitude frequency distribution. The at least one processor is also configured to identify a state of consciousness of the subject using the determined phase-amplitude frequency distribution, and generate a report indicative of the state of consciousness of the subject. | 1. A system for monitoring consciousness of a subject experiencing anesthesia, the system comprising: a plurality of sensors configured to be placed about the subject and configured to acquire electroencephalogram (“EEG”) data therefrom while the subject is receiving anesthesia;at least one processor configured to: receive the EEG data from the plurality of sensors;perform a phase-amplitude coupling analysis using the received EEG data to determine a phase-amplitude frequency distribution;identify a state of consciousness of the subject using the determined phase-amplitude frequency distribution;generate a report indicative of the state of consciousness of the subject; anddetermine a polarity of a phase-coupling modulation associated with the received EEG data. 2. The system of claim 1, wherein the processor is further configured to determine a baseline phase-amplitude frequency distribution. 3. The system of claim 2, wherein identifying the state of consciousness of the subject further comprises comparing the phase-amplitude frequency distribution to the baseline phase-amplitude frequency distribution. 4. The system of claim 1, wherein identifying the state of consciousness of the subject further comprises comparing the polarity of the phase-coupling modulation to a baseline polarity of the phase-coupling modulation. 5. The system of claim 1, wherein the at least one processor is further configured to determine a spatial distribution of phase-amplitude coupling using the received EEG data. 6. The system of claim 1, wherein identifying the state of consciousness of the subject further comprises correlating a dose of anesthesia with the determined phase-amplitude frequency distribution. 7. The system of claim 1, wherein identifying the state of consciousness of the subject further comprises determining trough-max and peak-max modulation patterns. | The General Hospital Corporation | A61B005/00 A61B005/04 A61B005/0478 A61B005/048
US10293152 | B2 | 2019-05-21 | Devices, systems, and methods for automated optimization of energy delivery | 2016-04-05 | Devices, systems, and methods for automated optimization of muscle stimulation energy. In some embodiments the disclosure optimizes stimulation parameters and/or stimulation location. | 1. An electrode pad adapted to be positioned on a subject, comprising: a thin, flexible, housing, comprising a plurality of electrodes; andat least one aperture adapted to align with an anatomical feature of the subject. 2. The electrode pad of claim 1, further comprising an adhesive backing. 3. The electrode pad of claim 1, the electrode pad adapted to be connected to a control unit. 4. The electrode pad of claim 1, wherein the aperture is disposed in a central region of the pad. 5. An electrode system adapted to be positioned on a subject, comprising: a first electrode pad comprising a thin, flexible, housing comprising a plurality of electrodes; anda second electrode pad;wherein the first electrode pad further comprises an alignment marker that indicates a proper position and orientation of the pad on a subject, wherein the alignment marker is adapted to align with a corresponding marker on the second electrode pad;wherein the first electrode pad and the second electrode pad are both configured to be positioned on the subject such that the electrodes on both the first electrode pad and the second electrode pad are in direct contact with the subject. 6. The electrode pad of claim 5, further comprising an adhesive backing. 7. The electrode pad of claim 5, the electrode pad adapted to be connected to a control unit. 8. The electrode pad of claim 5, wherein the marker comprises first and second extensions extending downward on first and second sides, respectively, of the pad. 9. The electrode pad of claim 5, wherein the marker comprises a difference in configuration of the pad between an inferior portion and a superior portion. 10. The electrode pad of claim 5, wherein the marker comprises an aperture in the electrode pad. | Sage Products, LLC | A61N001/04 A61B005/0492 A61H039/00 A61B005/00 A61N001/36 A61B090/00
US09526436 | B2 | 2016-12-27 | Amplifiers including tunable tunnel field effect transistor pseudo resistors and related devices | 2015-06-03 | Neural signal amplifiers include an operational amplifier and a feedback network coupled between an output and an input thereof. The feedback network includes a tunnel field effect transistor (“TFET”) pseudo resistor that exhibits bi-directional conductivity. A drain region of the TFET may be electrically connected to the gate electrode thereof to provide a bi-directional resistor having good symmetry in terms of resistance as a function of voltage polarity. | 1. An amplifier, comprising: an operational amplifier; anda feedback network coupled between an output of the operational amplifier and a first input of the operational amplifier, the feedback network comprising a first tunnel field effect transistor (“TFET”) pseudo resistor, wherein the first TFET pseudo resistor comprises: a source region having a first conductivity type;a drain region having a second conductivity type that is different from the first conductivity type;a channel region having the first conductivity type between the source region and the drain region;a gate electrode on the channel region; andan electrical connection between the drain region and the gate electrode,wherein the feedback network further comprises a first capacitor coupled between the output of the operational amplifier and the first input of the operational amplifier, and wherein the first TFET pseudo resistor and a second TFET pseudo resistor are coupled in series with each other and coupled in parallel to the first capacitor. 2. The amplifier of claim 1, wherein the first TFET pseudo resistor is configured to exhibit bi-directional conductivity. 3. The amplifier of claim 2, wherein the first TFET pseudo resistor is tunable over at least five orders of magnitude of resistance values for an applied voltage range of −0.3 volts to 0.3 volts. 4. The amplifier of claim 1, wherein the first TFET pseudo resistor is tunable over a range comprising at least four orders of magnitude of resistance values, and wherein over the at least four orders of magnitude of resistance values, a sum of a negative applied voltage and a positive applied voltage that achieves each resistance value in the range is less than 0.12 volts. 5. The amplifier of claim 1, wherein the feedback network further comprises a second capacitor coupled to a second input of the operational amplifier and a third TFET pseudo resistor and a fourth TFET pseudo resistor that are coupled in series with each other and coupled to the second input. 6. The amplifier of claim 5, wherein the amplifier comprises a neural signal amplifier. 7. The amplifier of claim 1, wherein the first TFET pseudo resistor further comprises a source pocket region having the second conductivity type between the source region and the channel region. 8. The amplifier of claim 7, wherein the first TFET pseudo resistor further comprises a lightly-doped region between the source region and the source pocket region. 9. The amplifier of claim 8, wherein the lightly-doped region has a first dopant concentration that is at least two orders of magnitude less than a second doping concentration of the source region and at least two orders of magnitude less than a third doping concentration of the source pocket region. 10. The amplifier of claim 9, wherein the lightly-doped region extends further into a semiconductor substrate from a top surface of the semiconductor substrate than does the source region. 11. The amplifier of claim 8, wherein ... | Samsung Electronics Co., Ltd | H03F003/187 A61B005/0482 H03F001/02 H03F003/45
US09501824 | B2 | 2016-11-22 | Non-touch optical detection of vital signs from amplified visual variations of reduced images of skin | 2014-08-11 | A microprocessor is operably coupled to a camera from which patient vital signs of reduced images of skin are determined. A temporal variation of reduced images of skin from the camera is generated from multiple filters and then amplified from which the patient vital sign, such as heart rate or respiratory rate, can be determined and then displayed or stored. | 1. An apparatus of motion amplification to communicate biological vital signs, the apparatus comprising: a cropper module that is operable to receive at least two images and crop the image to exclude a border area of the images, generating at least two cropped images;a skin-pixel-identification module that is operably coupled to the cropper module and that identifies pixel values that are representative of the skin in at least two cropped images;a first frequency filter module that is operably coupled to the skin-pixel-identifier and that includes a first frequency filter and that applies the first frequency filter to output of the skin-pixel-identifier;a regional facial clusterial module that is operably coupled to the first frequency filter module and that applies spatial clustering to the output of the first frequency filter module;a second frequency filter module that is operably coupled to the regional facial clusterial module and that includes a second frequency filter and that applies the second frequency filter to output of the regional facial clusterial module, generating a temporal variation;a vital-sign generator that is operably coupled to the second frequency filter module that generates at least one vital sign from the temporal variation; anda display device that is operably coupled to the vital-sign generator that is operable to display the at least one vital sign. 2. The apparatus of claim 1, wherein the skin-pixel-identifier further comprises: an automatic seed point based clustering apparatus. 3. The apparatus of claim 1, wherein the regional facial clusterial module further comprises: a fuzzy clusterer. 4. The apparatus of claim 1, wherein the first frequency filter module further comprises: a high pass filter. 5. The apparatus of claim 1, wherein the first frequency filter module further comprises: a low pass filter. 6. The apparatus of claim 1, wherein the first frequency filter module further comprises: a bandpass filter. 7. The apparatus of claim 1, wherein the first frequency filter module further comprises: a weighted bandpass filter. 8. The apparatus of claim 1, wherein the first frequency filter module further comprises: a Gaussian filter. 9. The apparatus of claim 1 further comprising: a storage device that is operably coupled to the vital-sign generator and that is operable to store the at least one vital sign in a volatile memory. 10. The apparatus of claim 1 further comprising: a storage device that is operably coupled to the vital-sign generator and that is operable to transmit the at least one vital sign to another apparatus. 11. An apparatus of motion amplification to communicate biological vital signs, the apparatus comprising: a cropper module that is operable to receive at least two images and operable to crop the images to exclude a border area of the images, generating at least two cropped images;a first frequency filter module that includes a first frequency filter and that applies the first frequ... | ARC DEVICES, LTD | G06K009/00 G06T007/00 A61B005/026 G01J005/32 G01J005/02 G01J005/08 A61B005/00 A61B005/01 G06T005/20 A61B005/0205 A61B005/0402 A61B005/1455 G06K009/46 G06K009/62 G06T007/20 G06T003/40 G06T005/10 G06F019/00 G01J005/30 G06T007/40 H04N005/33 G01K001/02 G01K013/00 G06F003/042 H04N005/378 G06T005/00 G01J005/00 A61B005/021 A61B005/024 A61B005/08
US20160317019 | A1 | 2016-11-03 | COMPUTER ASSISTED VISION DIAGNOSIS FOR LENS PRESCRIPTION | 2016-04-28 | A computer-implemented method for vision diagnosis for lens prescription retrieves vision test data recorded from a computer assisted vision test of a patient. The vision test data of the patient is assessed for suitability for vision diagnosis. Where suitable, the vision test data of the patient is analyzed to display a representation of at least a part of the patient data. The analyzed part of the patient data is then matched with corresponding data from previously optometrically assessed and diagnosed vision data covering a wide range of optical conditions. A diagnosis of the vision of the patient is then established from the matching. | 1. A computer-implemented method for vision diagnosis for lens prescription comprising: retrieving vision test data recorded from a computer assisted vision test of a patient;assessing the vision test data of the patient for suitability for vision diagnosis;analyzing the vision test data of the patient to display a representation of at least a part of the patient data;matching the analyzed part of the patient data with corresponding data from previously optometrically assessed and diagnosed vision data covering a wide range of optical conditions; andestablishing a diagnosis of the vision of the patient from the matching. 2. A method according to claim 1, wherein the assessing comprises validating patient data and validating patient pathology such that where either such validation fails, the method terminates. 3. A method according to claim 2, wherein validating the patient data comprises validating data associated with the capture of the vision test data of the patient, said capture data being at least one of test date, screen size, screen colours, and age range. 4. A method according to claim 2, wherein validating patient pathology comprises assessing patient answers to qualitative questions regarding at least one of lazy eye, surgery, cataracts, glaucoma and macular degeneration. 5. A method according to claim 1, wherein the matching comprises displaying a representation of a corresponding part of the previously optometrically assessed and diagnosed patient data with the displayed representation of the analyzed part of the patient data. 6. A method according to claim 5, wherein the analyzing and matching comprises displaying, in a graphical user interface, adjacent representations of analyzed current patient data and previously optometrically assessed and diagnosed patient data for at least one indicator pattern associated with the vision test data. 7. A method according to claim 6, wherein the indicator pattern is a type profile having matching types selected from the group consisting of big hyperope, hyperope, mid, myope, big myope, astigmatic myope, astigmatic hyperope, pathological hyperope, and pathological myope. 8. A method according to claim 6, wherein the indicator pattern is associated with a Growing C test. 9. A method according to claim 6, wherein the indicator pattern is associated with a Prelim test. 10. A method according to claim 6, wherein the indicator pattern is associated with a Contrast test. 11. A method according to claim 6, wherein the indicator pattern is associated with a Near test. 12. A method according to claim 6, wherein the indicator pattern is associated with a chromic test. 13. A method according to claim 6, wherein the establishing of the diagnosis comprises displaying in the graphical user interface values for at least each of spherical power, cylindrical power, and astigmatic angle, for each patient eye. 14. A method according to claim 13 further comprising displaying in the graphical user interf... |  | A61B003/00 A61B005/00 A61B003/06 A61B003/028 A61B003/02
US20160338784 | A1 | 2016-11-24 | MANIPULATOR SYSTEM AND METHOD OF CONTROLLING THE SAME | 2016-08-05 | Provided is a manipulator system including: a flexible inserted portion; a manipulator that has a joint portion that is driven at the distal end of the inserted portion; a drive portion that drives the joint portion on the basal-end side of the inserted portion; a shape estimating portion that estimates the shape of the inserted portion; and a control portion that controls the drive portion based on the shape of the estimated inserted portion, wherein the shape estimating portion is provided with detection targets that are arranged, with spaces therebetween, in the inserted portion in the longitudinal direction thereof, a position detection portion that detects three-dimensional positions of the detection targets, and a shape calculating portion that calculates, on the basis of the three-dimensional positions of the detected detection targets, the shape of the inserted portion by dividing the inserted portion into sections in the longitudinal direction thereof. | 1. A manipulator system comprising: a flexible inserted portion;a manipulator that has a joint portion that is driven at a distal end of the inserted portion;a drive portion that drives the joint portion of the manipulator;a shape estimating portion that estimates the shape of the inserted portion; anda control portion that controls the drive portion on the basis of the shape of the inserted portion estimated by the shape estimating portion,wherein the shape estimating portion is provided with a plurality of detection targets that are arranged, with spaces therebetween, in the inserted portion in the longitudinal direction thereof, a position detection portion that detects three-dimensional positions of the individual detection targets, and a shape calculating portion that calculates, on the basis of the three-dimensional positions of the individual detection targets detected by the position detection portion, the shape of the inserted portion by dividing the inserted portion into a plurality of sections that are arranged in the longitudinal direction thereof. 2. A manipulator system according to claim 1, wherein the shape calculating portion sets each of the sections so as to be located between two of the detection targets that are adjacent to each other. 3. A manipulator system according to claim 1, wherein the shape calculating portion sets each of the sections so as to include three of the detection targets that are adjacent to each other. 4. A manipulator system according to claim 2, wherein the shape calculating portion approximates, for each of the sections, a part between two of the detection targets that are adjacent to each other by using a single arc. 5. A manipulator system according to claim 3, wherein the shape calculating portion approximates, for each of the sections, a part across three of the adjacent detection targets by using a single arc. 6. A manipulator system according to claim 1, wherein the shape calculating portion sets the sections so as to include three or more of the adjacent detection targets each, and obtains a polynomial expression of a curve representing the shape of the inserted portion in the individual sections by means of curve fitting based on the three-dimensional positions of the individual detection targets. 7. A manipulator control method comprising: calculating a shape of a flexible inserted portion by dividing the inserted portion into a plurality of sections arranged in the longitudinal direction of the inserted portion; andcontrolling driving of a manipulator disposed at a distal end of the inserted portion by a drive portion disposed on the basal-end side of the inserted portion on the basis of the calculated shape of the inserted portion. | OLYMPUS CORPORATION | A61B034/30 A61B005/06 A61B034/00
US20160327623 | A1 | 2016-11-10 | MAGNETIC RESONANCE IMAGING APPARATUS AND FAT SUPPRESSION WATER IMAGE CALCULATION METHOD | 2015-01-15 | To obtain a water image in which a fat signal is suppressed by a desired ratio without damaging contrast by a simple method, the water image in which a fat signal remains by a desired ratio is obtained with high precision by weighting and adding a plurality of images obtained by reconstructing echo signals acquired at a plurality of different echo times. At this time, the plurality of different echo times are set so that a phase difference between water and fat signals included in the images is different in at least two images. A weight coefficient used for weighting and adding is decided so that a difference in a signal strength by a difference in the echo time is cancelled and the fat signal is suppressed by the desired ratio in the water image. | 1. A magnetic resonance imaging apparatus comprising: an image processing unit that obtains a water image in which a fat signal is suppressed by a desired ratio by weighting and adding a plurality of images obtained by reconstructing echo signals acquired at echo times with different lengths,wherein the echo times are set such that a phase difference between a water signal and the fat signal included in the image is different in at least two images. 2. The magnetic resonance imaging apparatus according to claim 1, wherein a weight coefficient used at the time of the weighting and adding is decided so that a difference in a fat signal strength by a difference in the echo time is corrected and the fat signal is suppressed by the desired ratio in the water image. 3. The magnetic resonance imaging apparatus according to claim 2, wherein the weight coefficient used at the time of the weighting and adding is expressed by a ratio (α) at which the fat signal remains in the water image and an attenuation correction coefficient (βF) for correcting an influence of T2 and T2* attenuation of the fat signal by the difference in the echo time. 4. The magnetic resonance imaging apparatus according to claim 1, wherein the echo times with the different lengths are two echo times, a first echo time and a second echo time. 5. The magnetic resonance imaging apparatus according to claim 4, wherein phases of a fat signal of a first image reconstructed from an echo signal acquired at the first echo time and a fat signal of a second image reconstructed from an echo signal acquired at the second echo time are different, and phases of the water signal and the fat signal are different in at least one of the first and second images. 6. The magnetic resonance imaging apparatus according to claim 5, wherein the water signal and the fat signal of the first image are in an out-phase, andwherein the water signal and the fat signal of the second image are in an in-phase. 7. The magnetic resonance imaging apparatus according to claim 2, wherein the image processing unit decides the weight coefficients to be multiplied to each of the plurality of images using an attenuation correction coefficient to be multiplied to correct the difference in the signal strength or an attenuation coefficient indicating the difference in the signal strength and a fat suppression coefficient for specifying a ratio by which the fat signal is suppressed. 8. The magnetic resonance imaging apparatus according to claim 1, further comprising: an interface that receives designation of a ratio by which the fat signal is suppressed from a user. 9. The magnetic resonance imaging apparatus according to claim 1, further comprising: a database that maintains a ratio by which the fat signal is suppressed in association with at least one of an imaging site and an imaging type,wherein the image processing unit acquires the ratio from the database according to an imaging site or an imaging type set by the user.... |  | G01R033/48 G01R033/565 G01R033/56 A61B005/055 A61B005/00
US20160339230 | A1 | 2016-11-24 | Immobilization Systems for Treatment Applications | 2016-05-22 | Immobilization systems are provided for treatment of an injured area. The system includes a splint for placement around an injured area, a therapeutic device coupled to the splint to effectuate treatment to target tissues around the injured area and a wireless interface configured to communicate with the device to transmit treatment data to the device. Methods for treatment of an injured area are also provided. | 1. A system for immobilizing and treatment of an injured area, comprising: (a) a splint for placement around an injured area;(b) a therapeutic device coupled to the splint to effectuate treatment to target tissues at the injured area,(c) a wireless interface configured to communicate with the therapeutic device to transmit treatment data to the therapeutic device. 2. The system of claim 1, wherein the splint is sufficiently flexible to permit movement around the injured area. 3. The system of claim 1, wherein the splint is perforated to promote air circulation, and to minimize microbial growth around the injured area. 4. The system of claim 1, wherein the therapeutic device is designed to transmit progress data to the wireless interface. 5. The system of claim 1, wherein the therapeutic device is an electrotherapeutic device. 6. The system of claim 1, wherein the therapeutic device is also sensor to detect muscle mass index. 7. The system of claim 1, wherein the wireless interface is designed to receive treatment data from a remote location prior to the wireless interface sending the treatment data to the therapeutic device. 8. The system of claim 1, wherein the wireless interface is designed to receive sensor data from the therapeutic device for sending to a remote location for monitoring. 9. A method for orthopedic treatment, the method comprising: (a) providing an immobilization system including: (i) a splint, designed from a 3D scan of a limb, for placement around an injured area, and(ii) a therapeutic device coupled to the splint and configured to effectuate treatment to target tissues around the injured area; and(b) sending to the therapeutic device, via a wireless interface, data for treatment of target tissue around the injured area; and(c) upon receipt of the treatment data, activating the therapeutic device to transmit a stimulation signal to the target tissues. 10. The method of claim 10, wherein the step of providing, the therapeutic device is configured to transmit data to the wireless interface. 11. The method of claim 10, wherein in the step of activating, the stimulator signal is used to treat one of skeletal tissue or muscle tissue. 12. The method of claim 10, further comprising transmitting data received by the wireless interface from the therapeutic device to a remote location to inform a health care provider of treatment progress. 13. The method of claim 10, further comprising receiving by the wireless interface, data from a remote location for additional treatment to be transmitted to the therapeutic device. 14. A method for treatment of an injured area, the method comprising: identifying an injured region on a limb around which a splint is to be positioned;placing markers on the limb around the injured region;scanning the injured region having the markers to generate data for the splint to be produced that conforms to features on the limb;fabricating the splint that conforms to the features on the limb;attaching... |  | A61N001/04 A61B005/00 A61F005/058
US09488573 | B2 | 2016-11-08 | Acousto-electromagnetic investigation of physical properties of an object | 2012-09-19 | An imaging system for an object such as human or animal tissue applies acoustic vibrations localized in two or three dimensions and simultaneously illuminates the object with an illuminating electromagnetic wave. The acoustic vibration comprises a carrier wave that is amplitude modulated by an AM waveform. The carrier wave is selected to provide the localization of the acoustic vibration, whereas the AM waveform includes a frequency component selected to provide a vibration of the object of greater magnitude than the carrier wave. To detect a Doppler component shifted by the frequency of said frequency component of the AM waveform, a signal processing apparatus comprises a phase locked-loop locked to the EM frequency, producing a frequency-demodulated signal comprising the set of the Doppler components, and a lock-in amplifier configured to extract a signal at a reference frequency equal to the frequency of a frequency component of the AM waveform. | 1. A method of investigating physical properties of an object, comprising: applying to the object acoustic vibration localised in two or three dimensions in a region in the object, the acoustic vibration comprising a carrier wave that is amplitude modulated by an AM waveform, the carrier wave being selected to provide the localization of the acoustic vibration and the AM waveform including a frequency component selected to provide a vibration of the object of greater magnitude than the carrier wave;simultaneously illuminating the object with an illuminating electromagnetic wave that has an EM frequency in a range extending up to 30 THz, the vibration direction of the acoustic vibration having a component parallel to the propagation direction of the illuminating electromagnetic wave so that the acoustic vibration of the object in the region generates a scattered electromagnetic wave including a set of Doppler components shifted from the frequency of the illuminating electromagnetic wave by frequencies of the vibration of the object caused by the acoustic vibration and multiples thereof; andreceiving the scattered electromagnetic wave generated in the region,detecting, from the received, scattered electromagnetic wave, a Doppler component shifted from the frequency of the illuminating electromagnetic wave by the frequency of said frequency component of the AM waveform; andoutputting a signal representing at least one characteristic of the detected Doppler component. 2. The method according to claim 1, wherein said AM waveform has a fundamental frequency component, said frequency component of the AM waveform being the fundamental frequency component. 3. The method according to claim 2, wherein said AM waveform further includes other frequency components. 4. The method according to claim 3, wherein the AM waveform is a square wave. 5. The method according to claim 1, wherein said frequency component of the AM waveform has a period of the same order of magnitude as the acoustic relaxation time of the region of the object. 6. The method according to claim 1, wherein said frequency component of the AM waveform is selected to provide a resonant vibration of the object. 7. The method according to claim 1, wherein the carrier wave has a frequency in the range from 10 kHz to 1 GHz. 8. The method according to claim 1, wherein said frequency component of the AM waveform is in the range from 1 Hz to 100 MHz. 9. The method according to claim 8, wherein said frequency component of the AM waveform is in a range extending up from 10 kHz and/or extending up to 1 kHz. 10. The method according to claim 8, wherein the illuminating electromagnetic wave has a frequency in a range extending up to 2 GHz. 11. The method according to claim 1, wherein the illuminating electromagnetic wave has an EM frequency in a range extending up from a value of twice said frequency component of the AM waveform, preferably up from a value of ten times said frequency component of ... | ISIS INNOVATION LIMITED | G01N021/47 G01N029/06 A61B005/00 A61B005/05 G01S013/89 G01S013/50 G01S013/86 G01N021/17 G01S015/89 G01N021/3581
US09597525 | B2 | 2017-03-21 | T-wave oversensing rejection | 2015-05-06 | A medical device coupled to extracardiac electrodes is configured to analyze a cardiac electrical signal over a signal analysis segment to determine if shockable rhythm classification criteria are met, determine that TWOS detection criteria are met for the signal analysis segment when a predetermined number of TWOS analysis windows are classified as TWOS, and classify the signal analysis segment as non-shockable in response to determining that the TWOS detection criteria are met. | 1. A method performed by a medical device, comprising: receiving a cardiac electrical signal from a patient's heart via a plurality of extracardiac electrode electrically coupled to the medical device;sensing cardiac events from the cardiac electrical signal;during a first operating state of the medical device, determining an estimated rate of the sensed cardiac events;transitioning from the first operating state to a second operating state of the medical device when the estimated rate of cardiac events meets a shockable rate detection criterion;setting a first signal analysis segment of the cardiac electrical signal during the second operating state;analyzing the first signal analysis segment to determine if shockable rhythm classification criteria are met for the first signal analysis segment;setting a plurality of T-wave oversensing (TWOS) analysis windows;analyzing cardiac events of the cardiac electrical signal to classify each TWOS analysis window of the plurality of TWOS analysis windows as one of TWOS and no TWOS, each TWOS analysis window being classified as TWOS when cardiac events during the TWOS analysis window satisfy TWOS criteria and classified as no TWOS when the cardiac events during the TWOS analysis window do not satisfy TWOS criteria;determining that TWOS detection criteria are met for the first signal analysis segment when a predetermined number of the plurality of TWOS analysis windows are classified as TWOS;classifying the first signal analysis segment as non-shockable in response to determining that the TWOS detection criteria are met; andremaining in the second operating state without advancing to a third operating state of the medical device when the TWOS detection criteria are met for the first signal analysis segment. 2. The method of claim 1, further comprising determining whether the TWOS detection criteria are met for the first signal analysis segment only after the shockable rhythm classification criteria are met for the first signal analysis segment. 3. The method of claim 1, further comprising classifying a second signal analysis segment preceding the first signal analysis segment as non-shockable when the TWOS detection criteria are met for the first signal analysis segment. 4. The method of claim 3, further comprising: sensing cardiac events from the cardiac electrical signal;during a first operating state of the medical device, determining an estimated rate of the sensed cardiac events;transitioning from the first operating state to a second operating state of the medical device when the estimated rate of the sensed cardiac events meets a shockable rate detection criterion;setting the first signal analysis segment and the second signal analysis segment during the second operating state; andremaining in the second operating state for a third signal analysis segment after the first signal analysis segment without advancing to a third operating state of the medical device when the TWOS detection criteria are m... | Medtronic, Inc. | A61N001/00 A61N001/39 A61B005/0452 A61B005/04
US09486166 | B2 | 2016-11-08 | Puncturing needle cartridge and puncturing instrument | 2013-04-05 | A puncture needle cartridge (2) comprises: a columnar lancet body (6) having a puncture needle on the front end side and a puncture instrument mount (5) on the rear end side; a protective cap (13) covering the puncture needle and having a shape extending toward the front end; a skin contact part (10) placed in front of the tip of the puncture needle, having a planar shape perpendicular to the puncture needle, and formed with a through hole to put the protective cap (13) through; an elongate plate-like extension (9) extending from the skin contact part (10) toward the rear end; and an elastic object (8) for coupling the extension (9) to the lancet body (6) and making the tip of the puncture needle be biased to be located in the rear end side behind the skin contact part (10). | 1. A puncture instrument comprising: a puncture needle cartridge comprising: a columnar lancet body having a puncture needle on a front end side thereof and a puncture instrument mount on a rear end side thereof;a protective cap covering the puncture needle;a skin contact part positioned in front of a tip of the puncture needle, having a planar shape perpendicular to the puncture needle, and formed with a through hole to put the protective cap through;an elongate extension extending from the skin contact part toward a rear end of the puncture needle cartridge;an elastic object for coupling the elongate extension to the columnar lancet body and biasing the tip of the puncture needle toward the rear end side of the columnar lancet body behind the skin contact part;a holder into which the puncture instrument mount is inserted;a biasing object for accumulating biasing force against the columnar lancet body in a state in which the puncture needle cartridge is held by the holder; anda puncture operation part for releasing the biasing force of the biasing object,wherein a rear portion of the elongate extension is deformable toward the columnar lancet body,wherein a space is defined between the columnar lancet body and a bent portion of the elastic object which bends convexly toward the columnar lancet body, andwherein the columnar lancet body, the elastic object, the elongate extension, the skin contact part, and the protective cap are integrally formed of plastic. 2. The puncture instrument according to claim 1, wherein: the bent portion of the elastic object is a first bent portion,the elastic object comprises a second bent portion, anda space is defined between the columnar lancet body and the second bent portion of the elastic object which bends convexly toward the elongate extension. 3. The puncture instrument according to claim 1, wherein the protective cap is coupled, via a breakable separating part, to a puncture needle holder of the columnar lancet body for holding the puncture needle, and has an operation part on a front end side thereof. 4. The puncture instrument according to claim 1, wherein the elongate extension is one of two elongate extensions, the two elongate extensions being opposed to each other across the through hole. 5. The puncture instrument according to claim 1, wherein the elongate extension is plate-shaped. 6. The puncture instrument according to claim 1, wherein the elastic object is folded elongate plate-shaped. | PANASONIC HEALTHCARE HOLDINGS CO., LTD. | A61B017/14 A61B005/151 A61B005/15
US20160331315 | A1 | 2016-11-17 | Systems and Methods for Wearable Health Monitoring | 2016-03-04 | Aspects of the present invention relate to recording physiological data sequences while a user participates in various activities. These activities may comprise awake activities, periods of sleep and transitions between sleep and activity. Record sequences are recorded and maintained for a period of time including many cycles of activity. The physiological activity data sequences may then be analyzed to identify trends that lead up to specific events that have occurred. The physiological data may also be compared to known trends to alert a user to trends that may lead to adverse events. Some embodiments comprise physiological sequence records that document multiple sleep and activity cycles over an extended period of time. | 1. An apparatus for physiological characteristic monitoring during a sequence of sleep and activity, said apparatus comprising: a wearable component comprising, a physiological sensor for measuring a physiological characteristic of a wearer,an accelerometer for measuring wearer activity, anda wearable component wireless transceiver;a mobile device comprising, a processor and a memory, anda mobile device wireless transceiver;wherein said physiological sensor makes a plurality of physiological characteristic measurements;wherein said wearable component transmits said measurements to said mobile device using said wireless transceivers;wherein said mobile device records said plurality of measurements;wherein said mobile device analyzes said plurality of measurements to identify periods of sleep, periods of activity and transition periods between sleep and activity for a plurality of cycles to create physiological sequence records and to identify physiological events; andwherein said mobile device analyzes said physiological sequence records to identify trends leading up to said events. 2. The apparatus of claim 1 wherein said mobile device further uses said trends and said events to determine the probability of reoccurrence of said events. 3. An apparatus for physiological characteristic monitoring, said apparatus comprising: a wearable component comprising, a physiological sensor for measuring a physiological characteristic of a wearer,an accelerometer for measuring wearer activity, anda wearable component wireless transceiver;a mobile device comprising, a processor and a memory,a display, anda mobile device wireless transceiver; anda database comprising, a record of historical physiological characteristic data correlated with events;wherein said physiological sensor makes a plurality of physiological characteristic measurements;wherein said wearable component transmits said measurements to said mobile device using said wireless transceivers;wherein said mobile device records said plurality of measurements; andwherein said mobile device compares said plurality of measurements to said record of historical physiological characteristic data to determine the probability of reoccurrence of one or more of said events. 4. The apparatus of claim 3 wherein said mobile device further alerts a user of an impending event when said probability of reoccurrence is high. 5. The apparatus of claim 3 wherein said database is located at an off-body computing device. 6. An apparatus for physiological characteristic monitoring, said apparatus comprising: a wearable component comprising, a physiological sensor for measuring a physiological characteristic of a wearer,an accelerometer for measuring wearer activity, anda wearable component wireless transceiver;a mobile device comprising, a processor and a memory,a display, anda mobile device wireless transceiver; andan off-body computing device comprising, a processor and memory,a storage device,an off-body device wire... |  | A61B005/00 A61B005/0205 A61B005/11
US20160338628 | A1 | 2016-11-24 | NEEDLE FOR TRANSCUTANEOUS ANALYTE SENSOR DELIVERY | 2016-05-20 | The present disclosure relates to a needle including a wall structure, a cutting edge and a blunt contour. The needle advantageously can be used to deliver a sensor (such as a glucose or other analyte sensor) through an outer skin layer and into a sensor depth in a less invasive way than prior art needles. The size of the cutting edge is balanced against a portion of the distal wall structure that has blunt contours. Thus, the needle is capable of cutting the more durable outer skin layer (first phase) and then progressively stretching open the cut for further advancement into the subcutaneous layer (second phase). When the needle is sufficiently advanced, it is retracted leaving the sensor in a desired position. Early testing has shown a reduction of “dip and recover” from glucose sensors delivered using the needle. | 1. A needle for implanting a continuous analyte sensor, comprising: a wall structure comprising a proximal end and a distal end, wherein the wall structure comprises a lumen with a cross dimension sized to hold a continuous analyte sensor, wherein the distal end comprises a distal tip, wherein the distal tip comprises at least one first bevel and at least one second bevel. 2. The needle of claim 1, wherein the at least one first bevel is proximal to the at least one second bevel, wherein the at least one first bevel has an angle less than the at least one second bevel. 3. The needle of claim 1, wherein the distal tip is positioned from about 5% to about 65% across the cross dimension. 4. A needle for implanting a continuous analyte sensor, comprising: a wall structure having a central axis, at least one cross dimension and defining at least one inner dimension sized to contain the sensor for delivery;at least one cutting edge on the wall structure configured to pierce the outer skin layer; andat least one blunt contour on the wall structure, the blunt contour configured to bluntly dissect tissue as the wall structure advances into the sensor depth, wherein the blunt contour comprises an area viewed along the central axis within a range of 0.85 times to 2.74 times a an area viewed along the central axis and defined by the cutting edge. 5. The needle of claim 4, wherein the wall structure comprises a slot that extends along a length of the wall structure, wherein the slot is dimensioned and shaped to allow the continuous analyte sensor to pass therethrough. 6. The needle of claim 4, wherein the slot has a staggered portion. 7. The needle of claim 4, wherein a portion of the wall structure has a C-shaped cross-section. 8. The needle of claim 4, wherein a portion of the wall structure has a U-shaped cross-section. 9. The needle of claim 4, wherein the needle is configured to withstand without substantial buckling an axial load from about 7.3 times to about 14.6 times of a force directed on the needle to cause insertion. 10. A needle for implanting a continuous analyte sensor, comprising: a wall structure having a central axis, at least one cross dimension and defining at least one inner dimension sized to contain the sensor for delivery;at least one cutting edge on the wall structure configured to pierce the outer skin layer; andat least one blunt contour on the wall structure, the blunt contour configured to bluntly dissect tissue as the wall structure advances into the sensor depth,wherein the wall structure defines a proximal slot configured to receive a kink of the sensor therein. 11. The needle of claim 10, wherein the blunt contour is more than 60% of the cross dimension of the wall structure. 12. The needle of claim 10, wherein the cutting edge is formed on less than 50% of the beveled edge. 13. The needle of claim 10, wherein the cutting edge, when viewed along the central axis of the wall structure, is spaced closer to the centra... |  | A61B005/145
US09480403 | B2 | 2016-11-01 | Medical imaging system and method for generating a blended cine loop | 2013-12-16 | An medical imaging system and method for generating and displaying a blended cine loop. The system and method include acquiring image data and identifying a base image sequence in the image data. The system and method include identifying at least one non-base image in the image data acquired from outside of the base image sequence and generating a blended image sequence from the base image sequence and the at least one non-base image. The system and method include displaying the blended image sequence as a blended cine loop on a display device. | 1. A method of medical imaging comprising: acquiring image data of a periodically moving structure over more than a single physiological cycle, the image data comprising a plurality of images representing the structure at different phases of a physiological cycle;associating phase information from the physiological cycle with the image data;identifying a base image sequence from the image data based on the phase information, the base image sequence corresponding to an integral number of physiological cycles;identifying a plurality of non-base images in the image data, where the plurality of non-base images were acquired either before or after the base image sequence during the process of said acquiring the image data of the periodically moving structure;generating a blended image sequence, the blended image sequence comprising a start, an end, a set of blended images, an unblended portion, and a seam indicating a location in the blended image sequence where the blended image sequence transitions from the end to the start when the blended image sequence is displayed as a blended cine loop, where the set of blended images is generated by blending each of the plurality of non-base images with a corresponding one of the base images according to one of a plurality of weighting functions, where the weighting function used to control the blending is selected based on a distance of the blended image from the seam, where the set of blended images reduces the appearance of the seam when the blended image sequence is displayed as the blended cine loop; anddisplaying the blended image sequence as the blended cine loop on a display device. 2. The method of claim 1, wherein the image data comprises ultrasound data. 3. The method of claim 1, wherein the image data comprises X-ray data or computed tomography data. 4. The method of claim 1, wherein the image data comprises magnetic resonance imaging data. 5. The method of claim 1, wherein the structure comprises either at least a portion of a heart or a carotid artery. 6. The method of claim 5, wherein the physiological cycle comprises a cardiac cycle and the phase information comprises cardiac phase information. 7. The method of claim 6, further comprising acquiring the cardiac phase information with an ECG machine during the process of said acquiring the image data. 8. The method of claim 1, wherein identifying the plurality of non-base images comprises identifying a non-base image sequence acquired before the base image sequence. 9. The method of claim 8, further comprising identifying a second non-base image sequence acquired after the base image, where the second non-base image sequence is identified from the acquired image data of the periodically moving structure, and wherein generating the blended image sequence further comprises blending the base image sequence with both the first non-base image sequence and the second non-base image sequence. 10. The method of claim 1, where the weighting funct... | General Electric Company E.U., N22 | A61B008/00 A61B005/00 A61B008/08 A61B005/0402 A61B006/03 A61B006/00 A61B005/055
US09480410 | B1 | 2016-11-01 | Method for providing stiffness enhanced filaments | 2013-04-15 | Methods for making biocompatible stiffness enhanced pliable electrically conductive filaments configured for contact with living tissue and electrical communication with such tissue. The pliability of a filament allows the distal end of the filament to remain at the original site of penetration into the tissue despite the movement of the tissue relative to its surrounding environment. To temporarily stiffen the filament, a soluble stiffness enhancing coating is disposed over the filament. The coating may be in the form of a liquid which dries to a solid state after being applied to the filament and renders the filament sufficiently rigid such that under appropriate force, the filament is capable of penetrating into dense tissue. Once in place the stiffness enhancing coating dissolves due to contact with body fluids, the filament, in the absence of such coating, returns to its initial pliability. | 1. A method of providing a stiffness enhancing material to a pliable filament having a distal tip comprising the steps of: providing a mold having a contoured opening dimensioned such that the distal tip with a length of the filament can extend into the contoured opening without contact with the mold;filling the contoured opening with a stiffness enhancing material, said material having an initial liquid state;immersing the filament into the stiffness enhancing material;maintaining the filament in the mold until the stiffness enhancing material achieves a solid state; andwithdrawing the filament from the mold once the material achieves the solid state, whereby said filament is thereby encased in a stiffness enhancing material, wherein the filament is an electrically conductive wire. 2. The method of claim 1, further comprising the step of heating the stiffness enhancing material prior to immersing the filament therein. 3. The method of claim 1, further comprising the step of selecting the stiffness enhancing material from the group consisting of polysaccharides, polyesters, polyvinyl alcohol, chitin, chitosan and alginates. 4. The method of claim 1, further comprising the step of providing an anti-inflammatory drug to the filament. 5. The method of claim 1, further comprising the step of providing the contoured opening in a conical shape for facilitating the withdrawing of the filament from the mold. 6. The method of claim 1, wherein a bottom portion of the contoured opening has a sharpened conical profile. 7. The method of claim 1, wherein the filament comprises an anchor. 8. The method of claim 7, wherein the anchor is selected from the group consisting of a loop, a hook, and one or more proximal-facing tines. 9. The method of claim 1, wherein the stiffness enhancing material is biodegradable. 10. The method of claim 1, wherein the contoured opening is dimensioned such that the stiffness enhancing material completely encases the filament when the filament is withdrawn from the mold. 11. A method of providing a stiffness enhancing material to a pliable filament comprising the steps of: providing an anti-inflammatory drug to the filament;providing a mold having a contoured opening dimensioned to receive the filament along its length without contact with the filament;filling the contoured opening with a stiffness enhancing material, said material having an initial liquid state;immersing the filament into the stiffness enhancing material;maintaining the filament in the mold until the stiffness enhancing material achieves a solid state; andwithdrawing the filament from the mold once the material achieves the solid state, whereby said filament is thereby encased in a stiffness enhancing material. 12. The method of claim 11, further comprising the step of heating the stiffness enhancing material prior to immersing the filament therein. 13. The method of claim 11, further comprising the step of selecting the stiffness enhancing material fro... |  | A61B005/04 A61N001/05
US10292618 | B2 | 2019-05-21 | MR-coil housing with spacer shaped to maintain an anatomy receiving space from the MRI bore wall | 2014-11-28 | A coil housing for a magnetic resonance (“MR”) imaging apparatus, comprises an anatomy receiving space defined by the coil housing, shaped and sized to receive at least a portion of a patient's anatomy to be imaged and a spacer shaped to maintain the anatomy receiving space a first distance from a bore wall of the MR imaging apparatus, the first distance defining an imaging area of the MR imaging apparatus. | 1. A coil housing for a magnetic resonance (“MR”) imaging apparatus, comprising: an anatomy receiving space defined by the coil housing, shaped and sized to receive at least a portion of a patient's anatomy to be imaged;a spacer shaped to maintain the anatomy receiving space a first distance from a bore wall of the MR imaging apparatus, the first distance defining an imaging area of the MR imaging apparatus, andan outer wall and an inner wall with an interior space between the outer wall and inner wall, the outer wall defining a central side which, when the housing is in use, faces a center of a bore of the MR imaging apparatus and a lateral side which, when the housing is in use, faces the bore wall of the MR imaging apparatus, the spacer being formed by a portion of the lateral side of the outer wall shaped to expand, by a first distance, a spacing between the inner wall and the portion of the lateral side of the outer wall relative to a space between the inner wall and the central side of the outer wall; andwherein the anatomy receiving space is substantially deltoid in shape and where a radius of curvature of the central side of the outer wall is larger than a radius of curvature of the lateral side of the outer wall. 2. The coil housing according to claim 1 the housing includes a plurality of electronic components within the interior space distributed about at least a portion of a perimeter of the anatomy receiving space, wherein the spacer is shaped so that the spacing between the inner wall and the central side of the outer wall is selected to achieve a minimum desired clearance for electronic components to be housed therein and wherein the spacing between the inner wall and the lateral side of the outer wall is greater than a minimum clearance desired for the electronic components to be housed therein by a distance selected so that, when the lateral side contacts the bore wall, the electronic components in the interior space between the inner wall and the lateral side of the outer wall are at least a second distance from the bore wall, the second distance being less than the first distance. 3. The coil housing of claim 2, wherein the electronic components include magnetic resonance coils and wherein the spacer prevents the coils from being positioned less than 1.3 inches from the bore wall. 4. The coil housing of claim 2, wherein the electronic components include magnetic resonance coils and wherein the spacer prevents the coils from being positioned less than 1.4 inches from the bore wall. 5. The coil housing of claim 1, wherein the anatomy receiving space is formed as a lumen extending through the housing so that the housing may be rotated to place the lateral side of the outer wall on either a right or a left of an MR imaging apparatus. 6. The coil housing of claim 5, wherein a radius of curvature of the central side of the outer wall is between 10 inches and 10.5 inches and a radius of curvature of the lateral side of the outer w... | KONINKLIJKE PHILIPS N.V. | A61B005/05 A61B005/055 G01R033/34
US09687623 | B2 | 2017-06-27 | Endoscopic bite block | 2016-07-18 | According to a preferred embodiment of the present invention there is provided a bite block assembly adapted for capnography and oxygen delivery to a subject, the bite block assembly (50) including a first capnography passageway adapted for passage therethrough of exhaled breath from the subject to a capnograph and a second oxygen delivery passageway, separate from the first passageway, adapted for passage therethrough of oxygen from an oxygen source to the mouth of the subject. | 1. A detachably connectable bite block assembly comprising: (a) an cannula configured to collect exhaled breath for capnographic monitoring and to deliver oxygen, said cannula comprising: an oxygen delivery bore in fluid connection with at least one delivery opening and an oxygen supply tube, and an exhaled breath collection bore in fluid connection with an oral prong, at least one nasal prong and a breath collection tube; and(b) a bite block comprising: a main body portion and a hollow tubular portion configured for insertion into a subject's mouth, the main body portion configured to engage the oral prong thereby detachably connecting the bite block with the cannula,wherein the tubular portion comprises a longitudinal groove positioned orthogonal to the hollow tubular portion, the longitudinal groove comprising a surface located below an inner surface of the hollow tubular portion, such that oral breath exhaled through the hollow tubular portion is directed through the longitudinal groove for collection by the oral prong. 2. The bite block assembly of claim 1, wherein the exhaled breath collection bore comprises a valve, wherein when the oral prong is engaged on the main body portion the valve is configured to open thereby directing orally exhaled breath to the exhaled breath collection bore, and wherein when the oral prong is disassembled from the main body portion the valve is configured to close. 3. The bite block assembly according to claim 2, wherein the valve is a normally closed valve. 4. The bite block assembly according to claim 3, wherein the normally closed valve comprises a luer valve. 5. The bite block assembly according to claim 4, wherein a mating luer portion of the luer valve is mounted onto the oral prong. 6. The bite block assembly according to claim 1, wherein the bite block further comprises a flexible barrier closing off the hollow tubular portion while leaving an opening near the oral prong, such that a majority of the exhaled oral breath is directed towards the oral prong. 7. The bite block assembly according to claim 6, wherein the flexible barrier comprises multiple flaps. 8. The bite block assembly according to claim 7, wherein the flaps are transparent, to enable observation of the oral cavity of the subject during the endoscopic procedure. 9. The bite block assembly according to claim 1, wherein an outer surface of the hollow tubular portion comprises top and bottom teeth engagement surfaces, to facilitate accurate biting of the bite block by the subject. 10. The bite block assembly according to claim 9, wherein the teeth engagement surfaces comprises a soft material. 11. A bite block comprising: a main body portion and a hollow tubular portion configured for insertion into a subject's mouth, the main body portion configured to receive an oral prong of an cannula, thereby detachably connecting the bite block with said cannula, wherein the tubular portion comprises a groove positioned orthogonal to the holl... | Oridion Medical 1987 Ltd. | A61M016/04 A61M039/22 A61B001/00 A61B001/273 A61B001/24 A61M016/08 A61B001/267 A61M016/06 A61B005/08 A61B005/097 A61M016/20
US20160338591 | A1 | 2016-11-24 | SYSTEMS AND METHODS FOR MITIGATING TISSUE BREAKDOWN | 2016-05-09 | A method for tracking a change in tissue status includes receiving at least some demographic information regarding an individual being monitored, receiving information regarding a first tissue status for the individual, comparing the received information with a threshold tissue status selected at least in part based on the at least some demographic information regarding the individual, and providing an alert indicative of a change in tissue status in response to determining that the received information exceeds the threshold tissue status. A system for implementing the methods of various embodiments are also provided. | 1. A method for tracking a change in tissue status comprising: receiving at least some demographic information regarding an individual being monitored;receiving, from a sensor, information regarding a first tissue status for the individual;comparing the received information with a threshold tissue status selected at least in part based on the at least some demographic information regarding the individual;providing an alert indicative of a change in tissue status in response to determining that the received information exceeds the threshold tissue status. 2. The method of claim 1, wherein the at least some demographic information regarding the individual being monitored comprises at least one of an age of the individual, a medical condition of the individual, a sex of the individual, a weight of the individual, a medication provided to the individual, a smoking status of the individual, a mobility level of the individual, a medical device utilized by the individual, and an indication that the individual has previously had a tissue condition. 3. The method of claim 1, wherein the information regarding the first tissue status for the individual comprises a temperature of the tissue, a moisture level of the tissue, mechanical energy dissipation through the tissue, ultrasound or other high frequency information, light frequency information, or a biomarker in the tissue. 4. The method of claim 1, wherein providing the alert indicative of the change in tissue status comprises providing an alert to a caregiver via a computing device. 5. The method of claim 1, further comprising: storing the received information regarding the first tissue status and the at least some information regarding an individual being monitored in a database;receiving, from the sensor, information regarding at least one subsequent tissue status for the individual; andupdating the database with the at least one subsequent tissue status for the individual. 6. The method of claim 5, further comprising: adjusting the threshold based on at least some of the information in the database. 7. The method of claim 5, further comprising providing a graphical history of tissue status over time based on the first tissue status and the at least one subsequent tissue status for the individual. 8. The method of claim 5, further comprising updating the database with an outcome for the individual. 9. The method of claim 1, further comprising making an adjustment to a person support apparatus upon which the individual is disposed. 10. A system comprising: at least one sensor for sensing information regarding a tissue status for an individual;a server communicatively coupled to the at least one sensor for receiving the information regarding the tissue status for the individual from the at least one sensor, the server comprising a processor and a memory storing computer readable and executable instructions that, when executed by the processor, cause the server to compare the information regardi... | Hill-Rom Services, Inc. | A61B005/00 A61B005/01
US09492106 | B2 | 2016-11-15 | Respiratory sensor | 2010-02-24 | A sensor for measuring a respiration is disclosed herein. The sensor includes at least one housing (7) having a first cavity (12) with a first port (11) allowing a respiration gas flow, and a second cavity (22) with a second port (21) also allowing a respiration gas flow. The sensor also includes at least one breathing detector (51) for acquiring a signal indicative of the respiration gas flowing through the first cavity and the second cavity. The at least one housing is equipped with at least one additional port (31) for removing the respiration gas flow coming from the first cavity and the second cavity, which additional port being separate from the first port and the second port. | 1. A sensor for measuring a respiration comprising: at least one housing defining a first cavity with a first port configured for receiving a respiration gas flow exiting a patient's nose, and a second cavity with a second port, the second port configured for receiving a respiration gas flow exiting the patient's mouth;at least one additional port located between the first port and the second port for receiving the respiration gas flow exiting from said first cavity and said second cavity and opening to ambient air, said additional port being separate from said first port and said second port;a flow guide positioned in the middle of the additional port and between the first cavity and the second cavity for preventing respiration gas flow between the first cavity and the second cavity; andat least one breathing detector disposed proximate said additional port for acquiring a signal indicative of a thermal component of the respiration gas exiting, at least one of said first and second cavity. 2. The sensor according to claim 1, wherein a cross-sectional area of said at least one additional port is less than 10% of a combined cross-sectional area of said first port and said second port, more specifically less than 20% or even more specifically less than 50% of the combined cross-sectional area of said first port and said second port. 3. The sensor according to claim 1, wherein said first cavity and said second cavity are adjacent one another. 4. The sensor according to claim 1, wherein the flow guide is configured for guiding the respiration gas out from said first cavity and said second cavity through said at least one additional port. 5. The sensor according to claim 4, wherein said flow guide is configured to turn the respiration gas flow direction of said first cavity and said second cavity in a range between 30-90 degrees. 6. The sensor according to claim 1, wherein said breathing detector acquiring the signal indicative of the respiration gas flow is configured to be located at said at least one additional port. 7. The sensor according to claim 1, wherein said at least one additional port comprises two additional ports, one for said first cavity and another for said second cavity. 8. The sensor according to claim 7, wherein the breathing detector comprises two breathing detectors, one each being configured for sensing a thermal component of the respiration gas exiting the first and second cavities, respectively. 9. The sensor according to claim 1 further comprising a sticker for placing said housing on a skin of a subject below a nose but above an upper lip. 10. The sensor according to claim 1 wherein the breathing detector is positionable for acquiring a signal indicative of a thermal component of the respiration gas exiting only the first cavity. 11. The sensor according to claim 1 wherein the breathing detector is positionable for acquiring a signal indicative of a thermal component of the respiration gas exiting only the second c... | GENERAL ELECTRIC COMPANY | A61B005/08 A61B005/087 A61B005/00 A61B005/097
US09483608 | B2 | 2016-11-01 | Method and apparatus for providing data processing and control in a medical communication system | 2013-05-20 | Methods and apparatus for providing data processing and control for use in a medical communication system are provided. | 1. A method performed using one or more processors, the method comprising: determining a first filtered value associated with received analyte related data based on a first predetermined time period and the received analyte related data;determining a second filtered value associated with the received analyte related data based on a second predetermined time period and the received analyte related data;determining a variance in a rate of change of an analyte level;generating a weighted average value based on the first filtered value, the second filtered value, a weighting function, and the determined variance in the rate of change of the analyte level;determining a third filtered value associated with the received analyte related data based at least in part on the weighted average value and a predetermined parameter;modifying the weighting function based upon the third filtered value; andcontrolling administration of therapy based on the determined third filtered value. 2. The method of claim 1, wherein the first predetermined time period is greater than the second predetermined time period. 3. The method of claim 1, wherein the weighted average value is based at least in part on a relative weighting parameter associated with each of the first filtered value and the second filtered value. 4. The method of claim 3, wherein the weighted average value is based at least in part on the rate of change of the analyte level. 5. The method of claim 3, wherein the relative weighting parameter associated with the first filtered value is different from the relative weighting parameter associated with the second filtered value. 6. The method of claim 3, wherein the relative weighting parameter is varied in proportion to the rate of change of the analyte level. 7. The method of claim 1, wherein determining the third filtered value includes performing a rate variance filtering based on one or more of the first filtered value, the second filtered value, the rate of change of the analyte level, or the predetermined parameter. 8. The method of claim 7, wherein the rate variance filtering is proportional to the rate of change of the analyte level. 9. The method of claim 1, wherein determining the variance in the rate of change of the analyte level includes determining a standard deviation of the rate of change of the analyte level based on the received data. 10. An apparatus, comprising: a data processing unit; anda memory operatively coupled to the data processing unit and for storing instructions which, when executed by the data processing unit, causes the data processing unit to determine a first filtered value associated with received analyte related data based on a first predetermined time period and the received analyte related data, determine a second filtered value associated with the received analyte related data based on a second predetermined time period and the received analyte related data, determine a variance in a rate of change of an analyte... | Abbott Diabetes Care Inc. | G06F019/10 A61B005/145 A61B005/1473 A61B005/1495 A61B005/00
US09492227 | B2 | 2016-11-15 | Enhanced medical device for use in bodily cavities, for example an atrium | 2013-03-01 | Systems, methods, and devices allow intravascular or percutaneous mapping, orientation or ablation, or combinations thereof in bodily cavities or lumens. A device includes a plurality of elongate members which are moveable between an unexpanded configuration, a bent or coiled stack configuration and an expanded or fanned configuration. The elongate members form a stack arrangement in the unexpanded configuration to fit through a catheter sheath, The elongate members follow respective arcuate or curvilinear paths as advanced from the sheath into the bent or coiled stack configuration, adopting volute, scroll or rho shapes, and may be nested. The elongated members are fanned or radially spaced circumferentially with respect to one another into the expanded or fanned configuration. Transducers carried by elongate members may sense various physiological characteristics of or proximate tissue, for instance temperature, and/or may apply energy to or proximate tissue, for example to perform ablation. The device is retractable. | 1. A medical system comprising: a structure comprising a plurality of elongate members, each elongate member comprising a first end, a second end, and an intermediate portion positioned between the first and the second ends of the elongate member, each intermediate portion comprising a thickness, a front surface and a back surface opposite across the thickness from the front surface, the structure further comprising a proximal portion and a distal portion, each of the proximal and the distal portions of the structure comprising a respective part of each of the plurality of elongate members, the structure selectively moveable between: a delivery configuration in which the structure is sized for delivery through a bodily opening leading to a bodily cavity, at least the respective intermediate portions of at least three elongate members of the plurality of elongate members arrayed along a first direction front surface-toward-back surface in a stacked array when the structure is in the delivery configuration; anda deployed configuration in which the structure is sized too large for delivery through the bodily opening leading to the bodily cavity, the proximal portion of the structure forming a first domed shape and the distal portion of the structure forming a second domed shape when the structure is in the deployed configuration,wherein each of the first domed shape and the second domed shape comprises a respective apex, each of the at least three elongate members comprises a respective particular portion, and the particular portions of the at least three elongate members are arranged front surface-toward-back surface at a location spaced from the respective apex of each of the first domed shape and the second domed shape when the structure is in the deployed configuration. 2. The medical system of claim 1 wherein at least the first domed shape or the second domed shape has a first radius of curvature in a first spatial plane and a second radius of curvature in a second spatial plane that intersects the first spatial plane, a magnitude of the second radius of curvature different than a magnitude of the first radius of curvature. 3. The medical system of claim 1 wherein each elongate member of at least some of the plurality of elongate members crosses at least one other elongate member of the plurality of elongate members at least at one location between the proximal and the distal portions of the structure when the structure is in the deployed configuration. 4. The medical system of claim 1 wherein each elongate member of the plurality of elongate members comprises a respective length between the first end and the second end of the elongate member, each elongate member of at least some of the plurality of elongate members crossing at least one other elongate member of the plurality of elongate members at each of a respective plurality of spaced apart locations along the length of the one other elongate member when the structure is in the deployed... | Kardium Inc. | A61B005/0408 A61B018/14 A61B005/042 A61B005/053 A61M025/00 A61B005/00 A61B005/026 A61B005/06 A61B018/00
US09495567 | B2 | 2016-11-15 | Use of a tag and reader antenna for a simulated theremin effect | 2013-12-30 | The present disclosure provides methods and apparatuses for providing an audible feedback based on a proximity or a link quality between an external reader and a tag. The external reader transmits power to the tag with a radio frequency electromagnetic signal. The tag may rectify the radio frequency electromagnetic signal and create a rectified voltage. This rectified voltage may be used to power various components of the tag. Once it receives power from the reader, the tag may communicate information back to the external reader. The information communicated back to the reader is communicated by modulating an antenna impedance of the tag. By modulating the impedance, the tag will backscatter radiation transmitted by the reader. The reader is able to create an audio output based on determining the proximity or link quality from the reader to the tag based on the backscatter radiation it receives from the tag. | 1. A reader apparatus comprising: an antenna configured to: transmit electromagnetic radiation having a power level, andreceive backscatter electromagnetic radiation from a sensing device configured to take measurements while being worn;a control unit configured to: analyze the backscatter electromagnetic radiation to determine a link quality between the sensing device that caused the backscatter electromagnetic radiation and the reader, wherein the link quality is determined based on an indication of the supply voltage in the sensing device; andgenerate a signal based on the determined link quality; andan audio unit configured to generate an audio output based on the generated signal. 2. The reader apparatus according to claim 1, wherein the control unit is further configured to alter the generated signal based on a change in the determined link quality. 3. The reader apparatus according to claim 1, wherein the backscatter electromagnetic radiation provides data and the control unit determines the link quality based on the data. 4. The reader apparatus according to claim 1, wherein the control unit is further configured to alter the power level based on at least one of (i) a proximity between the device that caused the backscatter electromagnetic radiation and the reader and (ii) the link quality between the device that caused the backscatter electromagnetic radiation and the reader. 5. The apparatus according to claim 1, wherein the generated signal provides an indication of a functionality of the device that caused the backscatter. 6. The reader apparatus according to claim 1, wherein the sensing device is an eye-mountable device. 7. A method comprising: transmitting electromagnetic radiation having a power level via an antenna;receiving backscatter electromagnetic radiation from a sensing device configured to take measurements while being worn via the antenna;analyzing the backscatter electromagnetic radiation to determine a link quality between the device that caused the backscatter electromagnetic radiation and the reader, wherein the link quality is determined based on an indication of the supply voltage in the sensing device; andgenerating an audio signal based on-the link quality. 8. The method according to claim 7, further comprising altering the audio output based on a change in the determined link quality. 9. The method according to claim 7, wherein the link quality is determined based on data provided by the backscatter electromagnetic radiation. 10. The method according to claim 7, wherein the control unit is further configured to alter the power level based on at least one of (i) a proximity between the device that caused the backscatter electromagnetic radiation and the reader and (ii) the link quality between the device that caused the backscatter electromagnetic radiation and the reader. 11. The method according to claim 7, wherein the generated audio signal provides an indication of a functionality of the device that ... | Verily Life Sciences LLC | G08B021/00 G06K007/10 A61B005/00
US10441177 | B2 | 2019-10-15 | High definition thermal imaging for medical applications | 2015-08-07 | An apparatus for high resolution thermal imaging in medical applications has a single channel EMI shielded sensor, remote cable, and laptop controller with real time image processing software. The apparatus provides high resolution, real-time viewable infrared (IR) images with a variable focus distance adjustable from six inches to infinity. The present invention enables crisp, clear imagery of the thermal band for greater awareness of everything within the field of view. Various medical applications which would benefit from high resolution thermal imagery are presented. | 1. A device for high definition thermal imaging and close focus viewing from 6 inches or more distance in medical applications, said apparatus comprising: a single channel uncooled thermal sensor with low noise characteristics and EMI shielding;a remote cable; anda laptop controller with enhanced real time image processing software providing thermal image processing of an output of the uncooled thermal sensor to provide thermal scene information, wherein the thermal image processing includes a spatial bandpass filter and a scene based noise suppression system for removing low frequency spatial noise and high frequency spatial noise,wherein the enhanced real time image processing software is used as an aid for at least one of:detecting a presence of abdominal aortic aneurysms;differentiating between burn classifications during burn treatments;assisting Mohs surgery and dermatological skin treatments; anddetecting cardiovascular issues including at least one of: venal blockage, arterial blockage, frost bite, inflammation, infection, and sclerosis. 2. The device of claim 1, wherein the enhanced real time image processing software further comprises an imperceptible amount of delay in a displayed image, wherein the imperceptible amount of delay is less than 0.1 seconds. 3. The device of claim 1, wherein the enhanced real time image processing software is used to discern live tissue from dead tissue in an imaging of skin tags during plastic surgery. 4. The device of claim 1, wherein the enhanced real time image processing software is used during brain tumor laser ablation treatment for thermal imaging of dead tissue. 5. The device of claim 1, wherein the sensor is a 12 micron sensor. 6. The device of claim 1, wherein the sensor has a pixel spacing from 10 microns to 17 microns. 7. The device of claim 1, wherein said sensor has a housing including a pair of co-joined portions and EMI shielding placed between said co-joined portions. 8. The device of claim 7, wherein said pair of co-joined portions further comprises an end, wherein the end has apertures there through and recesses surrounding said apertures, further comprising an electromagnetic interference reducing material in said apertures. 9. The device of claim 8, wherein said apertures house connectors to said sensor through said end at a point at which electromagnetic interference reducing material is present. 10. The device of claim 1, wherein the scene based noise suppression system further comprises a low-frequency spatial noise removal system. 11. The device of claim 1, wherein the scene based noise suppression system further comprises a scene-based high-frequency spatial noise removal module. 12. The device of claim 1, wherein the output of the uncooled thermal sensor is high resolution long wave IR. 13. The device of claim 1, further comprising a pedestal subtraction unit and a thermal fusion image processing system. 14. A method for providing a crisp, ultra-sharp, infrared imag... | BAE Systems Information and Electronic Systems Integration Inc. Mark B. Lyles | G01N025/72 H04N005/44 A61B005/01 A61B005/00 A61B005/02
US10004398 | B2 | 2018-06-26 | Device for determining a condition of an organ and method of operating the same | 2014-12-16 | In various embodiments, a device for determining a condition of an organ of either a human or an animal may be provided. The device may include a first optical source and a second optical source. The device may also include a detector. The device may additionally include a lens system. The device may further include a switching mechanism configured to switch between an optical examination mode and a Raman mode. The lens system during the optical examination mode may be configured to direct a first light emitted from the first optical source. The lens system during the Raman mode may be configured to direct a second light emitted from the second optical source. The lens systems during the Raman mode may be further configured to direct a third light to the detector. | 1. A device for determining a condition of an organ of either a human or an animal, the device comprising: a first optical source;a second optical source;a detector;a lens system;a switching mechanism configured to switch between an optical examination mode and a Raman mode;a processor coupled to the detector; andone or more filters configured to generate one or more narrow-band Raman images from an image captured by the detector, wherein:the lens system during the optical examination mode is configured to direct a first light emitted from the first optical source;the lens system during the Raman mode is configured to direct a second light emitted from the second optical source;the lens systems during the Raman mode is further configured to direct a third light to the detector;the processor is configured to generate one or more reconstructed Raman images based on the one or more narrow Raman images, each of the one or more reconstructed Raman images corresponding to a respective wavelength of a plurality of wavelengths; andthe processor is further configured to generate a Raman spectrum at each pixel based on the one or more reconstructed Raman images. 2. The device according to claim 1, wherein the lens system comprises: an objective lens for focusing the second light; andan actuator configured to control a position of the objective lens. 3. The device according to claim 2, wherein: the lens system further comprises an actuator feedback circuit coupling the detector to the actuator; andthe actuator feedback circuit is configured to receive an output from the detector and provide a feedback to the actuator based on the output from the detector. 4. The device according to claim 3, wherein the actuator feedback circuit is configured to determine a focus index based on the output from the detector and further configured to provide a feedback based on the determined focus index and a reference focus index. 5. The device according to claim 1, wherein the lens system comprises: a dynamic optical element for modulating the second light emitted from the second optical source reflected; anda dynamic optical element feedback circuit coupling the detector to the dynamic optical element, wherein the dynamic optical element feedback circuit is configured to generate a skeletonized line based on a line formed by the second light. 6. The device according to claim 5, wherein the dynamic optical element is configured to be adjusted based on a feedback from the dynamic optical element feedback circuit until a focus index of each pixel along a subsequent skeletonized line generated reaches a maximum value. 7. The device according to claim 1, wherein the lens system comprises one or more beam splitters configured to direct the first light during the optical examination mode and further configured to direct the second light during the Raman mode. 8. The device according to claim 1, wherein the one or more filters is configured to generate one or more reference... | NANYANG TECHNOLOGICAL UNIVERSITY SINGAPORE HEALTH SERVICES PTE LTD | A61B003/14 A61B003/135 A61B003/00 A61B005/00 G02B007/09
US10030994 | B2 | 2018-07-24 | Analog wellness device | 2015-05-21 | Embodiments are disclosed to monitor and present a user's physical activity as part of an analog wellness device. The device may include two motors that are coupled to respective discs such that, when rotated, various regions are visible through respective windows. The first of these motors may rotate a first disc based upon a measured number of steps taken by the user, which may be part of a daily fitness activity goal. As the first motor rotates the first disc, the region visible through the first window may indicate a proportion of the fitness activity goal that has been met or exceeded. The second of these motors may turn a second disc based upon a period of time associated with the user's inactivity. The regions visible through the second window may indicate the period of time that the user has been inactive. | 1. A fitness-monitoring watch, comprising: a housing including a watch face configured to indicate time in analog form, the watch face including an arc-shaped window;a sensor, located in the housing, configured to measure motion of a user wearing the fitness-monitoring watch and to generate motion data; anda processor configured to determine a number of steps taken by the user based upon the motion data and to command a motor to rotate based upon the number of steps, the number of steps being part of a threshold number of steps to be taken by the user over a one-day period corresponding to a fitness activity goal,wherein the motor is coupled to a disc positioned beneath the arc-shaped window such that transitions between a first region and a second region of the disc are visible through the arc-shaped window as the motor rotates, andwherein an amount of each region of the disc that is visible through the arc-shaped window function as a gauge to indicate a proportion of the fitness activity goal that has been met or exceeded. 2. The fitness-monitoring watch of claim 1, wherein the arc-shaped window is concentric with the center of the watch face. 3. The fitness-monitoring watch of claim 1, wherein the first region is a different color from the second region. 4. The fitness-monitoring watch of claim 1, wherein different regions of the disc correspond to indicators of (i) the fitness activity goal not being met, (ii) the fitness activity goal being met, and (iii) the fitness activity goal being exceeded. 5. The fitness-monitoring watch of claim 1, wherein the processor is further configured to reset the motor rotation at the end of the one-day period such that only the first region is visible through the arc-shaped window. 6. The fitness-monitoring watch of claim 4, wherein: the first region corresponds to the fitness activity goal not being met,the second region corresponds to the fitness activity goal being met, andthe motor rotates the disc to present more of the second region and less of the first region within the arc-shaped window as an increasing portion of the fitness activity goal is met throughout the one-day period. 7. The fitness-monitoring watch of claim 6, wherein the different regions of the disc include a third region corresponding to the fitness activity goal being exceeded, and wherein the motor rotates the disc to present more of the third region and less of the second region within the arc-shaped window once the fitness activity goal is met and continues to be exceeded throughout the one-day period. 8. The fitness-monitoring watch of claim 4, wherein the motor rotates the disc to present only the second region within the arc-shaped window when the number of steps taken by the user is equal to the threshold number of steps. 9. The fitness-monitoring watch of claim 8, wherein the different regions of the disc include a third region corresponding to the fitness activity goal being exceeded, and wherein the motor rotates the ... | Garmin Switzerland GmbH | G01C022/00 A61B005/00 A61B005/11 G04C003/14 G04B047/06
US09498159 | B2 | 2016-11-22 | Analyte monitoring device and methods of use | 2007-10-30 | An analyte monitor includes a sensor, a sensor control unit, and a display unit. The sensor has, for example, a substrate, a recessed channel formed in the substrate, and conductive material disposed in the recessed channel to form a working electrode. The sensor control unit typically has a housing adapted for placement on skin and is adapted to receive a portion of an electrochemical sensor. The sensor control unit also includes two or more conductive contacts disposed on the housing and configured for coupling to two or more contact pads on the sensor. A transmitter is disposed in the housing and coupled to the plurality of conductive contacts for transmitting data obtained using the sensor. The display unit has a receiver for receiving data transmitted by the transmitter of the sensor control unit and a display coupled to the receiver for displaying an indication of a level of an analyte. The analyte monitor may also be part of a drug delivery system to alter the level of the analyte based on the data obtained using the sensor. | 1. An analyte monitoring system, comprising: a transcutaneous analyte sensor including a conductive trace comprising a working electrode having an analyte responsive enzyme disposed on at least a portion of the working electrode, the analyte sensor positioned in fluid contact with a bodily fluid and adapted to monitor an analyte level in the bodily fluid during an entire sensor lifetime from when the sensor is initially positioned in fluid contact with the bodily fluid and continuously operating to generate signals representative of the analyte level of the bodily fluid until the analyte sensor is removed for replacement;sensor electronics including an application specific integrated circuit electrically coupled to the conductive trace of the sensor, the application specific integrated circuit configured to process signals representative of the analyte level of the bodily fluid received from the sensor, the sensor electronics generating data representative of the monitored analyte level using a factory determined calibration data during the entire sensor lifetime of at least one week, wherein the application specific integrated circuit is configured to encrypt the generated data for transmission; anda remote device that receives the encrypted data representative of the monitored analyte level generated by the sensor electronics, the remote device configured to evaluate whether the encrypted data are signals from a source other than the sensor electronics by at least decrypting the received encrypted data and comparing the decrypted data with a predetermined range of physiologically relevant values, and, in response to determining the encrypted data are from the sensor electronics, to display real time analyte level information and a rate of change information of analyte level based on the decrypted data. 2. The system of claim 1, further including an antenna electrically coupled to the sensor electronics to transmit the encrypted generated data representative of the monitored analyte level. 3. The system of claim 2, wherein the antenna communicates with the remote device when the remote device is positioned within a predetermined distance from the sensor electronics antenna. 4. The system of claim 3, wherein the remote device includes a receiver to display information related to the monitored analyte level of the bodily fluid. 5. The system of claim 4, wherein the displayed information includes a numerical information corresponding to the monitored analyte level. 6. The system of claim 1, wherein the remote device determines the rate of change information of the monitored analyte level based on the encrypted data received from the sensor electronics. 7. The system of claim 1, wherein the working electrode comprises the analyte responsive enzyme bonded to a polymer disposed on the working electrode. 8. The system of claim 7, wherein the analyte response enzyme is chemically bonded to the polymer disposed on the working electrode. 9. The sy... | Abbott Diabetes Care Inc. | A61B005/1495 A61B005/145 A61B005/1486 A61N001/08 A61B005/1473 A61B005/07 A61B005/00 H04B001/707 H04L001/00
US09854203 | B2 | 2017-12-26 | Convertible telepresence robot | 2016-05-06 | The material contained in this disclosure pertains to robotics related to convertible robots incorporating telecommunication elements. Embodiments of the system and apparatuses described can facilitate instant communication with family and friends, health status monitoring and support from caregivers; and promote optimal health, longevity, and independent living by providing high-tech economical solutions at each stage of the aging process. Embodiments of the system and apparatuses may be converted from an independent telecommunications robot, to a robotic walker, to a robotic wheelchair. | 1. A convertible telepresence robot system comprising: a monitor, monitor bracket, right column top portion, right drive column, lower-rear safety bumper, left drive column, upper rear safety bumper, left column top portion, camera, support panel, a left and a right primary wheel, and at least one secondary wheel;the support panel being supported at a first end by the left drive column, and a second end, opposite the first end, by the right drive column;the lower-rear safety bumper connected to a lower rear portion of a bottom end of the left drive column to a lower rear portion of a bottom end of the right drive column;the upper-rear safety bumper connected to an upper rear portion of a top end of the left drive column and to an upper rear portion of a top end of the right drive column;a first primary wheel rotatably connected to a front portion of the bottom end of the left drive column and a second primary wheel rotatably connected to a front portion of the bottom end of the right drive column;a monitor bracket engaging a top portion of the support panel;a monitor supported by the monitor bracket;the left column top portion supported by a top surface of the left drive column, the right column top portion supported by a top surface of the right drive column; anda camera engageable with a top surface of at least one of the left column top portion and the right column top portion. 2. The system of claim 1 further comprising a left and right railing extension, a left and right upper lateral support, a left and right lower lateral support, a left and right tertiary wheel, and at least one hand brake; a first end of the left lower lateral support removably coupled to the left primary wheel, a bottom surface of the left lower lateral support rotatably connected to the left tertiary wheel, a first end of the right lower lateral support removably coupled to the right primary wheel, a bottom surface of the right lower lateral support rotatably connected to the right tertiary wheel;a first end of the left upper lateral support removably coupled to the left drive column at an upper receiver point, a first end of the right upper lateral support removably coupled to the right drive column at an upper receiver point;a top end of the left railing extension removably connected to the left column top portion, a bottom end of the left railing extension removably connected to a top surface of the left lower lateral support, the left railing extension traversing an aperture in the left upper lateral support at a point between the top end of the left railing extension and the bottom end of the left railing extension;a top end of the right railing extension removably connected to the right column top portion, a bottom end of the left railing extension removably connected to a top surface of the right lower lateral support, the right railing extension traversing an aperture in the right upper lateral support at a point between the top end of the right railing extens... | Orbis Robotics, Inc. | G05B019/18 H04N007/14 B25J009/16 A61G005/04 A61H003/04 A61G005/12 A61B005/021 A61B005/024 A61B005/01 G01S015/93 G01S017/93
US09498134 | B1 | 2016-11-22 | Diffuse optical tomography methods and system for determining optical properties | 2016-03-28 | Optical source and detector arrangements, systems, and methods are described, which may be used to provide or analyze information about a subject, including hemoglobin and deoxygenated hemoglobin concentrations. Multiple optical detectors can be positioned at different distances from an optical source. The optical sources may irradiate the subject with optical signals and the optical detectors can detect the optical signals from the optical sources after passing through the subject. Analysis of the detected signals source can yield information about the subject. | 1. An apparatus comprising: a first optical source disposed at a first position and configured to emit a first optical signal of a first wavelength;an arrangement of optical detectors, at least some of which are positioned at different distances from the first optical source, including a first subset of multiple optical detectors positioned a first distance from the first optical source and a second subset of multiple optical detectors positioned a second distance greater than the first distance from the first optical source, wherein the first subset of multiple optical detectors and the second subset of multiple optical detectors are configured to receive the first optical signal,wherein a first optical detector of the first subset of multiple optical detectors is configured to produce a first output signal indicative of a first received optical intensity of the first optical signal,wherein a second optical detector of the second subset of optical detectors is configured to produce a second output signal indicative of a second received optical intensity of the first optical signal, andwherein a third distance between the first optical detector of the first subset of multiple optical detectors and the second optical detector of the second subset of multiple optical detectors is a smallest distance from among a plurality of distances between the first optical detector and the multiple optical detectors of the second subset; anda processor coupled to the first and second subsets of multiple optical detectors and configured to receive from the first and second subsets of multiple optical detectors signals detected by those detectors, including the first output signal from the first optical detector and the second output signal from the second optical detector, the processor being further configured to process in combination the first output signal and the second output signal. 2. The apparatus of claim 1, wherein the processor is configured to process in combination the first output signal and the second output signal by determining a difference between the first received optical intensity and the second received optical intensity. 3. The apparatus of claim 1, wherein the processor is coupled to a memory and configured to access from the memory information identifying the plurality of distances between optical detectors of the second subset and the first optical detector. 4. The apparatus of claim 1, wherein the first optical source, the first optical detector, and the second optical detector are not disposed on a same straight line. 5. The apparatus of claim 1, wherein the first optical source and the arrangement of optical detectors are disposed on a flexible substrate to form a flexible array, such that a distance between the first optical source and the first optical detector is dependent on a flexed state of the flexible substrate. 6. The apparatus of claim 1, wherein the first optical source is configured to emit a second optical signal a... | Cephalogics, LLC | A61B005/00 A61B005/1455 A61B005/145
US09542685 | B2 | 2017-01-10 | Wearable device made with silicone rubber and electronic components | 2016-07-25 | A wearable device includes a wearable device structure at least partially made of a silicone rubber. A support member is at least partially positioned in the wearable device structure. ID circuitry is at least partially positioned and coupled to the support. One or more batteries coupled to the ID circuitry. | 1. A wearable device, comprising: a wearable device structure at least partially made of a silicone rubber;an electronic device coupled to the wearable device structure, the electronic device configured to provide recommendations or activities based on acquired data from the user of the wearable device, the electronic device including a payment activity manager configured to receive from a user payment configuration parameters for each of a designated third party to receive payments, the payment activity manager including a designated third party payment data base that includes designated third party settings with third party IP addresses, payment sources for each of a designated third party, and method of payment, the payment activity manager performing a comparison for each of a designated third party to receive a payment, the payment activity manager performing an authentication of a designated third party for a payment and a tracking of payments for each of a payment transaction to the one or more designated third parties including an initiation of a payment and a conclusion of a payment from the user, the payment activity manager associating one or more transaction contexts of a designated third party payment prior to payment, the payment activity manager configured to adjust payment settings made by the user or requested by a designated third party to receive payments ID circuitry at the electronic device; andone or more batteries at the electronic device. 2. The device of claim 1, wherein the silicone rubber has a temperature range of −55 to 200 degrees C. 3. The device of claim 1, wherein the silicone rubber has a specific gravity of 1 to 1.5. 4. The device of claim 1, wherein the silicone rubber has a hardness, type A of 20-80. 5. The device of claim 1, wherein the silicone rubber has an elongation of 5% to 800%. 6. The device of claim 1, wherein the silicone rubber has a tensile strength of 100 to 1500 psi. 7. The device of claim 1, further comprising: at one least one coating applied to at least a portion of the silicone rubber. 8. The device of claim 7, wherein the coating is an anti-microbial coating. 9. The device of claim 1, wherein the ID circuitry includes ID storage, and a communication system that reads and transmits the unique ID from the ID storage. 10. The device of claim 9, further comprising: one or more sensors at the electronic device, the one or more sensors configured to be in communication with a telemetry system. 11. The device of claim 1, further comprising: a power source at the electronic device. 12. The device of claim 9, wherein the one or more sensors acquire user information selected from of at least one of, a user's activities, behaviors and habit information, and user monitoring. 13. The device of claim 12, wherein the electronic device includes an application for monitoring exercise activity of a user. 14. The device of claim 9, further comprising: a pathway system to route signals through circ... | Hello Inc. | G06Q020/40 A61B005/00 A61B005/22 A61B005/11 A61B005/145 A61B005/0456 A61B005/117 A61B005/08 G06K019/077 G06Q020/02
US10096764 | B2 | 2018-10-09 | Application of piezo technology to convert alternating current (AC) line power to isolated direct current (DC) power in high external magnetic fields | 2015-01-06 | A system (10) and a method (200) supply power in high external magnetic fields. Alternating current (AC) line power is converted (202) to isolated power using one or more piezoelectric transformers (18). The flow of AC line power to the piezoelectric transformers (18) is regulated (204) to maintain the isolated power at a predetermined voltage. | 1. A power supply for supplying power in high external magnetic fields, the power supply comprising: a piezoelectric core converter module configured for converting alternating current (AC) line power to isolated direct current (DC) power using one or more piezoelectric transformers; and a regulator module configured for regulating the flow of AC line power to the piezoelectric core converter module to maintain the isolated power at a predetermined voltage;wherein the regulator module includes a microcontroller module and a bias regulator module which provides a first regulated DC power sufficient to power the microprocessor module and a second regulated DC power;wherein the piezoelectric core converter module includes an H-bridge module which receives the second regulated DC power from the bias regulator and generates a high frequency pulse train;wherein a module determines a difference between the isolated DC power and an expected isolated DC power and the microcontroller controls the H-bridge module to adjust a duty cycle of the high frequency pulse train. 2. The power supply according to claim 1, wherein the piezoelectric core converter module includes an air core inductor configured for generating from high frequency pulse train a sinusoidal input to the piezoelectric transformers at a frequency above the mechanical resonance of the piezoelectric transformers. 3. The power supply according to claim 1, wherein the one or more piezoelectric transformers includes a plurality of piezoelectric transformers connected in parallel to increase power output of the power supply. 4. The power supply according to claim 1, wherein the regulator module is further configured for: monitoring the temperature of the piezoelectric transformers and/or monitoring the AC line power; andprotecting the piezoelectric transformers from damage based on the monitoring. 5. The power supply according to claim 1, wherein the high magnetic field is greater than 2000 gauss (G). 6. A medical system comprising: a magnetic resonance imaging (MRI) scanner including a main magnetic which generates a high external magnetic field; andthe power supply according to claim 1 positioned proximate to the main magnetic and providing power to an external load. 7. A method for supplying power in high external magnetic fields, the method comprising: converting alternating current (AC) line power to isolated direct current (DC) power using one or more piezoelectric transformers; and regulating the flow of AC line power to the piezoelectric transformers to maintain the isolated power at a predetermined voltage;wherein the regulating includes providing a first regulated DC power; sufficient to power a microprocessor module and a second regulated DC power;wherein the converting includes receiving the second regulated DC power and generating a high frequency pulse train;wherein a difference between the isolated DC power and expected isolated DC power is determined and used by the microcontr... | KONINKLIJKE PHILIPS N.V. | G01V003/00 H01L041/107 A61B005/055 H02M001/32 H02M001/44 H02M003/335 H02M007/04 G01R033/3815 H02M001/00 G01R033/341 G01R033/385 G01R033/54 G01R033/56
US10646157 | B2 | 2020-05-12 | System and method for measuring body joint range of motion | 2016-05-16 | A system and method are provided for measuring body joint range of motion using inertial measurement unit (IMU) sensors capable of measuring their orientations relative to Earth. The method mounts a primary IMU sensor on a proximal body segment, and a secondary IMU sensor on a distal body segment connected to the proximal body segment via a joint. The sensor orientation relationship is measured between the primary IMU sensor and the secondary IMU sensor. In one aspect, the sensor orientation relationship is expressed as a quaternion. The sensor orientation relationship is converted into at least one physiologically modeled constituent joint rotation relationship between the proximal body segment and the distal body segment. More explicitly, the sensor orientation relationship is converted to a constituent axial axis, composite radial, or primary and secondary radial rotations of the distal body segment measured with respect to the proximal body segment. | 1. A method for measuring body joint range of motion by a joint rotation measurement device that communicates with inertial measurement unit (IMU) sensors capable of measuring the IMUs' orientations relative to Earth, the method comprising: receiving, at the joint rotation measurement device, orientation data from a primary IMU sensor mounted on a proximal body segment and a secondary IMU sensor mounted on a distal body segment connected to the proximal body segment via a joint;measuring, at the joint rotation measurement device, a sensor orientation relationship between the primary IMU sensor and the secondary IMU sensor using the orientation data received from the primary and secondary IMU sensors; andconverting, by a conversion application stored at a memory of the joint rotation measurement device, the sensor orientation relationship into at least one physiologically modeled constituent joint rotation relationship between the proximal body segment and the distal body segment, where a constituent joint rotation relationship is defined in no more than two dimensions of three-dimensional space,wherein converting the sensor orientation relationship into the physiologically modeled constituent joint rotation relationship includes defining a constituent axial axis rotation of the distal body segment measured with respect to the proximal body segment, where an axial intersects the joint connecting the distal body segment to the proximal body segment and is parallel to a major axis of a smallest rectangular cuboid enclosing a body segment, and where a major axis is a line passing through the center of two opposing sides of the cuboid that are farthest apart from each other. 2. The method of claim 1, wherein measuring the sensor orientation relationship includes expressing the sensor orientation relationship as a quaternion. 3. A method for measuring body joint range of motion using by a joint rotation measurement device that communicates with inertial measurement unit (IMU) sensors capable of measuring the IMUs' orientations relative to Earth, the method comprising: receiving, at the joint rotation measurement device, orientation data from a primary IMU sensor mounted on a proximal body segment and a secondary IMU sensor mounted on a distal body segment connected to the proximal body segment via a joint;measuring, at the joint rotation measurement device, a sensor orientation relationship between the primary IMU sensor and the secondary IMU sensor using the orientation data received from the primary and secondary IMU sensors; andconverting, by a conversion application stored at a memory of the joint rotation measurement device, the sensor orientation relationship into at least one physiologically modeled constituent joint rotation relationship between the proximal body segment and the distal body segment, where a constituent joint rotation relationship is defined in no more than two dimensions of three-dimensional space,wherein converting the senso... | Sharp Laboratories of America, Inc. | A61B005/00 A61B005/11
US09480423 | B2 | 2016-11-01 | Diagnostic measuring apparatus with integrated spectrometer | 2012-04-16 | The invention relates to a diagnostic measuring apparatus for non-invasively detecting at least one physiological parameter of the human body. The measuring apparatus comprises: —a continuum emitter (110) for emitting first electromagnetic radiation, the spectrum of which has a continuum extending over a wavelength range, —a bearing area for bearing a human body part (100) on the measuring apparatus, wherein the bearing area is designed such that the body part (100) is irradiated with the first electromagnetic radiation, wherein the first electromagnetic radiation is emitted by transmission, scattering and/or reflection as second electromagnetic radiation from the tissue of the body part (100), —a detector (102; 104) for detecting at least one spectral component of the second electromagnetic radiation, —a spectral decomposition unit (106; 114; 116; 402) for spectrally selecting wavelength ranges of the first and/or second electromagnetic radiation. Moreover, the invention relates to a diagnostic measuring apparatus for non-invasively detecting at least one physiological parameter of the human body, comprising: —a sensor having a matrix-shaped arrangement of measuring electrodes for carrying out an electrolyte movement measurement and a signal processing device connected to the sensor, wherein the signal processing device is designed to carry out a spatially and temporally resolved measurement of electrical potential values at the surface of a human body part via the sensor. | 1. Diagnostic measuring apparatus for non-invasive detection of at least one physiological parameter of the human body, wherein in a common housing the apparatus comprises: a radiation source for emitting first electromagnetic radiation,a contact surface for placement of a human body part against the measuring apparatus, wherein the contact surface is configured in such a manner that irradiation of the body part with the first electromagnetic radiation takes place, wherein the first electromagnetic radiation is emitted from the tissue of the body part via scattering and/or reflection and/or transmission, as a second electromagnetic radiation,a detector for detection of at least one spectral component of the second electromagnetic radiation,a spectral splitting unit for spectral selection of wavelength ranges of the first and/or second electromagnetic radiation, wherein the detector is furthermore configured to carry out a bio-impedance measurement and/or to carry out an electrolyte movement measurement. 2. Apparatus according to claim 1, wherein the radiation source is a continuum emitter, wherein the spectrum of the first electromagnetic radiation has a continuum. that extends over a wavelength range. 3. Apparatus according to claim 1, wherein the spectral splitting unit spatially separates the wavelength ranges comprised by the first and/or second electromagnetic radiation. 4. Apparatus according to claim 1, wherein the detector is configured for spatially resolved detection of at least one spectral component of the second electromagnetic radiation. 5. Apparatus according to claim 4, wherein the detector has a pixel matrix of spatially separate detector elements for spatially resolved detection. 6. Apparatus according to claim 5, wherein the detector and the spectral splitting unit, together, form a Rowland spectrometer. 7. Apparatus according to claim 6, wherein the spectral splitting unit is a grating that has an essentially spherical curvature, so that the second electromagnetic radiation is dispersed by the grating and focused onto the detector elements. 8. Apparatus according to claim 1, furthermore having at least one sensor for recording the temperature of the body part and/or for recording an electrocardiogram and/or for recording bio-impedance values and/or for carrying out an electrolyte movement measurement. 9. Apparatus according to claim 8, wherein the detection of the bio-impedance values and/or the implementation of the electrolyte movement measurement takes place via a common sensor. 10. Apparatus according to claim 8, wherein the apparatus is set up for calculating the artery temperature and/orthe average body temperature and/orthe electrical resistances of body parts and/or blood vessels, and/orthe body core temperature from the measurement signals of the sensor. 11. Apparatus according to claim 8, wherein the sensor is configured for spatially resolved detection of the bio-impedance values and/or for spatially resol... | Ingo FLORE | A61B005/00 A61B005/1455 A61B005/145
US10888273 | B2 | 2021-01-12 | Personal hydration monitor | 2016-05-20 | Disclosed are various embodiments for a flexible hydration sensor that can be implemented in a wearable device. A hydration monitoring device can include at least one flexible electrode comprising a plurality of silver nanowires embedded within a polydimethylsiloxane (PDMS) substrate. Processing circuitry can be configured to measure a hydration level of an individual wearing the hydration monitoring device based at least in part on a measurement of a skin impedance of the individual. In some embodiments, the hydration monitoring device can also generate a hydration metric based on the level of hydration and display the hydration metric. | 1. A monitoring device, comprising: a flexible electrode configured to conform with a surface of skin, the flexible electrode comprising nanowires or nanoparticles embedded within a polydimethylsiloxane (PDMS) substrate and presenting a complex impedance when positioned in contact with skin;a housing configured to be positioned against the surface of skin with a band that secures the flexible electrode in position on the surface of skin, wherein the band comprises a wristband, an armband, a chest strap, or a headband; andprocessing circuitry positioned within the housing, the processing circuitry being communicatively coupled to the flexible electrode and configured to: present an excitation frequency to the complex impedance of the flexible electrode;sample a response of the complex impedance to the excitation frequency; andmeasure a level of hydration using the flexible electrode based on the response. 2. The monitoring device of claim 1, wherein the flexible electrode comprises silver nanowires or nanoparticles embedded within the PDMS substrate. 3. The monitoring device of claim 1, wherein the flexible electrode comprises at least two interdigitated silver nanowire electrodes that are electrically isolated from each other in a common layer of the PDMS substrate. 4. The monitoring device of claim 1, wherein the processing circuitry comprises impedance converter network analyzer circuitry. 5. The monitoring device of claim 4, further comprising a battery operable to power the processing circuitry. 6. The monitoring device of claim 1, wherein the processing circuitry is further configured to generate a hydration metric based on the level of hydration. 7. The monitoring device of claim 6, further comprising a display device configured to display the hydration metric. 8. The monitoring device of claim 6, further comprising a communication module configured to communicate the hydration metric to an external device. 9. The monitoring device of claim 1, wherein the flexible electrode is adapted for contact with skin. 10. The monitoring device of claim 1, within a smartwatch, a fitness band, or a patch. 11. A method, comprising: positioning a housing comprising a flexible electrode against a surface of skin, the flexible electrode positioned on a bottom side of the housing in contact with the skin;presenting, by processing circuitry, an excitation frequency to a complex impedance of the flexible electrode;sampling, by the processing circuitry, a response of the complex impedance to the excitation frequency; andmeasuring, by the processing circuitry, a level of hydration based on the response, wherein the flexible electrode is configured to conform with the surface of skin, comprises nanowires or nanoparticles embedded within a polydimethylsiloxane (PDMS) substrate, and presents the complex impedance when positioned in contact with skin. 12. The method of claim 11, wherein the flexible electrode comprises silver nanowires or nanoparticles em... | North Carolina State University | A61B005/00 A61B005/053
US20160317154 | A1 | 2016-11-03 | ATRIAL-APPENDAGE LIGATION TREATMENT TOOL AND ATRIAL-APPENDAGE LIGATION SYSTEM | 2016-07-12 | Completion of atrial-appendage ligation using a ligation loop is confirmed easily and more reliably. Provided is an atrial-appendage ligation treatment tool including: an insertion portion that is introduced into a cardiac sac through a sheath penetrated through a pericardium; a securing part that secures a distal end of the insertion portion to an atrial appendage; and a sensor that is provided at the distal end of the insertion portion and that detects the state of the atrial appendage. | 1. An atrial-appendage ligation treatment tool comprising: an insertion portion that is introduced into a cardiac sac through a sheath penetrated through a pericardium;a securing part that secures a distal end of the insertion portion to an atrial appendage; anda sensor that is provided at the distal end of the insertion portion and that detects the state of the atrial appendage. 2. An atrial-appendage ligation treatment tool according to claim 1, wherein the sensor is a blood-flow sensor that detects a blood flow in the atrial appendage. 3. An atrial-appendage ligation treatment tool according to claim 2, wherein the blood-flow sensor is an ultrasound sensor. 4. An atrial-appendage ligation treatment tool according to claim 2, wherein the blood-flow sensor is an optical sensor. 5. An atrial-appendage ligation treatment tool according to claim 1, wherein the sensor is a hardness sensor that measures the hardness of atrial-appendage tissue. 6. An atrial-appendage ligation treatment tool according to claim 1, wherein the sensor is a color-measuring sensor that measures the color of atrial-appendage tissue. 7. An atrial-appendage ligation treatment tool according to claim 1, wherein the securing part comprises two contact parts that can be disposed at a position where the atrial appendage is to be sandwiched therebetween in the thickness direction. 8. An atrial-appendage ligation treatment tool according to claim 7, wherein the contact parts are provided such that the space therebetween can be changed. 9. An atrial-appendage ligation treatment tool according to claim 7, wherein the sensor is disposed at at least one of positions of the two contact parts that face each other. 10. An atrial-appendage ligation treatment tool according to claim 7, wherein the sensor is disposed at at least one of distal ends of the two contact parts. 11. An atrial-appendage ligation treatment tool according to claim 1, wherein the securing part is a ligation loop that is introduced to the distal end of the insertion portion through a through-hole penetrating the insertion portion along the longitudinal direction thereof; andthe sensor is disposed on a side surface of the insertion portion. 12. An atrial-appendage ligation treatment tool according to claim 11, wherein the distal end of the insertion portion is provided with a groove that extends from an opening of the through-hole to a radially outer side and that can accommodate the ligation loop; andthe sensor is disposed on an outer surface of the insertion portion to which the groove is connected. 13. An atrial-appendage ligation treatment tool according to claim 11, wherein the insertion portion has a flattened shape in cross-section; andthe sensor is disposed on a side surface that has a wider width. 14. An atrial-appendage ligation treatment tool according to claim 11, wherein an expansion part is provided on an outer surface of the insertion portion; andthe sensor is disposed on an opposite side from... | OLYMPUS CORPORATION | A61B017/12 A61B008/06 A61B005/0402 A61B005/026 A61B005/02 A61B005/103 A61B017/128 A61B008/12
US20160320338 | A1 | 2016-11-03 | APPLICATION OF ELECTROCHEMICAL IMPEDANCE SPECTROSCOPY IN SENSOR SYSTEMS, DEVICES, AND RELATED METHODS | 2016-07-11 | A diagnostic Electrochemical Impedance Spectroscopy (EIS) procedure is applied to measure values of impedance-related parameters for one or more sensing electrodes. The parameters may include real impedance, imaginary impedance, impedance magnitude, and/or phase angle. The measured values of the impedance-related parameters are then used in performing sensor diagnostics, calculating a highly-reliable fused sensor glucose value based on signals from a plurality of redundant sensing electrodes, calibrating sensors, detecting interferents within close proximity of one or more sensing electrodes, and testing surface area characteristics of electroplated electrodes. Advantageously, impedance-related parameters can be defined that are substantially glucose-independent over specific ranges of frequencies. An Application Specific Integrated Circuit (ASIC) enables implementation of the EIS-based diagnostics, fusion algorithms, and other processes based on measurement of EIS-based parameters. | 1. A method of performing real-time sensor diagnostics on a subcutaneous or implanted sensor having at least one working electrode, comprising: (a) performing a first electrochemical impedance spectroscopy (EIS) procedure to generate a first set of impedance-related data for the at least one working electrode, said first set of impedance-related data including a first dataset for at least one impedance-related parameter that is substantially glucose independent;(b) after a predetermined time interval, performing a second EIS procedure to generate a second set of impedance-related data for the at least one electrode, said second set of impedance-related data including a second dataset for said at least one impedance-related parameter that is substantially glucose-independent; and(c) based only on said first and second datasets, determining whether the sensor is functioning normally. 2. The method of claim 1, wherein each of the first and second EIS procedures is performed for a respective range of frequencies. 3. The method of claim 2, wherein the range of frequencies for the first EIS procedure is different from the range of frequencies for the second EIS procedure. 4. The method of claim 1, wherein each of the first and second sets of impedance-related data includes data for at least one of real impedance, imaginary impedance, impedance magnitude, and phase angle. 5. The method of claim 1, wherein said at least one impedance-related parameter is real impedance. 6. The method of claim 5, wherein the real impedance is measured at a frequency of at least about 1 kHz. 7. The method of claim 1, wherein said at least one impedance-related parameter is imaginary impedance. 8. The method of claim 7, wherein the imaginary impedance is measured at a frequency of at least 1 kHz. 9. The method of claim 1, wherein, a predetermined time period after the second EIS procedure has been performed and subsequent to step (c), a third EIS procedure is performed to generate a third set of impedance-related data for the at least one electrode, said third set of impedance-related data including a third dataset for said at least one impedance-related parameter that is substantially glucose independent, and wherein a determination is made as to whether the sensor is functioning normally based on the second and third datasets. 10. The method of claim 9, wherein the predetermined time period is different from said predetermined time interval. 11. The method of claim 9, wherein the second and third EIS procedures are performed for the same range of frequencies. 12. The method of claim 9, wherein the second EIS procedure is performed for a range of frequencies that is different than the range of frequencies for the third EIS procedure. 13. The method of claim 1, wherein the sensor includes between two and five independent working electrodes. 14. A method of performing real-time sensor diagnostics on a subcutaneous or implanted sensor having at least one working ... |  | G01N027/416 A61B005/145 G01N033/66 G01R035/00 G01N027/02 A61B005/1495 A61M005/172
US20160331306 | A1 | 2016-11-17 | Method and System of Obstructed Area Determination for Sleep Apnea Syndrome | 2015-09-18 | A method and system of obstructed area determination for sleep apnea syndrome are disclosed. The method comprising obtaining a snoring signal from an individual; obtaining a spectrogram of the snoring signal based on short-time Fourier Transform; obtaining a snoring signal feature based on a harmonic wave of the spectrogram; and obtaining a collapse index by comparing the snoring signal feature against a snoring signal feature-collapse index correlation database. The present invention enables the diagnosis of sleep apnea syndrome and determination the obstructed area for the sleep apnea syndrome with only the snoring signal of an individual during sleep. | 1. A method of establishment of a correlation database for determining an obstructed area caused by sleep apnea syndrome, comprising obtaining a plurality of snoring signals and a plurality of dynamic images of respiratory tract from a plurality of snoring events;recording an obstructed area caused by each of the snoring events based on its corresponding dynamic image of respiratory tract;obtaining a collapse index based on the dynamic image of respiratory tract showing a region of interest where an airway section appears;obtaining a snoring signal feature based on a spectrogram of the snoring signal; andgenerating a correlation database based on the collapse index and the snoring signal feature corresponding to the obstructed area. 2. The method of claim 1, further comprising: increasing a signal-to-noise ratio of the dynamic image by using an adaptive partial averaging filter. 3. The method of claim 1, further comprising: filtering a noise in the snoring signal by using principal component analysis. 4. The method of claim 1, further comprising: obtaining, from apparatus noises, at least one time reference to calibrate a time difference between the dynamic image and the snoring signal. 5. The method of claim 1, wherein the dynamic image is a sagittal image. 6. The method of claim 1, wherein the airway section is segmented from the region of interest by using active contour model. 7. The method of claim 1, wherein the collapse index is a ratio of the size of the airway section to the size of the region of interest. 8. The method of claim 1, wherein the spectrogram of the snoring signal is generated by using short-time Fourier transform and Gaussian sliding window. 9. The method of claim 1, wherein the snoring signal feature is obtained based on a harmonic wave of the spectrogram. 10. The method of claim 1, wherein the snoring signal feature is a vibration time duration of soft tissue. 11. A system to establish a correlation database for determination of an obstructed area caused by sleep apnea syndrome, comprising: a dynamic image receiving unit, configured to receive a plurality of dynamic images of respiratory tract from a plurality of snoring events;a voice receiving unit, configured to receive a plurality of snoring signals from the snoring events;a storage medium, configured to store a correlation database; anda processor unit, coupled to the dynamic image receiving unit, the voice receiving unit and storage medium;wherein the processor unit is configured to record an obstructed area caused by each of the snoring events based on the dynamic image of respiratory tract, obtain a collapse index based on the dynamic image of respiratory tract showing a region of interest where an airway section appears, obtain a snoring signal feature based on a spectrogram of the snoring signal and store the collapse index and the snoring signal feature corresponding to the obstructed area in the correlation database. 12. The system of claim 11, wher... |  | A61B005/00 A61B005/113 G06F019/00 A61B005/11
US20160331473 | A1 | 2016-11-17 | SURGICAL SYSTEM AND SURGICAL-SYSTEM OPERATING METHOD | 2016-07-29 | A surgical system is provided with: a first medical instrument that is disposed inside a body cavity and that has an observation unit and a marking unit that is capable of being positioned with respect to the body cavity; a second medical instrument that is disposed outside the body cavity and that has a treatment section and a driving unit for driving the treatment section; a distance measuring unit that measures the distance between the marking unit and the treatment section; and a control unit that controls the driving unit on the basis of the distance measured by the distance measuring unit. | 1. A surgical system comprising: a first medical instrument that is disposed inside a body cavity and that has an observation unit for observing the body cavity and a marking unit capable of being positioned with respect to the body cavity;a second medical instrument that is disposed outside the body cavity and that has a treatment section for treating the body cavity and a driving unit for driving the treatment section;a distance measuring unit that measures the distance between the marking unit and the treatment section; anda control unit that controls the driving unit on the basis of the distance measured by the distance measuring unit. 2. A surgical system according to claim 1, wherein the control unit controls the driving unit so as to position the treatment section at a position where the distance is equal to or less than a predetermined first threshold. 3. A surgical system according to claim 2, wherein the distance measuring unit repeatedly measures the distance; andthe control unit causes the driving unit to repeatedly perform driving so as to reposition the treatment section at a position where the distance is equal to or less than the predetermined first threshold every time the distance measured by the distance measuring unit exceeds the predetermined first threshold. 4. A surgical system according to claim 1, wherein the control unit controls the driving unit so as to position the treatment section at a position where the distance is greater than a predetermined second threshold. 5. A surgical system according to claim 1, wherein the control unit has: a first mode that includes an automatic positioning mode for controlling the driving unit so as to position the treatment section at a position where the distance is equal to or less than the predetermined first threshold; a second mode that includes a tracking mode for causing the driving unit to repeatedly perform driving so as to reposition the treatment section at a position where the distance is equal to or less than the predetermined first threshold every time the distance measured by the distance measuring unit exceeds the predetermined first threshold; and a third mode that includes a marking-unit avoidance mode for controlling the driving unit so as to position the treatment section at a position where the distance is greater than a predetermined second threshold that is greater than the predetermined first threshold; andfurther comprises a mode selecting unit that causes an operator to alternatively select the first mode, the second mode, and the third mode. 6. A surgical-system operating method comprising: a distance measuring step of measuring the distance between a marking unit that is positioned inside a body cavity and a treatment section of a medical instrument that is positioned outside the body cavity; anda treatment-section moving step of moving the treatment section on the basis of the distance measured in the distance measuring step. | OLYMPUS CORPORATION | A61B034/20 A61B090/00 A61B018/14 A61B001/05 A61B001/00 A61B005/06 A61B001/313 A61B001/005
US09504529 | B2 | 2016-11-29 | Treatment outcome prediction for lung volume reduction procedures | 2014-02-24 | Systems and methods for displaying a predicted outcome of a lung volume reduction procedure for a patient including a user interface, a processor, and programing operable on the processor for displaying a predicted outcome of the bronchoscopic lung volume reduction procedure on the user interface, wherein displaying the predicted outcome of the lung volume reduction procedure includes receiving patient data comprising volumetric images of the patient, analyzing the volumetric images to identify one or more features correlated to treatment outcome prediction, predicting an outcome for a treatment modality or treatment device using the one or more identified features, and displaying the predicted outcome on the user interface. | 1. A system for displaying a predicted outcome of a lung volume reduction procedure for a patient comprising: a user interface;a processor;programing operable on the processor for displaying a predicted outcome of the bronchoscopic lung volume reduction procedure on the user interface;wherein displaying the predicted outcome of the lung volume reduction procedure comprises:receiving patient data comprising volumetric images of the patient;analyzing the volumetric images to identify one or more features correlated to treatment outcome prediction;predicting an outcome for a treatment modality or treatment device using the one or more identified features; anddisplaying the predicted outcome on the user interface. 2. The system of claim 1 further comprising receiving a selected treatment location within the airway tree from a user and predicting an outcome for a treatment modality or treatment device at the selected location using the one or more identified features. 3. The system of claim 1 wherein displaying the predicted outcome of the lung volume reduction procedure further comprises receiving a selected treatment modality from the user, and wherein predicting an outcome for a treatment modality comprises predicting an outcome for the treatment modality selected by the user. 4. The system of claim 1 wherein predicting an outcome for a treatment modality comprises predicting a plurality of outcomes for a plurality of treatment modalities, and wherein displaying the predicted outcome on the user interface comprises displaying the plurality of treatment outcomes for the plurality of treatment modalities on the user interface. 5. The system of claim 1 further comprising programming operable on the processor for analyzing the volumetric images to identify lobes, sublobes and an airway tree of the lungs and displaying a three dimensional model of the patient's lungs on the display. 6. The system of claim 1 wherein the predicted outcome comprises a numerical value representing a probability of success. 7. The system of claim 6 wherein success comprises a lung volume reduction greater than a threshold value. 8. The system of claim 1 wherein the predicted outcome comprises a numerical value representing a probability of pneumothorax. 9. The system of claim 1 wherein the predicted outcome comprises a first numerical value representing a probability of lung volume reduction greater than a threshold value and a second numerical value representing a probability of pneumothorax. 10. The system of claim 1 wherein the one or more features includes a feature corresponding to fissure integrity. 11. The system of claim 1 wherein analyzing the volumetric images to identify one or more features correlated to treatment outcome prediction comprises measuring low attenuation clusters. 12. The system of claim 1 wherein analyzing the volumetric images to identify one or more features correlated to treatment outcome prediction comprises measuring peripheral vess... | Vida Diagnostics, Inc. | A61B005/05 A61B019/00 A61B005/00 A61B006/00 A61B017/00 G06F019/00
US09480401 | B2 | 2016-11-01 | Indicator and analytics for sensor insertion in a continuous analyte monitoring system and related methods | 2014-11-12 | The present embodiments provide systems and methods for, among others, tracking sensor insertion locations in a continuous analyte monitoring system. Data gathered from sensor sessions can be used in different ways, such as providing a user with a suggested rotation of insertion locations, correlating data from a given sensor session with sensor accuracy and/or sensor session length, and providing a user with a suggested next insertion location based upon past sensor accuracy and/or sensor session length at that location. | 1. A method for continuous analyte monitoring including a continuous analyte monitoring system having a sensor, the method comprising: initiating a sensor session with a transmitter and a device having a display;displaying, using an input module, a diagram of a body on the display;receiving as an input, via the diagram, a location on the body where the sensor was inserted into skin of a host;storing the location; andcorrelating data from the sensor for the sensor session with the location. 2. The method of claim 1, wherein correlating the data from the sensor for the sensor session with the location includes using a correlation engine. 3. The method of claim 1, further comprising storing the correlated data. 4. The method of claim 1, further comprising transmitting the correlated data to a database, the database including other correlated data associated with other hosts. 5. The method of claim 1, wherein the data includes quantitative data regarding one or more sensor sessions corresponding to one or more sensor insertion locations. 6. The method of claim 5, wherein the quantitative data comprises at least one of sensor accuracy, sensor session length, sensor baseline, sensor sensitivity, sensor sensitivity decline over time, sensor performance vs. past performance in a same person, sensor performance vs. a population of users, sensor performance by days or wear, sensor performance by geographical location, sensor performance by external environment, sensor performance by activity level, data indicative of signal noise, time spent out of communication range, adhesive data, reliability, data capture, noise metrics, detected faults, end of life metrics, or confidence levels. 7. The method of claim 1, further comprising receiving as an input personal information of the host using the input module. 8. The method of claim 7, wherein the personal information includes at least one of height, weight, age, sex, body mass index, the host's current mood, the host's current pain level, the host's current comfort level, the host's current confidence level, the host's perception of sensor performance, a location of an insulin infusion pump relative to the sensor, adhesive irritation, or adhesive success rate. 9. A method for continuous analyte monitoring including a continuous analyte monitoring system having a sensor, the method comprising: initiating a sensor session with a transmitter and a device having a display and a camera;receiving as an input, via the camera, a photograph of a location on a body where the sensor was inserted into skin of a host;analyzing the photograph to determine the location using an input processor;storing the location in a database; andcorrelating data from the sensor for the sensor session with the location. 10. The method of claim 9, wherein correlating the data from the sensor for the sensor session with the location includes using a correlation engine. 11. The method of claim 9, further comprising storing the corre... | DexCom, Inc. | G08C019/22 A61B005/00 G06F003/0481 H04L029/08 A61B005/145 G06F019/00
US09486178 | B2 | 2016-11-08 | Radiation tomographic image generating apparatus, and radiation tomographic image generating method | 2012-08-31 | This invention identifies a metal area of actual measurement projection data from the actual measurement projection data and an actual measurement reconstruction image obtained by image reconstruction of the actual measurement projection data, to acquire metal area identification data. In the actual measurement projection data, a resulting image has pixel values in the metal area such as of wire or screws, for example, not so different from pixel values of other areas, which makes it difficult to identify the metal area accurately. However, the metal area can be identified with increased accuracy. Based on the metal area identification data, data replacement of the metal area of the actual measurement projection data p1 is carried out with data obtained from pixels adjacent the metal area, thereby to acquire replacement projection data, which is put to image reconstruction to generate a replacement reconstruction image without the metal area. Since the metal area is identified with increased accuracy, the tissue adjacent the metal area of the tomographic image (replacement reconstruction image) can be restored with increased accuracy. | 1. A radiation tomographic image generating apparatus comprising: an actual measurement image reconstruction unit for carrying out image reconstruction of a plurality of actual measurement projection data acquired from different directions with respect to an inspection object including a high radiation absorber, to generate an actual measurement reconstruction image;a high absorber area identifying unit for identifying a high absorber area of the actual measurement projection data from the actual measurement projection data and the actual measurement reconstruction image, to acquire high absorber area identification data;a data replacing unit for carrying out, using the high absorber area identification data, data replacement of the high absorber area of the actual measurement projection data with data obtained from pixels adjacent the high absorber area, to acquire replacement projection data;a replacement image reconstruction unit for carrying out image reconstruction of the replacement projection data to generate a replacement reconstruction image;a difference processing unit for determining a difference between the actual measurement projection data and the replacement projection data to acquire difference projection data;a difference image reconstruction unit for carrying out image reconstruction of the difference projection data to generate a difference reconstruction image; anda composite image generating unit for generating a composite reconstruction image by selecting at least one image from among the actual measurement reconstruction image, the replacement reconstruction image and the difference reconstruction image on an area-by-area basis. 2. The radiation tomographic image generating apparatus according to claim 1, wherein, of pixel values of the same coordinates in the actual measurement reconstruction image and the replacement reconstruction image, when the pixel value in the replacement reconstruction image is larger than the pixel value in the actual measurement reconstruction image, the composite image generating unit generates the composite reconstruction image by selecting the pixel value of the replacement reconstruction image. 3. The radiation tomographic image generating apparatus according to claim 1, wherein, of pixel values of the same coordinates in the actual measurement reconstruction image, the replacement reconstruction image and the difference reconstruction image, when a sum of the pixel value in the replacement reconstruction image and the pixel value in the difference reconstruction image is smaller than the pixel value in the actual measurement reconstruction image, the composite image generating unit generates the composite reconstruction image by selecting a pixel value of the sum. 4. The radiation tomographic image generating apparatus according to claim 1, wherein, of pixel values of the same coordinates in the actual measurement reconstruction image, the replacement reconstruction image and the differen... | SHIMADZU CORPORATION | G06K009/00 A61B006/00 A61B006/12 G06T011/00 A61B006/02 A61B006/03 A61B005/05
US09498129 | B2 | 2016-11-22 | Method and device for patient monitoring using dynamic multi-function device | 2015-03-17 | The present invention is directed to an improved method, system and product to provide wireless ECG patient monitoring. Although embodiments make specific reference to monitoring electrocardiogram signal with an adherent patch, the system methods, and device herein may be applicable to any application in which physiological monitoring is used. The present invention also presents a reliable means for docking the interface while minimizing signal interference and user error. In addition, a novel means for transmitting and receiving a patient's ECG measurements is introduced which includes the use of an epidermal communication network (ECN) and an ECG enabled module for ECN communications and interface. Although embodiments make specific reference to the use of the ECN for ECG measurements, the system methods, and protocol herein may be applicable to any wearable device and/or other smart device which is ECN enabled. | 1. A system comprising: a memory; anda transceiver, the transceiver configured to: receive data signals from a communication device;a processor, the processor configured to: determine if the communication device is enabled to operate on an epidermal communication network (ECN);treat the data signals received for communication over the ECN; andprocess the data signals using an analog-front-end located in the system; anda docking component for interfacing the communication device to operate on the ECN, wherein interfacing the communication device on the system includes placement of the communication device on the system via direct attachment and/or via at least one of a UART, USB, and SPI; andwherein the data signals received travel on the ECN and take the form of a parasitic coupling, wherein a path of the parasitic coupling is between a signal-out and a signal-in and occurs through the skin of a user, and said parasitic coupling is stronger than that of a coupling that occurs through the air between a ground of a transit module and the ground of a receive module. 2. A method comprising: receiving, by a transceiver, data signals from a communication device in a system;determining, by a processor, if the communication device is enabled to operate on an epidermal communication network (ECN);treating, by the processor, the data signals received for communication over the ECN; andprocessing, by the processor, data signals using an analog-front-end located in the system;employing a docking component for interfacing the communication device to operate on the ECN, wherein interfacing of the communication device on the system includes placement of the communication device on the system via direct attachment and/or via at least one of a UART, USB, and SPI, andreceiving the data signals that travel on the ECN in the form of a parasitic coupling, wherein a path of the parasitic coupling is between a signal-out and a signal-in and occurs through the skin of a user, said parasitic coupling being stronger than that of a coupling that occurs through the air between a ground of a transit module and the ground of a receive module. 3. A non-transitory computer readable medium having instructions stored thereon that when executed by at least one processor of a communication device perform a method comprising: receiving, by a transceiver, data signals from a communication device in a system;determining, by a processor, if the communication device is enabled to operate on an epidermal communication network (ECN);treating, by the processor, the data signals received for communication over the ECN; andprocessing, by the processor, the data signals using an analog-front-end located in the system;interfacing the communication device with a docking component to operate on the ECN, wherein interfacing the communication device on the system includes placement of the communication device on the system via direct attachment and/or via at least one of a UART, USB, and SPI, an... | Cardiac Technologies International, Inc. | A61B005/00 A61B005/0402 A61B005/0408 A61B005/0432
US20160339241 | A1 | 2016-11-24 | METHODS AND APPARATUS FOR ELECTRICAL STIMULATION | 2015-01-21 | A method of treating a neurological condition in a patient, the method including the step of applying an electrical stimulation from conductors to the patient's head at a stimulation application site. In some embodiments, the electrical stimulation includes a composite electrical signal further comprising at least one signal form configured to provide long-term treatment of the neurological condition and at least one signal form configured to provide analgesia for short-term pain relief. The invention also provides an electrical stimulation apparatus having an electrical signal generator adapted to provide an electrical signal form configured to provide long-term treatment of a neurological condition and to provide an electrical signal form configured to provide analgesia for short-term pain relief. | 1. A method of treating a neurological condition in a patient, the method comprising the step of applying an electrical stimulation from conductors to the patient's head at a stimulation application site, the electrical stimulation comprising a composite electrical signal further comprising at least one signal form configured to provide long-term treatment of the neurological condition and at least one signal form configured to provide analgesia for short-term pain relief. 2. The method of claim 1, in which the electrical stimulation is subthreshold for detection by the patient. 3. The method of claim 1, in which the at least one signal form configured to provide long-term treatment of the neurological condition and the at least one signal form configured to provide analgesia for short-term pain relief are applied simultaneously during a treatment application. 4. The method of claim 1, in which the at least one signal form configured to provide long-term treatment of the neurological condition and the at least one signal form configured to provide analgesia for short-term pain relief are applied at alternating times during a treatment application. 5. The method of claim 1, in which the at least one signal form configured to provide long-term treatment of the neurological condition comprises an electrical signal configured to treat an abnormal brain condition associated with the neurological condition. 6. The method of claim 1, in which the at least one signal form configured to provide analgesia for short-term pain relief comprises an electrical signal configured to stimulate modulation of one or more neurotransmitters associated with analgesia. 7. The method of claim 6, in which the modulation is selected from a group consisting of the release, expression, uptake, increased production, reduced production, inhibition or elimination of neurotransmitters. 8. The method of claim 6, in which the neurotransmitters are selected from a group consisting of serotonin, norepinephrine, glutamate, N-Methyl-D-aspartic acid, Substance P, gama-aminobutyric acid, various nucleotides or dopamine. 9. The method of claim 1, in which the condition is selected from a group of neurological conditions consisting of, but not limited to, fibromyalgia, central sensitivity, central pain, abnormal neural network connectivity, complex regional pain syndrome, phantom pain, irritable bowel syndrome, temporomandibular disorder, myofascial pain syndrome, regional soft-tissue pain syndrome, neuropathic pain, osteoarthritis, back pain, post-operative pain, depression, tension-type headaches or migraine headaches. 10. The method of claim 1, in which the at least one signal form configured to provide long-term treatment of the neurological condition comprises a tissue transmission component and a therapeutic component. 11. The method of claim 10, in which the tissue transmission component comprises a pulse train of frequency sufficient to reduce tissue impedance between th... |  | A61N001/36 A61N001/04 A61B005/0476
US20160331330 | A1 | 2016-11-17 | Automatic Cardiac Therapy Advisor With Hidden Markov Model Processing | 2016-05-16 | A method of automatically determining which type of treatment is most appropriate for (or the physiological state of) a patient. The method comprises transforming one or more time domain measurements from the patient into frequency domain data representative of the frequency content of the time domain measurements; processing the frequency domain data to form a plurality of spectral bands, the content of a spectral band representing the frequency content of the measurements within a frequency band; forming a weighted sum of the content of the spectral bands, with different weighting coefficients applied to at least some of the spectral bands; determining the type of treatment (or physiological state) based on the weighted sum. | 1. A method of automatically determining which of a plurality of possible cardiac interventions should be performed in treatment of a patient, the method comprising: storing prior information representative of prior cardiac interventions performed on the patient;storing prior information representative of the patient's reactions to the prior cardiac interventions; andprocessing the information using a hidden Markov model to determine which of a plurality of possible further cardiac interventions should be performed. 2. The method of claim 1 further comprising; sensing the patient's reaction to the further cardiac intervention,storing further information representative of the further cardiac intervention;storing further information representative of the patient's reaction to the further cardiac intervention,processing the prior and further information using a hidden Markov model to determine which of still further cardiac interventions should be performed in further treatment of the patient. 3. The method of claim 1 wherein the patient is a cardiac arrest victim. 4. The method of claim 2 wherein the patient is a cardiac arrest victim. 5. Apparatus for automatically determining which of a plurality of possible cardiac interventions should be performed in treatment of a patient, the apparatus comprising: a processor and associated memory for storing prior information representative of prior cardiac interventions performed on the patient;memory for storing prior information representative of the patient's reactions to the prior cardiac interventions; andwherein the processor is configured to process the information using a hidden Markov model to determine which of a plurality of possible further cardiac interventions should be performed. 6. The apparatus of claim 3 further comprising; components for sensing the patient's reaction to the further cardiac intervention,memory for storing further information representative of the further cardiac intervention;memory for storing further information representative of the patient's reaction to the further cardiac intervention, andwherein the processor is further configured to process the prior and further information using a hidden Markov model to determine which of still further cardiac interventions should be performed in further treatment of the patient. 7. The apparatus of claim 5 wherein the patient is a cardiac arrest victim. 8. The apparatus of claim 6 wherein the patient is a cardiac arrest victim. |  | A61B005/00 A61N001/39 A61H031/00 A61B005/0464
US09486354 | B2 | 2016-11-08 | Cervical collar | 2013-10-11 | A cervical collar that facilitates therapeutic hypothermia is provided and includes an outer shell having a front portion and a back portion fixedly coupled to the front portion on one side and removably coupled to the front portion on an opposite side. A fastening device removably couples the back portion to the front portion on the opposite side. At least one cooling device is provided on an interior of the outer shell to induce hypothermia in a patient. A sensor is provided that measures a physical characteristic of the patient. | 1. A cervical collar that facilitates therapeutic hypothermia comprising: an outer shell having a front portion and a back portion fixedly coupled to the front portion on one side and removably coupled to the front portion on an opposite side;a fastening device that removably couples the back portion to the front portion on the opposite side;a bladder having at least one cooling device that holds cooling fluid disposed on an interior of the outer shelf;a sensor that measures a physical characteristic of the patient; andan indicator that measures a temperature of the cooling fluid and that changes color based on the measured temperature,wherein the indicator is the bladder, andwherein the at least one cooling device is disposed on an anterior portion and on a posterior portion of a patient's neck area to thereby selectively induce hypothermia in a cerebral vasculature of the patient. 2. The cervical collar of claim 1, wherein the sensor is a temperature sensor that measures a body temperature of the patient. 3. The cervical collar of claim 2, wherein the temperature sensor is disposed on the bladder such that the temperature sensor is positioned to monitor the body temperature of the patient when the cervical collar is placed on the patient. 4. The cervical collar of claim 2, wherein the temperature sensor is attached to the outer shell with a tether. 5. The cervical collar of claim 2, wherein the at least one cooling device includes a fluid cooling mechanism attached to the interior of the cervical collar, and wherein the fluid cooling mechanism receives and circulates a cooling fluid from an external cooling system. 6. The cervical collar of claim 5, wherein the temperature sensor communicates with the external cooling system to automatically control a flow rate of the cooling fluid to regulate the patient's body temperature. 7. The cervical collar of claim 6, further comprising a control system that automatically controls the flow rate of the cooling fluid based on at least one of a target body temperature, patient characteristics, and environmental conditions. 8. The cervical collar of claim 7, wherein the external cooling system includes a display that displays patient information. 9. The cervical collar of claim 7, wherein the external cooling system communicates with a remote location and/or a device thereby providing patient information to the remote location and/or the device. 10. The cervical collar of claim 2, wherein the at least one cooling device includes a plurality of chambers configured to hold the cooling fluid, a plurality of passageways, an inlet port, and an outlet port, wherein the passageways provide a fluid connection between the plurality of chambers and the inlet and outlet ports, and between the plurality of chambers, and wherein the inlet and outlet ports provide a connection between the passageways and the external cooling system or source. 11. The cervical collar of claim 2, wherein both the front portion an... | NEURORESCUE, LLC | A61B005/01 A61F007/00 A61F005/055 A61B005/00 A61F007/10 A61F007/02
US09492112 | B2 | 2016-11-15 | Analyte sensors comprising high-boiling point solvents | 2015-07-22 | Generally, embodiments of the present disclosure relate to analyte determining methods and devices (e.g., electrochemical analyte monitoring systems) that have improved uniformity of distribution of the sensing layer by inclusion of a high-boiling point solvent, where the sensing layer is disposed proximate to a working electrode of in vivo and/or in vitro analyte sensors, e.g., continuous and/or automatic in vivo monitoring using analyte sensors and/or test strips. Also provided are systems and methods of using the, for example electrochemical, analyte sensors in analyte monitoring. | 1. An electrode structure, comprising a conductive material; andan enzyme formulation disposed on a surface of the conductive material, wherein the enzyme formulation comprises polymer, enzyme, and a high-boiling point solvent comprising ethylene glycol at a concentration of 0.5% to 5% (w/v) of the total formulation of the enzyme formulation. 2. The electrode structure of claim 1, wherein the enzyme formulation has a substantially arcuate profile as measured using a profilometer. 3. The electrode structure of claim 1, further comprising a membrane disposed over the enzyme formulation. 4. The electrode structure of claim 1, wherein the enzyme is a glucose-responsive enzyme. 5. The electrode structure of claim 1, wherein the enzyme formulation further comprises a redox mediator. 6. The electrode structure of claim 5, wherein the redox mediator comprises a ruthenium-containing complex or an osmium-containing complex. 7. The electrode structure of claim 5, wherein the redox mediator or the enzyme is covalently bonded to the polymer. 8. The electrode structure of claim 3, wherein the membrane is a polymeric membrane. 9. The electrode structure of claim 3, wherein the membrane limits the flux of analyte to the enzyme formulation. 10. The electrode structure of claim 3, wherein the membrane is covalently bonded to the enzyme formulation. 11. The electrode structure of claim 3, wherein the membrane is cross-linked to the enzyme formulation. | Abbott Diabetes Care Inc. | G01N027/327 A61B005/1486 C12Q001/00 A61B005/145 A61B005/1473 A61B005/1495 A61B005/00 A61K038/28
US09500472 | B2 | 2016-11-22 | System and method for sensing shape of elongated instrument | 2012-09-04 | An instrument system that includes a first optical fiber, a second optical fiber and a controller is provided. The first optical fiber is operatively coupled to an elongate body that is adapted to be placed inside a patient. The second optical fiber is operatively coupled to the patient, to an actuating element adapted to actuate the elongate body, or to a portion of an imaging system adapted to identify a location of the portion relative to the elongate body. The controller is operatively coupled to the first optical fiber and the second optical fiber and is adapted to receive a first signal from the strain sensor provided on the first optical fiber, receive a second signal from the strain sensor provided on the second optical fiber; and determine a position or orientation of the elongate body based on the first signal and based on the second signal. | 1. An instrument system comprising: an elongate body;an optical fiber operatively coupled to the elongate body and having a strain sensor provided on the optical fiber, the optical fiber associated with a first coordinate system;a localization sensor associated with a second coordinate system; anda controller operatively coupled to the optical fiber and the localization sensor and adapted to receive a first signal from the strain sensor and a second signal from the localization sensor, wherein the first signal is associated with the first coordinate system and the second signal is associated with the second coordinate system, wherein the controller is adapted to: determine first information indicative of a location of the elongate body based on the first signal from the strain sensor;determine second information indicative of the same location of the elongate body based on the second signal from the localization sensor; andspatially associate the first coordinate system and the second coordinate system based on the first information and the second information,wherein the second information indicates the location of the elongate body in only two dimensions of a three dimensional coordinate system, and wherein the controller is configured to determine the same location of theelongate body in a third dimension based on the first information, and wherein the third dimension of the three dimensional coordinate system is the depth. 2. The system of claim 1, wherein the localization sensor comprises a marker or a beacon adapted to interact with a fluoroscopy, ultrasound, electromagnetic, or laser source. 3. The system of claim 2, wherein the localization sensor comprises a radio-opaque marker adapted to interact with a fluoroscopy gun. 4. The system of claim 1, wherein the second coordinate system is a coordinate system of an imaging system. 5. The system of claim 4, wherein the imaging system is selected from the group consisting of an image capture device, a fluoroscope, an optical camera, an infrared camera, an ultrasound imager, a magnetic resonance imager, and a computer tomography imager. | KONINKLIJKE PHILIPS ELECTRONICS N.V. | A61B001/01 A61B001/04 G01B011/16 A61B005/06 A61B006/12 A61B001/00 G01L001/24 A61B008/08 A61B018/08 A61B008/00 A61B005/00 A61M025/01
US09486133 | B2 | 2016-11-08 | Surgical access system and related methods | 2011-08-23 | A surgical access system comprising a tissue dilation assembly and a tissue retraction assembly, both of which may be equipped with one or more electrodes for use in detecting the existence of (and optionally the distance and/or direction to) neural structures. A retractor assembly for creating an operative corridor to a spinal surgical target site is disclosed, comprising: a retractor body and a plurality retractor blades extending generally perpendicularly to the retractor body, the retractor body being operable to separate the at plurality of retractor blades relative to each; and a supplemental retractor blade assembly attachable to at least two of the plurality of retractor blades, the supplemental retractor blade assembly comprising an elongated supplemental retractor blade and a crossbar connector, the crossbar connector configured to be attached to said at least two retractor blades while engaging the supplemental retractor blade. | 1. A retractor assembly for creating an operative corridor to a spinal surgical target site, comprising: a retractor body and a plurality retractor blades extending generally perpendicularly to the retractor body, the retractor body being operable to separate the plurality of retractor blades relative to each to other to retract tissue away from an interior of the retractor blades when the tissue retractor assembly is advanced to the surgical target site and the retractor blades are separated to thereby form an operative corridor to the surgical target site; anda supplemental retractor blade assembly attachable to two of the plurality of retractor blades, the supplemental retractor blade assembly comprising an elongated supplemental retractor blade and a crossbar connector, the crossbar connector extending from a first end to a second end and including an elongated slot, the elongated slot opening in the first end and configured to engage a post extending perpendicularly from each of the two retractor blades. 2. The retractor assembly of claim 1, wherein said post is on each of said two retractor blades, the posts being configured to be received in the elongated slot through the opening in the first end, the posts further including enlarged ends that are larger than a height of the slot to prevent disengagement of the crossbar connector from the two blades. 3. The retractor assembly of claim 2, wherein the posts of the two retractor blades can slide along the elongated slot while the supplemental retractor blade is maintained in a fixed position in order to permit opening or closing of the two retractor blades. 4. The retractor assembly of claim 2, wherein the crossbar connector includes a rear face configured to interlock with a series of grooves on the supplemental retractor blade to maintain a desired depth of the supplemental retractor blade relative to the crossbar connector. 5. The retractor assembly of claim 1, wherein the supplemental retractor blade includes a handle attached thereto. 6. The retractor assembly of claim 1, wherein the plurality of retractor blades includes at least three retractor blades, the at least three retractor blades comprising a caudal blade, a cephalad blade, and a center blade, and wherein the crossbar connector engages the caudal blade and the cephalad blade. 7. The retractor assembly of claim 1, wherein the crossbar connector elongate slot slidably receives the post of each of the two retractor blades to attach the crossbar connector to the two retractor blades of the retractor assembly. 8. The retractor assembly of claim 7, wherein the crossbar connector further including a rear face configured to engage the supplemental retractor blade. 9. A system for creating an operative corridor to a spinal surgical target site, comprising: a retractor assembly including a retractor body and a plurality retractor blades extending generally perpendicularly to the retractor body, the retractor body being operable t... | NUVASIVE, INC. | A61B001/32 A61B017/02 A61N001/05 A61N001/36 A61N001/372 A61B005/04 A61B005/0488 A61B017/00 A61B005/00
US09482728 | B2 | 2016-11-01 | Methods, systems and devices for local magnetic resonance imaging | 2007-12-31 | Featured are a device with localized sensitivity to magnetic resonance signals, an imaging system using such a device and MRI methods for performing internal MRI or MRI Endoscopy. Such an MRI method includes introducing an MRI antenna or probe into the specimen to be imaged, the antenna being configured in accordance with the devices described herein, so that the spatial coordinate frame of imaging is inherently locked or defined with respect to the introduced antenna thereby providing imaging of the specimen from the point of view of the antenna. Further such imaging is conducted so that the MRI signal is confined substantially to a volume with respect to a particular region of the antenna or probe. | 1. A method of magnetic resonance imaging (MRI) of a specimen, comprising the steps of: providing a MRI device having a first coordinate frame of reference within a second coordinate frame of reference and a localized region of MRI sensitivity in at least one spatial dimension, wherein the MRI device is selected from the group consisting of an antenna, an endoscope, a probe, a needle, a catheter, a guidewire, and a therapy delivery device;introducing the MRI device into the specimen;locking in at least one spatial dimension to the first coordinate frame-of-reference of the MRI device;acquiring MRI image data while the second coordinate frame of reference for imaging is intrinsically locked to the localized sensitive region of the introduced MRI sensitive device; wherein the second coordinate frame of reference is intrinsically locked to the localized sensitive region of the MRI device by at least one of:(a) providing a spoiling magnetic field effect along a length of the MRI device except from an area where the MRI signal is desired, and(b) providing the MRI device with sensitivity confined to a predetermined shaped volume of the specimen about an area of the antenna coupled to the MRI device by selectively transmitting RF signal pulses from the MRI device and selectively receiving MRI signals from the shaped volume;wherein the acquiring image data includes selectively transmitting RF signal pulses from the MRI device and selectively receiving MRI signals from the localized sensitive region and providing an MR pulse sequence to perform 2D spatial encoding relative to the MRI device; andprocessing the MRI signals to provide MRI signal data from the coordinate frame of reference of the MRI device. 2. The method of claim 1, wherein the antenna is a loopless antenna that is introduced into the specimen. 3. The method of claim 2, further comprising configuring the loopless antenna such that the loopless antenna is provided with the localized sensitive region of the MRI device, wherein said configuring includes at least one of: (a) coating along a length of the loopless antenna except the area where the MRI signal is desired with a material having desired magnetic properties;(b) embedding at least one permanent magnet along a length of the loopless antenna except the area where the MRI signal is desired;(c) coiling wire along a length of the loopless antenna except the area where the MRI signal is desired, the wire being arranged to create a spoiling gradient magnetic field;(d) coiling wire along a length of the loopless antenna, the wire being arranged to create a linear magnetic field gradient over at least the area where the MRI signal is desired; and(e) providing a sleeve portion along a length of the loopless antenna that incorporates electrically conducting material to spoil the RF magnetic field except in the area where the MRI signal is desired, wherein said electrically conducting material is separated from the loopless antenna by a dielectr... | The Johns Hopkins University | A61B005/055 G01R033/28 G01R033/34 G01R033/36 G01R033/421 G01R033/422 G01R033/483 G01R033/44
US09486640 | B2 | 2016-11-08 | System and method for therapy and diagnosis comprising optical components for distribution of radiation | 2004-05-14 | A system and method for interactive therapy and diagnosis of a human or animal comprising at least one first radiation source for emission of a diagnostic radiation, at least one second radiation source for emission of a therapeutic radiation, and at least one radiation conductor adapted to conduct radiation to a tumor site at or in said human or animal. A non-mechanical operation mode selector directs the therapeutic radiation and/or the diagnostic radiation to the tumor site through the radiation conductors. The operation mode selector means is preferably a non-mechanical optical switch and/or an optical combiner. The system may be used for interactive interstitial photodynamic tumor therapy. | 1. A system for interactive interstitial photodynamic or photothermal tumor therapy or tumor diagnosis of a human, comprising: a therapeutic light source for emission of therapeutic light within the wavelength-range of infrared, visible or ultraviolet light;a diagnostic light source for emission of diagnostic light within the wavelength-range of infrared, visible or ultraviolet light;at least one light detector for detection of light;a plurality of optical fibers, wherein each of said optical fibers is adapted to conduct light to or from a tumor site of the human, whereby distal ends of the optical fibers are configured to be interstitially positioned, in use, at different locations of the tumor site in order to enable an effective diagnosis and treatment; anda non-mechanical operation mode selector, including at least one of a non-mechanical optical switch and an optical combiner, optically connected via non-open beam paths to the therapeutic light source, the diagnostic light source, the at least one light detector, and the plurality of optical fibers, wherein the operation mode selector is configured to:in a first mode, during which the diagnostic light source is inactivated, optically direct said therapeutic light from the therapeutic light source to said tumor site through at least one of said plurality of optical fibers via said optical combiner that guides said therapeutic light from said therapeutic light source to said at least one of said plurality of optical fibers for transmission of said therapeutic light to said site; andin a second mode, during which the therapeutic light source is inactivated, optically direct said diagnostic light from the diagnostic light source to said tumor site through at least one of said plurality of optical fibers via at least one of (i) said non-mechanical optical switch that couples said diagnostic light source to at least one of said plurality of optical fibers for transmission of said diagnostic light to said tumor site and (ii) said optical combiner that guides said diagnostic light source from said diagnostic light source to said at least one of said plurality of optical fibers for transmission of said diagnostic light to said tumor site, wherein reflected diagnostic light is guided through at least one other of said plurality of optical fibers from the tumor site along one or more of the non-open beam paths to one or more light detectors via at least one of said non-mechanical optical switch and said optical combiner of the operation mode selector;wherein said system is configured such that at least one of said plurality of optical fibers is used to both direct therapeutic light to said tumor site and to direct diagnostic light to one or more light detectors from said tumor site. 2. The system according to claim 1, wherein said operation mode selector unit comprises a non-mechanical optical switch. 3. The system according to claim 2, wherein said non-mechanical optical switch is an electro-optical... | SpectraCure AB | A61B006/00 A61N005/06 A61B005/00 A61B017/00 A61B018/20
US09504484 | B2 | 2016-11-29 | Image-guided therapy of a tissue | 2015-03-18 | Thermal monitoring of tissue during a thermal therapy may include identifying an imaging plane bisection axis lying along at least one of a longitudinal axis of a thermal therapy instrument and a vector through a region of interest. The method may include identifying multiple thermal monitoring planes used in monitoring thermal therapy of the volume, where each thermal monitoring plane intersects the region of interest, where a first thermal monitoring plane intersects a second thermal monitoring plane at the imaging plane bisection axis, and the first thermal monitoring plane is offset from the second thermal monitoring plane by an angle of intersection. The method may include and performing thermal monitoring of the thermal therapy by obtaining magnetic resonance (MR) images obtained from the first monitoring plane and the second monitoring plane, and calculating, based on the images, temperature data of the volume. | 1. A method for thermal monitoring of tissue during a thermal therapy, comprising: identifying, by processing circuitry, an imaging plane bisection axis, wherein the imaging plane bisection axis lies along at least one of a) a longitudinal axis of a thermal therapy instrument for performing thermal therapy in a patient, and b) a vector through a region of interest within a volume in the patient;identifying, by the processing circuitry, at least a first thermal monitoring plane and a second thermal monitoring plane used in monitoring thermal therapy of the volume, wherein each of the first thermal monitoring plane and the second thermal monitoring plane intersects the region of interest,the first thermal monitoring plane intersects the second thermal monitoring plane at the imaging plane bisection axis, andthe first thermal monitoring plane is offset from the second thermal monitoring plane by an angle of intersection, wherein the angle of intersection is determined by the processing circuitry based at least in part on at least one of i) an anatomy of the region of interest, wherein the region of interest is irregularly shaped, and ii) an anatomy of a region of a skull of the patient near the volume; andperforming, by the processing circuitry, thermal monitoring of the thermal therapy, wherein the thermal monitoring comprises: obtaining, in real time or near real time from a magnetic resonance (MR) imaging apparatus, a current magnetic resonance (MR) image obtained from the first monitoring plane and a current MR image obtained from the second monitoring plane,calculating, based on the current MR image obtained from the first monitoring plane and the current MR image obtained from the second monitoring plane, temperature data of the volume, andanalyzing at least one of the temperature data and a thermal dose that is based on a temperature history of the region of interest over a specified time period to identify completion of thermal therapy of a portion of the region of interest. 2. The method of claim 1, wherein identifying completion of thermal therapy comprises indicating cellular death within the portion of the region of interest. 3. The method of claim 1, wherein the first monitoring plane is orthogonal to the second monitoring plane. 4. The method of claim 1, wherein identifying the first thermal monitoring plane and the second thermal monitoring plane comprises receiving user selection of the first thermal monitoring plane and the second thermal monitoring plane, wherein the user selection is entered via a graphical user interface. 5. The method of claim 1, further comprising identifying the vector through the region of interest, wherein identifying the vector comprises calculating a greatest imaging volume achievable encompassing the region of interest. 6. A system for thermal monitoring of tissue during a thermal therapy, comprising: a processor in communication with a display and a magnetic resonance (MR) imaging device; anda memor... | MONTERIS MEDICAL CORPORATION | A61B018/04 A61B017/32 A61B005/055 A61B005/00 A61B005/01 A61B018/02 A61B018/14 A61B018/18 A61B018/24 A61N005/02 A61N007/02 G01R033/48 A61N007/00 A61B017/00 A61B018/00 A61N005/06 A61N005/067 G01R033/28 G01R033/34 G01R033/483
US09504393 | B1 | 2016-11-29 | Monitoring Device, Method and system | 2014-04-27 | A monitoring device (20) and method (200) for monitoring the health of a user is disclosed herein. The monitoring device (20) is preferably an article (25), an optical sensor (30), a circuitry assembly (35) a display member (40) and a control component (43). The monitoring device (20) preferably displays the following information about the user: pulse rate; calories expended by the user of a pre-set time period; target zones of activity; time; and distance traveled. | 1. A device for monitoring a user's real-time heart rate, the device comprising: a processor;an optical sensor adapted for placement in proximity to the artery of the user;a control component; anda display member;wherein the optical sensor is configured to generate a digital signal corresponding to the flow of blood through an artery of the user;wherein the processor is configured to process the digital signal to obtain an average pulse value of a first set of time periods, wherein a pulse of the average pulse value is a pulse output of a light to frequency conversion process;wherein the processor is configured to process the digital signal to obtain an average pulse value of a second set of time periods, the second set of time periods less than the first set of time periods, wherein the second set of time periods is overlapping to the first set of time periods;wherein the processor is configured to subtract the average pulse value of the second set of time periods from the average pulse value of the first set of time periods to generate a first filtered pulse data value;wherein the processor is configured to process the first filtered pulse data value to obtain a first heart rate value;wherein the processor is configured to use the first heart rate value to filter the subsequent average pulse values generated from the digital signal to obtain a real-time heart rate value of the user;wherein the processor is configured to process the real-time heart rate data of the user and inputted user data for age, gender, height and weight for analysis of calories expended by the user over a set time period, and for real-time display of a plurality of the user's vital signs; andwherein the display is configured to display the plurality of user's vital signs on the display member disposed on an exterior surface of the device, the display of the plurality of user's vital signs controlled by the user using the control component. 2. The device according to claim 1 further comprising an accelerometer, wherein the accelerometer is configured to measure the distance traveled by the user during a time period, and displaying the distance traveled by the user on the display member. 3. The device according to claim 1 wherein the optical sensor is a light-to-frequency photodetector capable of transmitting a digital signal, and at least one light emitting diode capable of radiating light ranging from 600 nanometers to 1100 nanometers. 4. The device according to claim 1 wherein the display member comprises a light emitting diode array having a plurality of columns and a plurality of rows, each of the plurality of columns capable of separate illumination to provide the appearance of a moving display. | Impacts Sports Technologies, Inc. | A61B005/02 A61B005/024 A61B005/11
US10610667 | B2 | 2020-04-07 | Micro support catheter | 2016-05-11 | A catheter system comprising a guidewire and a support catheter is disclosed. The support catheter may comprise an elongate shaft having a proximal region, a distal region, and a lumen extending therebetween. The support catheter may further comprise a helical section extending distally from the distal region of the elongate shaft. The helical section may comprise a tubular member wound into a plurality of rings a lumen in communication with the lumen of the elongate shaft. The plurality of rings may each have an outer diameter. A minimum diameter of each of the outer diameters may be greater than an outer diameter of the elongate shaft. | 1. A medical device configured to facilitate placement of a guidewire, comprising: an elongate shaft having a proximal region, a distal region, and a lumen extending therebetween;a helical section extending distally from the distal region of the elongate shaft, the helical section comprising a tubular member wound into a helix including a plurality of rings; anda manifold affixed to the proximal region of the elongate shaft;wherein the plurality of rings each have an outer diameter and the outer diameter of a proximal-most ring of the plurality of rings is greater than the outer diameter of a distal-most ring of the plurality of rings; andwherein the smallest of any of the outer diameters of the plurality of rings is greater than an outer diameter of the elongate shaft; andwherein the helical section is configured to be biased into straight when disposed over a proximal portion of a guidewire and bias the guidewire into a helical configuration when disposed over a distal portion of a guidewire so as to direct the guidewire in a direction non-parallel to a longitudinal axis of the elongate shaft. 2. The medical device of claim 1, wherein the helix comprises at least one of the proximal-most ring or the distal-most ring having less than a 360° revolution. 3. The medical device of claim 1, wherein the helix comprises one or more intermediate rings disposed between the proximal-most ring and the distal-most ring. 4. The medical device of claim 2, wherein a pitch of the helical section varies from a proximal end of the helical section to a distal end of the helical section. 5. The medical device of claim 2, wherein the pitch of the helical section is the same from a proximal end of the helical section to a distal end of the helical section. 6. The medical device of claim 1, further comprising a plurality of slots in a wall of the tubular member. 7. The medical device of claim 1, further comprising a braided element extending along a portion of the tubular member. 8. The medical device of claim 1, further comprising a coiled element extending along a portion of the tubular member. 9. A medical device for facilitating placement of a guidewire, comprising: an elongate shaft having a proximal region, a distal region, and a lumen extending therebetween;a helical section extending distally from the distal region of the elongate shaft, the helical section comprising a tubular member wound into a helix including a plurality of rings and having a lumen in communication with the lumen of the elongate shaft; anda manifold affixed to the proximal region of the elongate shaft;wherein the plurality of rings each have an outer diameter and the smallest of any of the outer diameters of the plurality of rings is greater than an outer diameter of the elongate shaft; andwherein the helical section is configured to be biased into straight when disposed over a proximal portion of a guidewire and bias the guidewire into a helical configuration when disposed over a ... | BOSTON SCIENTIFIC SCIMED, INC. | A61M025/00 A61M025/09
US09501622 | B2 | 2016-11-22 | Methods and systems for predicting sensitivity of blood flow calculations to changes in anatomical geometry | 2015-01-14 | Embodiments include methods and systems and for determining a sensitivity of a patient's blood flow characteristic to anatomical or geometrical uncertainty. For each of one or more of individuals, a sensitivity of a blood flow characteristic may be obtained for one or more uncertain parameters. An algorithm may be trained based on the sensitivities of the blood flow characteristic and one or more of the uncertain parameters for each of the plurality of individuals. A geometric model, a blood flow characteristic, and one or more of the uncertain parameters of at least part of the patient's vascular system may be obtained for a patient. The sensitivity of the patient's blood flow characteristic to one or more of the uncertain parameters may be calculated by executing the algorithm on the blood flow characteristic of at least part of the patient's vascular system, and one or more of the uncertain parameters. | 1. A computer-implemented method of determining a sensitivity of a patient's blood flow characteristic to uncertainty in one or more anatomical or geometrical features of the patient, the method comprising: obtaining, for each of a plurality of individuals, a geometric model of at least a portion of a vascular system of each individual;identifying a plurality of vessel regions in each geometric model;determining, for each geometric model, at least one sensitivity of a blood flow characteristic to at least one uncertainty in geometry in one or more of the identified plurality of vessel regions;associating each of the one or more vessel regions with a determined sensitivity;using the determined sensitivities and associated one or more vessel regions in a machine learning algorithm to construct a machine learning predictor for calculating sensitivities of blood flow characteristics to uncertainties;generating, for a patient, a geometric model of at least part of the patient's vascular system using patient-specific imaging data of at least a portion of the patient's vascular system;determining, for the patient, a designation of a blood flow characteristic, and at least one value of uncertainty in the geometry of at least part of the patient's vascular system;identifying a vessel region of interest in the geometric model generated for the patient; anddetermining a sensitivity of the blood flow characteristic of the patient to the at least one value of uncertainty in the patient's vascular geometry for at least the vessel region of interest in the patient's geometric model, using the machine learning predictor. 2. The method of claim 1, wherein determining, for each geometric model, the at least one sensitivity of a blood flow characteristic to the at least one uncertainty in geometry in one or more of the identified plurality of vessel regions comprises assigning a probabilistic distribution function to the at least one uncertainty. 3. The method of claim 1, wherein determining, for each geometric model, the at least one sensitivity of the blood flow characteristic to the at least one uncertainty in geometry in one or more of the identified plurality of vessel regions comprises solving a stochastic algorithm for one or more of the plurality of vessel regions of the geometric model. 4. The method of claim 3, wherein solving the stochastic algorithm comprises utilizing quadrature points identified by a Smolyak sparse grid algorithm. 5. The method of claim 3, wherein constructing the machine learning predictor comprises compiling each sensitivity and associated one or more vessel regions into a sensitivities database. 6. The method of claim 1, wherein determining the sensitivity of the blood flow characteristic of the patient comprises identifying a selected vessel region of the one or more vessel regions used in the machine learning algorithm, the selected vessel region corresponding to the vessel region of interest in the geometric model generated... | HeartFlow, Inc. | G06F019/00 G06F019/10 A61B006/00 G06T007/00 A61B005/026
US09486382 | B1 | 2016-11-08 | Exercise machine | 2015-03-21 | An exercise device having a rigid base includes at least one frame fixed with and extending upwardly therefrom. An outer barrel is rotationally fixed with the upper end of each frame at a tilt mechanism. Both an outer barrel and an inner barrel are open from a top side to a bottom side thereof for accommodating the person therein. At least one inflatable cushion is fixed with an inner side of the inner barrel. An adjustable leg support mechanism projects downwardly from the inner barrel and is adapted to support the person's feet and legs. An electric control console controls motorized tilt and spin mechanisms to tilt the outer barrel with respect to vertical and spin the inner barrel with respect to the outer barrel. Preferably the control console further includes at least a processor, a computer-readable storage medium, a display, an input interface, and a network interface. | 1. An exercise device for facilitating exercising of a person on a floor surface, the exercise device comprising: a base for supporting the exercise device on the floor surface;at least one frame fixed with and extending upwardly from the base, each frame having a lower end and an upper end;an outer barrel rotationally fixed with the upper end of each frame at a tilt mechanism, the outer barrel having an outer side, an inner side, and open from a top side to a bottom side, the outer barrel having an opening therethrough for allowing ingress and egress of the person into the outer barrel;an inner barrel having an outer side, an inner side, and open from a top side to a bottom side, the inner barrel rotationally captured with the inner side of the outer barrel and sharing a common longitudinal axis through the top and bottom sides with the outer barrel, the inner barrel having an opening therethrough for allowing ingress and egress of the person into the inner barrel, at least one cushion fixed with the inner side of the inner barrel to support the person within the inner barrel;a leg support mechanism projecting downwardly from the bottom side of the inner barrel and adapted to support the person's feet and legs when the person is positioned within the inner barrel;wherein the leg support mechanism further includes a leg support frame fixed at a top end thereof with the inner barrel and at a bottom end thereof with a foot platform for supporting the person's feet thereon, the leg support frame having a height adjustment mechanism to accommodate people with varying leg lengths; andwherein the leg support frame further includes a pair of knee cuffs, each knee cuff having an upper cuff and a lower cuff mutually pivotal at a back pivot thereof, the back pivot manually lockable with a locking lever to prevent mutual rotation between each upper and lower cuffwhereby the person, when positioned within the inner barrel and with his feet and legs supported by the leg support mechanism, may be tilted with respect to vertical and rotated with respect to the longitudinal axis of the barrels in order to achieve different orientations in which to do exercises for exercising various muscles. 2. The exercise device of claim 1 wherein the at least one cushion of the inner barrel is adapted to fit the person's pelvis in either a forward or backward orientation. 3. The exercise device of claim 1 wherein at least one of the at least one cushion of the inner barrel is inflatable. 4. The exercise device of claim 1 wherein the inner and outer barrels each include an at least partially removable door section at the opening therethrough, the door section of the inner barrel having another of the cushions on an inner side thereof and being moveable between an open position to allow ingress and egress of the person from the inner barrel, and a closed position wherein the door section, inner barrel, and the cushions cooperate to securely hold the person's pelvis within th... |  | A61H001/00 A61H001/02 A61B005/01 A61B005/02
US09480411 | B2 | 2016-11-01 | Electrocardiogram baseline removal | 2012-06-07 | A system includes a low pass-filter and a Savitzky-Golay filter. The low-pass filter receives and processes a first electrocardiogram signal. The filter removes at least the high frequency components of the first electrocardiogram signal. The Savitzky-Golay filter estimates a baseline variation of the first electrocardiogram signal from the filtered first electrocardiogram signal. Related apparatus, systems, techniques and articles are also described. | 1. A system comprising: a low-pass filter configured to receive and process a first electrocardiogram signal, the low-pass filter removing at least high frequency components of the first electrocardiogram signal thereby producing a filtered first electrocardiogram signal;a down-sampler configured to reduce a sampling rate of the filtered first electrocardiogram signal;a Savitzky-Golay filter configured to estimate a baseline variation of the first electrocardiogram signal from the down-sampled filtered first electrocardiogram signal;an up-sampler configured to increase a sampling rate of the baseline variation;a delay module configured to time shift the first electrocardiogram signal thereby producing a time shifted first electrocardiogram signal; anda combination module configured to combine the time shifted first electrocardiogram signal and the up-sampled baseline variation thereby producing a second electrocardiogram signal with the baseline variation removed;wherein the second electrocardiogram signal is provided by at least one of displaying the second electrocardiogram signal in an electronic visual display, transmitting the second electrocardiogram signal to a remote computing system, storing the second electrocardiogram signal in a physical storage media, or loading the second electrocardiogram signal into memory. 2. The system of claim 1, where the low-pass filter has a cutoff frequency of 0.8 hertz. 3. The system of claim 1, wherein the first electrocardiogram signal is sampled at a rate of 500 hertz. 4. The system of claim 1, wherein a polynomial degree of the Savitzky-Golay filter is between 2 and 10. 5. The system of claim 1, wherein a window size of the Savitzky-Golay filter is less than 750. 6. The system of claim 1, wherein the down-sampler reduces the sample rate of the filtered first electrocardiogram signal by a factor of 40 and the up-sampler increases the sample rate of the baseline variation by a factor of 40. 7. The system of claim 1, wherein the up-sampler performs linear interpolation. 8. A method comprising: receiving a first electrocardiogram signal;processing the first electrocardiogram signal in a filter thereby removing at least high frequency components of the first electrocardiogram signal, producing a filtered first electrocardiogram signal;down-sampling the filtered first electrocardiogram signal;processing the down-sampled filtered first electrocardiogram signal in a Savitzky-Golay filter to estimate a baseline variation of the first electrocardiogram signal;up-sampling the baseline variation;delaying the first electrocardiogram signal, producing a time shifted first electrocardiogram signal; andcombining the time shifted first electrocardiogram signal and the up-sampled baseline variation, producing a second electrocardiogram signal with the baseline variation removedproviding the second electrocardiogram signal by at least one of displaying the second electrocardiogram signal in an electronic visual di... | Drägerwerk AG & Co. KGaA | A61B005/04 A61B005/00 G06K009/00
US09814381 | B2 | 2017-11-14 | Ophthalmic apparatus and control method therefor, personal digital assistant device and control method therefor, ophthalmic system, and program | 2016-05-03 | An ophthalmic apparatus is capable of communicating with a PDA device provided with a display unit and includes a main body that includes an image-capturing unit, the image-capturing unit obtaining a moving image of an eye to be examined (target eye) based on light returned from the target eye which is illuminated, the moving image of the target eye used by the ophthalmic apparatus for obtaining, based on an examination of the target eye, information regarding the target eye, a driving unit that drives the main body, a transmission unit that transmits, before the information regarding the target eye is obtained, a moving image signal of the obtained moving image to the PDA device, a reception unit that receives a control signal from the PDA device during transmission of the moving image signal, and a control unit that controls the driving unit based on the received control signal. | 1. An ophthalmic apparatus that is capable of communicating with a personal digital assistant (PDA) device, the PDA device including a display unit, the ophthalmic apparatus comprising: a main body that includes an image-capturing unit, the image-capturing unit obtaining a moving image of an eye to be examined using light returned from the eye to be examined which is illuminated, the main body being for obtaining information regarding the eye to be examined;a driving unit that drives the main body;a transmission unit that transmits, before the information regarding the eye to be examined is obtained, a moving image signal of the obtained moving image, to the PDA device;a reception unit that receives a control signal from the PDA device when the moving image signal is transmitted; anda control unit that controls the driving unit using the received control signal. 2. The ophthalmic apparatus according to claim 1, wherein the reception unit receives, from the PDA device, a signal of an instruction issued on the moving image which is displayed on the display unit based on the moving image signal received by the PDA device, as the control signal. 3. The ophthalmic apparatus according to claim 1, further comprising: a sensing unit that detects that a distance between the main body and the PDA device is smaller than a predetermined distance by wireless communication,wherein the transmission unit transmits the moving image signal to the PDA device when it is determined that the distance is smaller than the predetermined distance. 4. The ophthalmic apparatus according to claim 1, further comprising: a sensing unit that detects that the distance between the main body and the PDA device is smaller than a predetermined distance as a result of the main body and the PDA device making contact with each other,wherein the transmission unit transmits the moving image signal to the PDA device when it is determined that the distance is smaller than the predetermined distance. 5. An ophthalmic apparatus that is capable of communicating with a personal digital assistant (PDA) device, the ophthalmic apparatus comprising: an eye-examination unit that performs an examination on an eye to be examined;a reception unit that receives a state-confirmation signal from the PDA device when the ophthalmic apparatus is brought into contact with the PDA device or when the ophthalmic apparatus is not in contact with the PDA device, and a distance between the ophthalmic apparatus and the PDA device is smaller than a predetermined distance; anda transmission unit that transmits, to the PDA device, a moving image signal of the eye to be examined obtained before performing the examination. 6. The ophthalmic apparatus according to claim 5, wherein the reception unit further receives an operation signal from the PDA device after the moving image signal has been transmitted to the PDA device, andwherein the transmission unit further transmits, based on the received operation signal, a... | CANON KABUSHIKI KAISHA | A61B003/14 A61B003/00 A61B003/15 A61B003/18 A61B005/00
US09498120 | B2 | 2016-11-22 | Method and system for optical coherence elastography of posterior parts of the eye | 2014-12-22 | A system and method for optical coherence elastography of tissue of an eye. The method includes introducing a probe into the eye, the probe including a vibration element, generating time resolved images of the tissue of the eye located posterior the vibration element of the probe by optical coherence tomography, exciting the vibration element to ultrasonic vibrations making the tissue vibrate or oscillate, measuring a displacement of the tissue in the time resolved images, and calculating elasticity values of the tissue from the displacement. | 1. A method for optical coherence elastography of a tissue of an eye, the method comprising: introducing at least a portion of a probe into a vitreous humor of the eye, the portion of the probe comprising a vibration element;generating time resolved images of the tissue of the eye, the tissue being located more posterior than the vibration element of the probe, wherein the time resolved images of the tissue are generated by optical coherence tomography;exciting the vibration element to ultrasonic vibrations making the tissue vibrate or oscillate;measuring a displacement of the tissue in the time resolved images; andcalculating elasticity values of the tissue from the displacement. 2. The method of claim 1, wherein the time resolved images of the tissue are sectional images of the tissue. 3. The method of claim 1, further comprising: determining a distance between the vibration element of the probe and the tissue;determining a force applied to the tissue on basis of the distance and at least on parameter describing the ultrasonic vibrations; anddetermining an original length the tissue has prior to the exititation step, wherein the displacement of the tissue is measured as a change in length of the tissue, and the elasticity values of the tissue are calculated from the force applied and a ratio of the change in length and the original length. 4. The method of claim 1, wherein the tissue is a retina of the eye. 5. The method of claim 4, wherein the time resolved images and the elasticity values are generated as a map of the retina. 6. The method of claim 1, wherein the probe is a surgical instrument. 7. The method of claim 6, wherein the surgical instrument is a vitrectomy instrument. 8. The method of claim 1, wherein the displacement of the tissue is measured by speckle tracking in the time resolved images or by cross correlation of the time resolved images. 9. A system for optical coherence elastography of a tissue of an eye, the system comprising: a probe adapted to be introduced at least partially into the eye at a location posterior to the iris, the probe comprising a vibration element adapted to be located in a vitreous humor of the eye;a surgical microscope imaging the tissue and comprising an optical coherence tomograph generating time resolved images of the tissue of the eye the tissue being located more posterior than the vibration element of the probe, wherein time resolved images are generated by optical coherence tomography; anda computing and controlling device connected to the probe and to the surgical microscope and which device is adapted to control the vibration element to perform ultrasonic vibrations making the tissue vibrate or oscillate, to measure a displacement of the tissue in the time resolved images, and to calculate elasticity values of the tissue from the displacement. 10. The system of claim 9, wherein the tissue is a retina of the eye and the surgical microscope comprises a retina motion compensation and stab... | Carl Zeiss Meditec AG | A61B003/10 A61B008/08 A61B003/00 A61B008/10 A61B003/12 A61B003/13 A61F009/007 A61B005/00
US10376410 | B2 | 2019-08-13 | Automated, snore activated electro-mechanical mandibular advancement device | 2016-05-06 | An automated mandibular advancement device (MAD) is described for the treatment of sleep disorders involving the occlusion of upper airway gas flow during sleep; one example being obstructive sleep apnea. In embodiments, a MAD projects the lower jaw forward only after the patient has fallen asleep. Embodiments of the may track patient sleep parameters for later review by the patient and/or the treating physician to assess the quality of sleep and efficacy of the treatment regime. An actuator placed laterally within a band allows the integral microprocessor to actuate the lower jaw tray forward upon sensing of snoring activity (or upon exceeding a pre-set timer threshold). | 1. A mandibular advancement device for abating sleep disorders, comprising: a maxillary jaw tray configured to fit over a plurality of upper teeth of a patient;a mandibular jaw tray configured to fit over a plurality of lower teeth of a patient;an electro-mechanical actuator connecting said maxillary and mandibular jaw trays; and comprising a cart that moves linearly in response to the expansion or contraction of a nitinol wire assembly, and a protruding arm configured to ratchet a ratchet gear with each actuation; anda microcontroller in communication with at least one sensor, said microcontroller configured to, in response to an occurrence of a predetermined event, send a signal to an actuator indicating that the mandibular jaw tray should extend. 2. A method for treatment of sleep disorders comprising: manufacturing a mandibular advancement device by: (a) generating a three-dimensional profile of a patient's upper and lower teeth; (b) creating maxillary and mandibular jaw trays based upon said profile, and connecting said maxillary and mandibular jaw trays with an actuator whose movement is based on the expansion or contraction of a wire assembly, and comprises a protruding arm configured to ratchet a ratchet gear with each actuation; (c) providing a microcontroller in communication with at least one sensor, said microcontroller configured to, in response to the occurrence of a predetermined event, send a signal to said actuator indicating that the mandibular jaw tray should extend;providing said mandibular advancement device to a patient;receiving data from said microcontroller relative to the patient's sleep patterns; andtransmitting data to said microcontroller to implement a treatment profile. 3. The method of claim 2 wherein said actuator further comprises biocompatible polymer or elastomer for protecting said microcontroller. 4. The method of claim 2 wherein said data includes one of: total duration of use, frequency of use, number of actuations, and number of physiological events. 5. A device for treating sleep disorders comprising: a maxillary jaw tray configured to fit over the upper teeth of a patient;a mandibular jaw tray configured to fit over the lower teeth of a patient;actuator for connecting said maxillary and mandibular jaw trays, said actuator comprising a cart that moves linearly in response to the expansion or contraction of a nitinol wire assembly, and a protruding arm configured to ratchet great with each actuation; andmeans for detecting a predetermined event and directing said actuator means to extend the mandibular jaw tray. | - | A61B005/00 A61B005/08 A61F005/56
US10165968 | B2 | 2019-01-01 | Blood glucose measurement apparatus and blood glucose measurement method thereof | 2016-05-06 | Methods and apparatuses for blood glucose measurement are provided. A first glucose concentration in a body fluid of a user is detected based on a first measurement interval. A first blood glucose level of the user is determined based on the first glucose concentration. A glucose concentration measurement interval is changed from the first measurement interval to a second measurement interval according to an occurrence of an event. A second glucose concentration in the body fluid is detected based on the second measurement interval. A second blood glucose level of the user is determined based on the second glucose concentration. | 1. A blood glucose measurement apparatus comprising: a glucose detection unit configured to detect a glucose concentration in a body fluid of a user based on a glucose concentration measurement interval; anda wearable device configured to be worn by the user and wirelessly connected to the glucose detection unit, wherein the wearable device comprises: a control unit configured to: determine a first blood glucose level of the user based on a first glucose concentration detected by the glucose detection unit at a first measurement interval and transmitted to the wearable device by the glucose detection unit,change the glucose concentration measurement interval from the first measurement interval to a second measurement interval according to an occurrence of an event and information about the event, wherein the event comprises a determination of an action of the user and the information comprises predetermined information according to a performance and duration of the action,transmit the second measurement interval to the external glucose detection unit, anddetermine a second blood glucose level of the user based on a second glucose concentration detected by the glucose detection unit at the second measurement interval transmitted to the wearable device by the glucose detection unit. 2. The blood glucose measurement apparatus of claim 1, wherein the wearable device further comprises: a communication unit configured to receive information about whether the event has occurred from a periphery device through short-range wireless communication. 3. The blood glucose measurement apparatus of claim 1, wherein the event comprises exercise performed by the user, and wherein the control unit changes the glucose concentration measurement interval from the first measurement interval to the second measurement interval based on the exercise performed by the user. 4. The blood glucose measurement apparatus of claim 3, wherein the control unit is further configured to determine an amount of exercise performed by the user from a movement sensor attached to the user, and wherein the control unit changes the glucose concentration measurement interval from the first measurement interval to the second measurement interval when the amount of exercise performed by the user exceeds a preset amount of exercise. 5. The blood glucose measurement apparatus of claim 1, wherein the event comprises food consumption by the user, and wherein the control unit changes the glucose concentration measurement interval from the first measurement interval to the second measurement interval based on the food consumption by the user. 6. The blood glucose measurement apparatus of claim 1, wherein the event comprises a determination that the user is in a sleeping state, and wherein the control unit changes the glucose concentration measurement interval from the first measurement interval to the second measurement interval based on the determination that the user is in the sleeping state. ... | Samsung Electronics Co., Ltd | A61B005/145 A61B005/11 G06F019/00 A61B005/00 A61B005/0205 A61B005/024
US09498274 | B2 | 2016-11-22 | Liner extraction methods | 2013-09-06 | Methods and apparatus for the treatment of a body cavity or lumen are described where a heated fluid and/or gas may be introduced through a catheter and into treatment area within the body contained between one or more inflatable/expandable members. The catheter may also have optional pressure and temperature sensing elements which may allow for control of the pressure and temperature within the treatment zone and also prevent the pressure from exceeding a pressure of the inflatable/expandable members to thereby contain the treatment area between these inflatable/expandable members. Optionally, a chilled, room temperature, or warmed fluid such as water may then be used to rapidly terminate the treatment session. | 1. A method at withdrawing a liner from a tissue surface, comprising: positioning an elongate probe into a uterine cavity to be treated;expanding a liner enclosing the probe into contact against the tissue surface of the uterine cavity by infusing one or more puffs of air into the interior of the liner until the liner conforms to the uterine cavity;infusing a cryoablative fluid or gas via the elongate probe and within an interior of the liner such that the cryoablative fluid or gas contacts the interior of the liner and tissue surface in contact with the liner is ablated;applying a negative pressure within the interior of the liner such that the liner is peeled away in a normal direction from the tissue surface. 2. The method of claim 1 wherein positioning an elongate probe comprises introducing the elongate probe through a cervix and into the uterine cavity. 3. The method of claim 1 wherein infusing a cryoablative fluid or gas comprises infusing nitrous oxide into the interior of the liner. 4. The method of claim 1 wherein applying a negative pressure further comprises withdrawing the cryoablative fluid or gas from the interior of the liner. 5. The method of claim 1 wherein applying a negative pressure further comprises ceasing infusion of the cryoablative fluid and evacuating the interior of the liner through the elongate probe. 6. The method of claim 5 wherein evacuating the interior of the liner comprises switching a valve in fluid communication between a pump and the interior of the liner. 7. The method of claim 1 wherein infusing a cryoablative fluid or gas comprises maintaining an insulative annular spacing or gap between a sheath assembly and the interior of the elongate probe. 8. The method of claim 1 further comprising monitoring a pressure of the interior of the liner while infusing the cryoablative fluid or gas. 9. The method of claim 1 further comprising monitoring a temperature of the uterine cavity while infusing the cryoablative fluid or gas. 10. The method of claim 1 wherein expanding a liner further comprises detecting for a leak. 11. The method of claim 1 further comprising introducing a fluid or air into the interior of the liner to warm the liner after infusing the cryoablative fluid or gas. 12. The method of claim 1 further comprising heating the interior of the liner to warm the liner after infusing the cryoablative fluid or gas. | Channel Medsystems, Inc. | A61B018/02 A61B018/04 A61B017/12 A61B005/01 A61B005/00 A61B017/00 A61B018/00
US09492104 | B2 | 2016-11-15 | Catheter with combined position and pressure sensing structures | 2015-12-04 | A catheter is responsive to external and internal magnetic field generators for generating position data of the catheter position and pressure data to determine pressured exerted on a distal end of the catheter when engaged with tissue, with a reduced number of sensing coils and reduced number of sensing coil leads for minimizing lead breakage and failure. The catheter includes a distal section adapted for engagement with patient tissue, where the distal section has a proximal portion, a distal portion and a flexible joint with a resilient member adapted to allow axial displacement and angular deflection between the proximal and distal portions of the distal section. The catheter may have three or less sensing coils with three or less leads, each transmitting signals between a respective sensing coil and the signal processor. | 1. A catheter for use with a catheterization system having a plurality of magnetic field generators, each generating a position-data magnetic field, the catheter comprising: a flexible tubing; anda distal section adapted for engagement with patient tissue, the distal section having: a proximal portion, a distal portion and a flexible joint between the proximal portion and the distal portion;a distal section magnetic field generator positioned in one of the proximal and distal portions, the distal section magnetic field generator adapted to generate a pressure-data magnetic field;a plurality of sensing coils positioned in the other of the proximal and distal portions, at least one sensing coil of the plurality of sensing coils being configured as a position sensing, and a least one other of the sensing coils of the plurality of sensing coils being configured as a pressure sensor;wherein at least one sensing coil of the plurality of sensing coils is configured to sense each position-data magnetic field and each pressure-data magnetic field, and to generate signals representative of data relating to a position of the distal section and data relating to a pressure exerted on the distal section when engaged with the patient tissue; andwherein the at least one sensing coil of the plurality of sensing coils has a respective lead connected thereto configured to transmit signals for signal processing. 2. The catheter of claim 1, wherein the flexible joint includes a resilient member adapted to allow axial displacement and angular deflection between the proximal and distal portions of the distal section. 3. The catheter of claim 1, wherein the catheterization system includes a signal processor and the respective lead carries the signals representative of the data relating to position and pressure to the signal processor. 4. The catheter of claim 1, wherein the plurality of sensing coils is three or less. 5. The catheter of claim 1, wherein each of the sensing coils of the plurality of sensing coils has only one respective lead. 6. The catheter of claim 1, wherein the plurality of sensing coils consists of two elliptical sensors and one cylindrical sensor. 7. The catheter of claim 6, wherein one of the elliptical sensors is aligned with an X axis, another of the elliptical sensors is aligned with a Y axis, and the cylindrical sensor is aligned with a Z axis. 8. The catheter of claim 1, wherein the distal section magnetic field generator is a transmitting coil axially aligned with a longitudinal axis of the catheter. 9. The catheter of claim 8, wherein the plurality of sensing coils comprises first, second and third sensing coils, the first sensing coil being axially aligned with the transmitting coil and the second and third sensing coils being generally orthogonal to the first sensing coil and to each other. 10. The catheter of claim 9, wherein at least one of the first, second and third sensing coils senses each position-data magnetic field and a... | Biosense Webster (Israel) Ltd. | A61B005/05 A61B005/06 A61B005/00 A61N001/05 A61B018/14 A61B018/00
US10357196 | B2 | 2019-07-23 | Depth measurement in tissue using piezoelectric sensors having different probe sizes | 2015-01-07 | An apparatus and method for determining the depth of an object below a surface or the thickness of the dermis. The apparatus and method use a plurality of piezoelectric fingers having probes with differently sized contact areas. A plurality of measurements is taken using each of the probes with differently sized contact areas in order to determine the depth of an object below a surface or the thickness of the dermis. | 1. A device for three dimensional tumor location in tissue, said device comprising: an array including at least three piezoelectric fingers wherein each piezoelectric finger comprises: a first piezoelectric layer having a first length and being configured for application of a voltage thereto;a second sensing piezoelectric layer having a second length shorter than said first length;a non-piezoelectric layer, a proximal portion of which is located between the first and second piezoelectric layers; anda probe having a contact area and being located at a distal end of the non-piezoelectric layer or a distal end of one said piezoelectric layer;wherein each said probe has a contact area with a different size than a size of a contact area of every other of said probes, and the area of each said contact area is greater than 0.01 mm2;a measuring means for: (a) measuring a voltage induced across said sensing piezoelectric layer with each of said probes at a particular location on a surface of the tissue to obtain a plurality of measured induced voltages for that location,(b) determining an elastic modulus of the tissue from each said measured induced voltage, and(c) displaying the determined elastic moduli of the tissue in three dimensions. 2. The device of claim 1, where each contact area has a width and a difference in the width of each contact area is between 0.1-0.4 mm. 3. The device of claim 1, comprising at least four said piezoelectric fingers, and wherein the at least four differently sized contact areas are sized to provide a measurement for determining d1 and d2, wherein d1 is the distance from the surface to a top of an object and d2 is the distance from the surface to a bottom of the object. 4. The device of claim 1, wherein the contact area of each said probe is in a range of from 10-100 mm2. 5. The device of claim 1, wherein the contact area of each said probe is in a range of 0.01-50 mm2. 6. The device as claimed in claim 1, wherein when the distance from a surface of the tissue to a bottom of an inclusion in the tissue is larger than a depth sensitivity of one said probe, the elastic modulus for the measured induced voltage from that probe is determined using a two-spring model. 7. The device as claimed in claim 6, wherein the elastic modulus E determined by the two-spring model is expressed as:hE=d1En+h-d1Etwhere h is the depth sensitivity of the probe; d1 is the distance from the surface of the tissue to a top of the inclusion; and En and Et are the elastic moduli of normal tissue and of the inclusion, respectively. 8. The device as claimed in claim 1, wherein when the distance from a surface of the tissue to a bottom of an inclusion in the tissue is smaller than a depth sensitivity of one said probe, the elastic modulus for the measured induced voltage from that probe is determined using a three-spring model. 9. The device as claimed in claim 8, wherein the elastic modulus E determined by the two-spring model is expressed as:hE=d... | DREXEL UNIVERSITY | A61B005/00 A61B005/107
US09494497 | B2 | 2016-11-15 | Mass-spectrometer systems and methods | 2015-01-09 | Embodiments of the present disclosure present novel systems, devices and methods for an automated biological sample analysis using mass-spectrometry. The time from sample introduction to the reporting of data, in some embodiments, takes a relatively short amount of time (e.g., several minutes). In some embodiments, a biological sample to be analyzed is a blood sample. For many applications, only a single drop of blood may be sufficient. Through the use of a mixture of standards with unique molecular mass, a quantitative analysis of the target analyte can be performed in a single MS run (for example), eliminating the need to create and analyze standard curves. One advantage of such embodiments may be that the system, devices, and methods can eliminate the need for batch creation since the requirement to amortize the time and effort of creating and analyzing standard curves can be eliminated. | 1. A system for determining the concentration of an analyte of interest in a bodily fluid, the system comprising: a fluid pumping system comprising at least one positive pressure pump and at least one valve for directing fluid flow;a sample preparation portion comprising a disposable cartridge having a sample introduction port, a filtration region, a chromatography region, and an outlet;a sample analysis portion comprising a mass spectrometer, wherein the mass spectrometer produces a spectra for the analyte of interest in a sample of a bodily fluid, and at least one of a plurality of isotopes of the analyte of interest or a plurality of derivatized samples of the analyte of interest added to the sample in a single spectral measurement; andat least one processor having operational thereon computer instructions for at least controlling operation of the system, determining a concentration of the analyte contained in the bodily fluid sample, and reporting the at least one analyte concentration. 2. The system of claim 1, wherein fluid pumping system comprises a first pump and a second pump, and wherein the at least one valve comprises a multi-port valve. 3. The system of claim 2, wherein the multi-port valve includes a selector configured to select at least one pair of ports for fluid communication there-between. 4. The system of claim 3, wherein the multi-port valve comprises at least 6 ports designated respectively as ports 1 through 6. 5. The system of claim 4, wherein upon the selector being in a first position, ports 1 and 2 are in fluid communication, ports 3 and 4 are in fluid communication, and ports 5 and 6 are in fluid communication. 6. The system of claim 5, wherein upon the selector being in a second position, ports 2 and 3 are in fluid communication, ports 4 and 5 are in fluid communication, and ports 6 and 1 are in fluid communication. 7. The system according to claim 3, wherein at least one position of the selector is configured for loading and washing position of the bodily fluid sample. 8. The system according to claim 3, wherein at least one position of the selector is configured for an elution of the bodily fluid sample. 9. The system of claim 4, wherein port 1 is connected to the first pump and port 2 is connected to the sample introduction port. 10. The system of claim 4, wherein port 3 is connected to the second pump and port 4 is connected to the mass spectrometer. 11. The system of claim 4, wherein port 5 is connected to is connected to the outlet of the cartridge and port 6 is connected to a waste tank. 12. The system of claim 4, wherein port 1 is connected to the first pump and port 2 is connected to the sample introduction port, port 3 is connected to the second pump and port 4 is connected to the mass spectrometer, port 5 is connected to is connected to the outlet of the cartridge and port 6 is connected to a waste tank. 13. The system of claim 3, wherein the multi-port valve comprises at least 3 ports designate... | PureHoney Technologies, Inc. | H01J001/34 A61B005/157 A61M005/172 G01N001/34 G01N033/68 G01N035/10 G01N001/40
US09907477 | B2 | 2018-03-06 | Vector-based shock indication | 2016-07-18 | A system for managing care of a person receiving emergency cardiac assistance includes one or more capacitors arranged to deliver a defibrillating shock to a person; one or more electronic ports for receiving a plurality of signals from sensors for obtaining indications of an electrocardiogram (ECG) for the person; and a patient treatment module executable on one or more computer processors using code stored in non-transitory media and to provide a determination of a likelihood of success from delivering a future defibrillating shock to the person with the one or more capacitors, using a mathematical computation applied to a vector value defined by signals from at least two of the plurality of signals. | 1. A system for managing care of a person, the system comprising: an external defibrillator, configured to monitor electrocardiogram (ECG) data from a person receiving emergency cardiac assistance, the ECG data defining a vector from multiple ECG signals; andone or more processors configured to perform operations comprising: performing a vectorized mathematical transform of the ECG data that defines the vector from a time domain to a frequency domain using a window in the time domain, determining a likelihood of future defibrillation shock success using at least the mathematical transformation, andaffecting control of the external defibrillator based on an identification of whether a present defibrillation shock will likely be effective. 2. The system of claim 1, wherein the mathematical transform comprises one or more vectorized Fast Fourier Transforms (FFTs). 3. The system of claim 2, wherein the mathematical transform comprises one or more amplitude spectrum area (AMSA) calculations. 4. The system of claim 1, the operations comprising applying a pre-transform to a plurality of signals before applying the mathematical transform so as to make the plurality of signals orthogonal or near orthogonal. 5. The system of claim 4, wherein the pre-transform is applied in response to determining that the plurality of signals were not previously orthogonal or near orthogonal. 6. The system of claim 5, the operations comprising applying the mathematical transform to the vector value by calculating FFT for each of the plurality of signals to create processed values, and then combining the processed values. 7. The system of claim 6, wherein combining the processed values comprises determining a root of a sum of the processed values. 8. The system of claim 1, wherein the mathematical transform comprises a transform from a time domain to a frequency domain on a window of data. 9. The system of claim 1, wherein the mathematical transform comprises a transform from a time domain to a frequency domain on a window of ECG data. 10. The system of claim 9, wherein the window comprises a tapered window. 11. The system of claim 10, wherein the tapered window comprises a Tukey window. 12. The system of claim 10, wherein the tapered window is between about one second and about two seconds wide. 13. The system of claim 10, wherein the tapered window is selected from a group consisting of Tukey, Hann, Blackman-Harris, and Flat Top. 14. The system of claim 9, wherein the mathematical transform comprises a Fast Fourier Transform. 15. The system of claim 1, wherein determining a likelihood of future defibrillation shock success comprises determining a value that is a function of electrocardiogram amplitude at particular different frequencies or frequency ranges. 16. The system of claim 15, wherein determining a likelihood of future defibrillation shock success comprises determining an amplitude spectrum area (AMSA) value for the ECG data. 17. The system of clai... | ZOLL Medical Corporation | A61B005/02 A61B005/04 A61N001/39 A61B005/00 A61B005/053
US09495512 | B2 | 2016-11-15 | Using audio video device as health monitor | 2015-06-12 | An IPTV can receive a user name and present a screen enabling a user by means of a remote control to select health information categories, inputting numeric parameters into the selected categories which can be uploaded to an Internet server for analysis and viewed by the user for subsequent monitoring/charting. | 1. An apparatus comprising: at least one computer memory that is not a transitory signal and that comprises instructions executable by at least one processor for:receiving from a computer input device numeric input representing a measurable physical parameter of a user;presenting on a computer display a visualization of the user's history of the measurable physical parameter;correlating the parameter to at least one of: an upper limit, a lower limit, representing respective upper and/or lower “safe” limits of the parameter; andpresenting with the visualization a graph of time versus parameter value and both an upper limit line representing the upper limit, a lower limit line representing the lower limit, to indicate what respective upper and/or lower “safe” limits of the parameter being displayed are. 2. The apparatus of claim 1, wherein the instructions are executable for: responsive to respective input from a user of the apparatus, disabling and enabling automatically contacting a medical caregiver responsive to a measurement of the measurable physical parameter received by the processor not being within guidelines. 3. The apparatus of claim 1, wherein the instructions are executable for: outputting for presentation on at least one display at least one selectable parameter selectable to input numbers representative thereof, the at least one selectable parameter including “blood pressure” and/or “blood glucose”, wherein the visualization includes a graph of time versus parameter value and both the upper and lower limit lines established per guidance as to what upper and/or lower “safe” limits of the parameter being displayed are. 4. The apparatus of claim 1, wherein the instructions are executable for presenting on the display a list of selectable parameters selectable to input numbers representative thereof, the parameters including “blood pressure” and “blood glucose”. 5. The apparatus of claim 1, wherein the visualization includes a graph of time. 6. An apparatus comprising: at least one processor configured for controlling a video display of a consumer electronics device;at least one computer memory comprising instructions executable by the at least one processor for:receiving input from a computer input device indicating an identity of a user;receiving numeric input representing a measurable physical parameter of the user;storing a time associated with the numeric input along with the input;presenting on the display a visualization of the user's history of the measurable physical parameter; andresponsive to respective input from disable and enable selector elements from a user interface (UI), disabling and enabling automatically contacting a medical caregiver responsive to a measurement of the measurable physical parameter received by the processor not being within guidelines. 7. The apparatus of claim 6, wherein the instructions are executable for: outputting for presentation on at least the display at least one selectable parameter ... | Sony Corporation | G06F019/00 A61B005/00 A61B005/024 H04L029/08 G08B021/04 A61B005/02 H04N021/475 H04N021/478 H04N021/488 G08C019/16 G08B001/08 H04H060/45 H04H060/33 A61B005/0205 A61B005/021 A61B005/145
US09754370 | B2 | 2017-09-05 | Mobile processing device system for patient monitoring data acquisition | 2016-04-28 | A mobile processing device system for patient monitoring data acquisition includes a repository of information. The information associates a particular patient monitoring device type for displaying a particular patient parameter with a particular text label identifying the particular patient parameter. A portable processing device includes an imaging device for acquiring image data representing an image presenting patient parameter data from the particular patient monitoring device type. An image recognition processor uses the information, for analyzing the image data to identify the particular text label identifying the particular patient parameter and a value of the particular patient parameter. An output processor communicates data representing the particular patient parameter and the value to a destination. | 1. A method for patient monitoring data acquisition, the method comprising: capturing, via a mobile device, patient data information for a patient from an interface of a non-connected medical device associated with the patient, wherein the patient data information is captured in an image format;transcribing the patient data information captured from the interface of the non-connected medical device from the image format to a text format that represents the patient data information;providing the text format representing the patient data information on an interface of the mobile device; andcommunicating the text format representing the patient data information to a destination. 2. The method of claim 1, wherein the destination is a healthcare information system (HIS). 3. The method of claim 1, wherein the destination is remote from the mobile device. 4. The method of claim 1, wherein the text format representing the patient data information is provided on the interface of the mobile device for user confirmation of the accuracy of the text format of the patient data information. 5. The method of claim 1, wherein the mobile device is separate from the medical device. 6. The method of claim 1, wherein the image is captured utilizing an image capture device. 7. A computerized system comprising: one or more processors; anda non-transitory computer storage media storing computer-useable instructions that, when used by the one or more processors, cause the one or more processors to:capture, via a mobile device, patient data information for a patient from an interface of a non-connected medical device associated with the patient, wherein the patient data information is captured in an image format, and wherein the patient data information is clinical data for the patient;transcribe the patient data information captured from the interface of the non-connected medical device from the image format to a text format that represents the patient data information;provide the text format representing the patient data information on an interface of the mobile device; andcommunicate the text format representing the patient data information to a destination. 8. The system of claim 7, wherein the destination is a healthcare information system (HIS). 9. The system of claim 7, wherein the destination is remote from the mobile device. 10. The system of claim 7, wherein the text format representing the patient data information is provided on the interface of the mobile device for user confirmation of the accuracy of the text format of the patient data information. 11. The system of claim 7, wherein the mobile device is separate from the medical device. 12. The system of claim 7, wherein the image is captured utilizing an image capture device. 13. The system of claim 7, wherein the patient data information is vital sign information. 14. The system of claim 7, wherein the destination is a patient record for the patient. 15. The system of claim 7, wherein the mob... | Cerner Innovation, Inc. | H04N009/47 H04N007/18 G06T007/00 A61B005/00 G06K009/32 G06K009/00 G06F017/27
US09492101 | B2 | 2016-11-15 | Estimation of incoherent motion parameters from diffusion-weighted MRI data | 2013-09-27 | Some aspects provide a method of determining a set of parameter estimates for an incoherent motion model from diffusion-weighted magnetic resonance data of a portion of a biological body. The method comprises determining a first set of parameter estimates for a plurality of voxels associated with one or more images based, at least in part, on the diffusion-weighted magnetic resonance data, determining a second set of parameter estimates by stochastically perturbing the first set of parameter estimates, determining a third set of parameter estimates based, at least in part, on the first set of parameter estimates and the second set of parameter estimates, and determining whether at least one criterion associated with the third set of parameter estimates is satisfied. | 1. A method of determining a set of parameter estimates for an incoherent motion model from diffusion-weighted magnetic resonance data of a portion of a biological body, the method comprising: (A) determining, based at least in part on the diffusion-weighted magnetic resonance data, a first set of parameter estimates for a plurality of voxels associated with one or more images to be generated, the first set of parameter estimates comprising, for each of the plurality of voxels, estimates for a slow diffusion parameter, a fast diffusion parameter, and a fractional diffusion parameter indicating a fraction of slow diffusion to fast diffusion in a respective voxel;(B) determining a second set of parameter estimates by stochastically perturbing the first set of parameter estimates;(C) determining a third set of parameter estimates based, at least in part, on fusing the first set of parameter estimates and the second set of parameter estimates using a binary cut graph technique;(D) determining whether at least one criterion associated with the third set of parameter estimates is satisfied;(E) performing acts (B)-(C) using the third set of parameter estimates as the first set of parameter estimates if the at least one criterion is not satisfied; and(F) generating the one or more images based, at least in part, on the third set of parameter estimates if the at least one criterion has been satisfied. 2. The method of claim 1, wherein the diffusion-weighted magnetic resonance data is obtained at a plurality of non-zero b-values. 3. The method of claim 1, wherein determining the first set of parameter estimates comprises using a spatial homogeneity prior based, at least in part, on information from adjacent voxels in the plurality of voxels. 4. The method of claim 3, wherein determining the first set of parameter estimates using the spatial homogeneity prior comprises defining the spatial homogeneity prior, at least in part, using a robust L1-norm. 5. The method of claim 1, wherein determining the second set of parameter estimates comprises using a bootstrap resampling technique that includes the stochastic perturbation of the first set of parameter estimates. 6. The method of claim 1, wherein determining the third set of parameter estimates comprises fusing the first set of parameter estimates and the second set of parameter estimates by selecting parameter estimates from either the first set of parameter estimates or the second set of parameter estimates such that the third set of parameter estimates better fits the diffusion-weighted magnetic resonance data. 7. The method of claim 1, wherein using a binary cut graph technique comprises representing each parameter estimate in the first set of parameter estimates and the second set of parameter estimates as a node and assigning edge weights based, at least in part, on a likelihood of the respective parameter estimate given the diffusion-weighted magnetic resonance data and/or differences between at ... | Children's Medical Center Corporation | G06K009/00 A61B005/055 G01R033/56 G01R033/563 G01R033/54 A61B005/00
US09504387 | B2 | 2016-11-29 | Device and method for the early detection of cattle physiological variables and location in a remote and autonomous way | 2013-10-24 | A device or assortment of devices is provided for measuring temperature and/or other biological parameters, and locating cattle or other types of animals in a remote, continuous and autonomous way. This allows early detection of sickness and other biological states, especially epidemic outbursts or cattle rustling, thus facilitating the early reaction of owners and/or authorities. | 1. A method for detection and control of animal sickness or theft, comprising: measuring physiological parameters of an animal as animal specific data with at least one sensor embedded in the animal, including a subcutaneous chip implanted in a retro-auricular region of the animal;transmitting the physiological parameters to an electronic collar including at least one transceiver, a renewable-energy power system, and a wire extending along the whole length of the electronic collar, wherein the renewable-energy power system recharges autonomously;detecting and transmitting the physiological parameters including internal body temperature data to an informatics server, wherein the detection is automatic, autonomous, and continuous;detecting and transmitting a geographical location of the animal to the informatics server, wherein the detection and transmission of the geographical location is automatic, autonomous, and continuous;sending a first emergency message to the informatics server and to a cellular phone, if the wire in the electric collar is cut, indicating that the animal may be stolen;sending a second emergency message to the informatics server and to the cellular phone if the animal is outside of a fixed predetermined area;sending, via an SMS message over a data connection, the animal specific data including internal body temperature data, individual animal identification, and geographical location to the informatics server to display the animal specific data in real time to a user;creating a database of the animal specific data that can be processed to generate statistics;transmitting, from the informatics server, the statistics and alerts to authorities to facilitate, in real time, sanitary control;providing a web-based platform to the user for viewing the animal specific data, the statistics and the alerts in the database;providing a display to private personnel to view the alerts from all electronic collars transmitting to the informatics server;comparing the animal specific data to the statistics to detect foot-and-mouth disease in the animal; andsending a third emergency message to the cellular phone, if foot-and-mouth disease is detected. 2. The method according to claim 1, further comprising: detecting sickness through changes in the internal body temperature data of the animal. 3. The method according to claim 1, wherein the database includes the internal body temperature and the physiological parameters of the animal, environmental conditions, the individual animal identification, geographical coordinates, and movement of any number of animals. 4. The method according to claim 1, further comprising: analyzing the database to provide information on sickness, caloric stress and other conditions the animal must endure and which may affect the internal body temperature data or other physiological parameters, geographical positions and grazing habits, and a physiological state. 5. The method according to claim 1, wherein the physi... |  | A61B005/01 A61B005/00 A61B005/11
US09486282 | B2 | 2016-11-08 | Basket catheter with deflectable spine | 2015-12-04 | A catheter adapted for mapping and/or ablation in the atria has a basket-shaped electrode array with two or more location sensors with a deflectable expander. The catheter has comprises a catheter body, a basket electrode assembly at a distal end of the catheter body, and a control handle at a proximal end of the catheter body. The basket electrode assembly has a plurality of electrode-carrying spines and an expander that is adapted for longitudinal movement relative to the catheter body for expanding and collapsing the assembly via a proximal end portion extending past the control handle that can be pushed or pulled by a user. The expander is also adapted for deflection in responsive to an actuator on the control handle that allows a user to control at least one puller wire extending through the catheter body and the expander. | 1. A catheter comprising: an elongated catheter body having proximal and distal ends and at least one lumen therethrough;an electrode assembly at the distal end of the catheter body, the electrode assembly having proximal and distal ends and comprising a plurality of spines, the spines comprising a plurality of electrodes;an expander having proximal and distal ends, the expander forming a longitudinal axis of the electrode assembly, the spines being attached at their proximal ends to the distal end of the catheter body and at their distal ends to the expander;at least one puller wire that extends through the expander, the puller wire having a distal end anchored in the expander at a location distal of the distal end of the catheter body and proximal of the distal end of the electrode assembly; anda control handle proximal of the catheter body, the control handle having an actuator adapted to move the at least one puller wire,wherein the electrode assembly has an expanded arrangement when the expander is moved proximally along the longitudinal axis relative to the catheter body and the electrode assembly has a collapsed arrangement when the expander is moved distally along the longitudinal axis relative to the catheter body, andwherein the expander is adapted to deflect in at least one direction when the at least one puller wire is moved by the actuator. 2. The catheter of claim 1, further comprising a proximal junction at the distal end of the catheter body, the proximal junction comprising: a tubing having a proximal end and a distal end, the proximal end of the tubing being mounted over the distal end of the catheter body;a ring inside the distal end of the tubing, the ring having a through-hole; anda tunnel member in the through-hole of the ring,wherein the tunnel member has a lumen through which the expander extends and has longitudinal movement. 3. The catheter of claim 2, wherein the tunnel member has at least one off-axis lumen. 4. The catheter of claim 1, further comprising a distal junction at the distal end of the expander, the distal junction comprising: an outer tubing having a lumen;a puller wire anchor in the lumen of the outer tubing; anda ring in the lumen of the outer tubing,wherein distal ends of spine support members of the spines are anchored between the ring and the puller wire anchor. 5. The catheter of claim 1, wherein the spines are mounted in about 360 radial degrees around the expander. 6. The catheter of claim 1, wherein the spines are mounted in about 180 radial degrees around the expander. 7. The catheter of claim 1, wherein at least one spine carries at least one of the spines carries at least one ring electrode. 8. The catheter of claim 1, wherein the expander carries at least one ring electrode distal of the distal end of the catheter body. 9. The catheter of claim 1, wherein the expander has a guidewire lumen. 10. The catheter of claim 1, further comprising at least one location sensor. 11. A catheter co... | BIOSENSE WEBSTER (ISRAEL) LTD. | A61B005/042 A61B018/14 A61M025/01 A61M025/00 A61B017/00 A61B018/00
US10105051 | B2 | 2018-10-23 | System and method for a portable eye examination camera | 2016-03-22 | A system and method for a portable eye examination camera is described herein. The system and method may include: a light source disposed within said portable camera at a set distance away from an eye of a patient; a first lens within said portable camera for focusing the light from said light source onto a retina of the eye and providing a wide field retinal image; a second lens for receiving said retinal image and causing a magnification of said retinal image; and a digital camera within a mobile computing device for recording said retinal image. | 1. A portable camera for capturing an image of a patient's eye without contacting the patient's eye, the portable camera comprising: a light source disposed within the portable camera;a first lens within the portable camera for focusing light from the light source onto a retina of the patient's eye and providing a wide-field retinal image, wherein the first lens is a biconvex aspherical lens;a second lens for receiving the wide-field retinal image and causing a magnification of the wide-field retinal image; anda digital camera within a mobile computing device for recording the magnified wide-field retinal image. 2. The portable camera as claimed in claim 1, wherein a LED is used as the light source, and wherein the LED is substantially coaxial with the first lens and the second lens. 3. The portable camera as claimed in claim 1, wherein an Infrared LED is used to illuminate the retina of the patient's eye without causing constriction of a pupil of the patient's eye. 4. The portable camera as claimed in claim 1, wherein a focal length of the second lens is greater than a focal length of the first lens. 5. The portable camera as claimed in claim 1, wherein a distance between the first lens and the second lens is a sum of focal lengths of the first and second lenses. 6. The portable camera as claimed in claim 1, wherein retinal photography is possible without dilating a pupil of the patient's eye. 7. A portable camera for capturing an image of a patient's eye without contacting the patient's eye, the portable camera comprising: a light source disposed within the portable camera;a first lens within the portable camera for focusing light from the light source onto a retina of the patient's eye and providing a wide-field retinal image;a second lens for receiving the wide-field retinal image and causing a magnification of the wide-field retinal image, wherein the second lens is a biconvex achromatic lens;a digital camera within a mobile computing device for recording the magnified wide-field retinal image. 8. The portable camera as claimed in claim 7, wherein a LED is used as the light source, and wherein the LED is substantially coaxial with the first lens and the second lens. 9. The portable camera as claimed in claim 7, wherein an Infrared LED is used to illuminate the retina of the patient's eye without causing constriction of a pupil of the patient's eye. 10. The portable camera as claimed in claim 7, wherein a focal length of the second lens is greater than a focal length of the first lens. 11. The portable camera as claimed in claim 7, wherein a distance between the first and second lens is a sum of focal lengths of the first and second lenses. 12. The portable camera as claimed in claim 7, wherein retinal photography is possible without dilating a pupil of the patient's eye. 13. A portable camera for capturing an image of a patient's eye without contacting the patient's eye, the portable camera comprising: a light source disposed wit... | Spect Inc. | A61B003/14 A61B003/103 A61B003/12 G02B013/00 G02B027/28 A61B005/00
US09500865 | B2 | 2016-11-22 | Method and apparatus for recognizing behavior and providing information | 2014-02-18 | A method and apparatus may capture an image of a second person with a camera on a frame worn by a user, transmit the image to a second device, receive a recommendation for the user to interact with the second person in response to a behavior of the second person, and display the recommendation to the user on how to interact with the second person in response to the second person's behavior. | 1. An apparatus comprising: a frame configured to be worn on a user's head;a camera on the frame configured to capture an image of a second person;a transceiver on the frame configured to transmit the image to a second device and receive a recommendation for the user to interact with the second person in response to a behavior of the second person;a display on the frame configured to display the recommendation to the user on how to interact with the second person in response to the second person's behavior, wherein the transceiver is configured to receive information about the second person's behavior from the second device, and the display is configured to display the received information about the second person's behavior to the user, wherein the displayed information comprises at least one of a word, a halo around the second person, a glowing outline, an icon, a flashing light, or a symbol, wherein the displayed information comprises at least one of a severity of the second person's behavior, and a probability of accuracy of an assessment of the second person's behavior. 2. The apparatus of claim 1, wherein the displayed recommendation comprises at least one of a word, a phrase, a symbol, an image, or a video. 3. The apparatus of claim 1, wherein the recommendation is based on a behavior of the second person's eyes captured in the image. 4. The apparatus of claim 1, further comprising a speaker configured to play an audio recommendation to the user on how to interact with the second person in response to the second person's behavior. 5. The apparatus of claim 1, wherein the second person's behavior indicates the second person has a health condition, and the recommendation describes how the user can help the second person. 6. The apparatus of claim 1, configured to allow the user to select a mode from a plurality of modes, each mode being associated with a type of recommendations to display, wherein the modes comprise at least two of a help mode, a warning mode, and a sales mode, wherein the transceiver is configured to transmit the image to the second device and receive a recommendation based on the mode selection and the image for the user to interact with the second person in response to the behavior of the second person. 7. The apparatus of claim 1, wherein the camera is configured to capture two or more images of the second person, the transceiver is configured to transmit the images to the second device and receive updated information to display about the second person after two or more behaviors are observed in the images, and the display is configured to display the updated information. 8. The apparatus of claim 1, further comprising a sensor configured to sense a condition of the second person, the condition comprising at least one of sounds of the second person, temperature of the second person, perspiration of the second person, and speed of movement. 9. The apparatus of claim 1, wherein the camera is configured to capture a ... |  | G02B027/01 G06T019/00 H04M001/725 A61B005/00 A61B005/11 G06Q050/00 G06Q030/02 H04N005/272 A61B005/08 A61B005/16 A61B005/18
US10265001 | B2 | 2019-04-23 | Mouthguard for analysis of biomarkers for traumatic brain injury | 2015-06-22 | Embodiments include methods, systems and computer program products for monitoring a user of a helmet for traumatic brain injury. Aspects include obtaining a saliva specimen from a mouthguard and providing the saliva specimen to a lab on chip. Aspects further include determining whether the saliva specimen contains a biomarker that indicates the user suffered a traumatic brain injury and creating an alert that the user of the helmet has suffered a traumatic brain injury. | 1. A method for monitoring a user for traumatic brain injuries, the method comprising: determining that the user has suffered a severe impact;obtaining a saliva specimen from a mouthguard that is worn by the user, wherein obtaining the saliva specimen from the mouthguard is performed after a delay period from the severe impact, wherein the delay is determined based on a severity of the severe impact experienced by the user;providing the saliva specimen to a lab on chip;analyzing the saliva specimen for one or more biomarkers; andcreating an alert that the user of the mouthguard may have suffered a traumatic brain injury, wherein the alert includes an indication of the one or more biomarkers, a concentration of the one or more biomarkers and an identification of the user. 2. The method of claim 1, wherein the lab on chip is disposed within the mouthguard. 3. The method of claim 1, wherein the lab on chip is disposed within a helmet that is in fluid communication with the mouthguard. 4. The method of claim 1, wherein the determination that the user has suffered a severe impact is based on a determination that a helmet worn by the user has experienced an acceleration above a threshold amount. 5. The method of claim 4, wherein the threshold amount is based upon a medical history of the user. 6. The method of claim 1, wherein the delay is further determined based on a medical history of the user. | INTERNATIONAL BUSINESS MACHINES CORPORATION | A61B005/145 A61B005/00 A61B010/00 G06F019/00 A42B003/04 G16H040/63 G16H050/20
US10390707 | B2 | 2019-08-27 | Needle for biosensor and bio sensor including the same | 2016-05-11 | Disclosed is a biosensor needle including a light-transmissive main body having a width that is less than a length so as to be inserted into a testee, and a plurality of metal particles provided at at least a part of the main body and generating a surface enhanced Raman scattering (SERS) effect of light incident through the main body. | 1. A biosensor needle comprising: a light-transmissive main body having a width that is less than a length of the main body, and is insertable into a testee; anda plurality of metal particles provided on at least a portion of only an outer surface of the main body configured to contact a testee and generating a surface enhanced Raman scattering effect of light incident through the main body. 2. The biosensor needle of claim 1, wherein the plurality of metal particles comprises at least one of gold particles, silver particles, and copper particles. 3. The biosensor needle of claim 1, wherein the main body comprises a transparent polymer material. 4. The biosensor needle of claim 3, wherein the transparent polymer material is obtained by polymerizing at least one monomer of aniline, EDOT(3,4-ethylenedioxythiophene), pyrrole, N-succinimidyl acrylate, acrylamide, thiophene, aniline-co-pyrrole, amylopectin, carboxymethyl cellulose, dialcohol dimethyl quaterthiophene-co-adipic acid, and methylvinylether/maelic anhydride+ethyleneglycol. 5. The biosensor needle of claim 1, further comprising a biodegradable layer attached onto at least a portion of the surface of the main body and comprising a biodegradable polymer material. 6. The biosensor needle of claim 5, wherein a first end of the biodegradable layer contacts the main body and a second end of the biodegradable layer has a sharp, pointed shape. 7. The biosensor needle of claim 5, wherein the plurality of metal particles are disposed between the biodegradable layer and the main body. 8. The biosensor needle of claim 5, wherein the biodegradable polymer material comprises at least one of polylactic acid, poly(lactic-co-glycolic) acid, poly(caprolactone), polyhydroxyalkanoates, poly(propylene fumarate), polydioxanone, polyglycolide, polyanhydrides, polyacetals, poly(ortho esters), polycarbonates, polyurethanes, and polyphosphazenes. 9. The biosensor needle of claim 5, wherein the main body comprises at least one surface substantially perpendicular to a length direction of the needle. 10. The biosensor needle of claim 9, wherein the biodegradable layer is attached on a surface of the main body that is substantially perpendicular to the length direction of the needle. 11. The biosensor needle of claim 1, wherein the width of the main body is about 40 microns (μm) to about 60 μm and the length of the main body is about 700 μm to about 1400 μm. | Samsung Electronics Co., Ltd | A61B005/00 A61B005/1459
US10207088 | B2 | 2019-02-19 | Monitoring and regulation device configured for monitoring and regulating cardiac parameters | 2016-04-26 | The invention relates to a monitoring and regulation device configured for implantation in the heart, including at least one pressure sensor located in a distally arranged section of a shaft and a regulation device configured for regulating blood flow and blood pressure. The regulation device includes the shaft, a first pressure valve, a second pressure valve, and a sliding element. The pressure sensor is configured to output data that is used to monitor vital parameters of a cardiovascular system. The shaft is tubular with a lumen that extends axially there through. The shaft has distal and proximal sections and a central section, wherein the distal and proximal sections are disc-shaped extended, thus forming a first double disc at the distal section and a second double disc at the proximal section. The central section links the first and second double discs. The central section of the shaft has an opening. The first pressure valve is disposed in the opening in the central section of the shaft. The second pressure valve is located in the lumen in the proximal section of the shaft. The sliding element is housed inside the lumen. The sliding element has an axially movable and rotatable cylindrical piston and a piston rod, wherein pushing the piston towards the distal section of the shaft or rotating the piston results in a partial or complete closing of the opening for controlling the blood flow. | 1. A monitoring and regulation device configured for implantation in a heart comprising: at least one pressure sensor being located in a distally arranged section of a shaft, the pressure sensor being configured to output data that is used to monitor vital parameters of a cardiovascular system;the regulation device configured for regulating blood flow and blood pressure, the regulation device comprising: the shaft, the shaft being tubular and fluid-tight and having a lumen extending axially there through, the shaft having distal and proximal sections and a central section, wherein the distal and proximal sections are disc-shaped extended thus forming a first double disc at the distal section and a second double disc at the proximal section, the central section linking the first and second double discs, the central section of the shaft having an opening, a length of the central section being adapted to an anatomical characteristic of a right ventricle of the heart, said length corresponding to a distance between a myocardium wall of the right ventricle and a right ventricle septum of the heart;a first pressure valve disposed in the opening in the central section of the shaft;a second pressure valve located in the lumen in the proximal section of the shaft; anda sliding element housed inside the lumen, the sliding element having an axially movable and rotatable cylindrical piston and a piston rod, wherein pushing the piston towards the distal section of the shaft or rotating the piston results in a partially or completely closing of the opening to control the blood flow. 2. The monitoring and regulation device according to claim 1, wherein the shaft includes a braiding or mesh of nitinol wires and the shaft is coated by a fluid tight material. 3. The monitoring and regulation device according to claim 2, wherein the fluid tight material is silicone. 4. The monitoring and regulation device according to claim 1, wherein said piston is equipped with a sensor. 5. The monitoring and regulation device according to claim 1, wherein said piston has a raked surface at its distal end. 6. The monitoring and regulation device according to claim 2, wherein the shaft includes the mesh of nitinol wires, the monitoring and regulation device further comprising at least one stimulating electrode pole being connected to a pacemaker via a connecting lead, said stimulating electrode pole and the connecting lead being configured to be guided via the shaft into a left ventricle of the heart, and wherein the mesh of nitinol wires of the monitoring and regulating device is connected to the pacemaker via the connecting lead such that the mesh of nitinol wires forms an indifferent pole. 7. The monitoring and regulation device according to claim 2, wherein the shaft includes the mesh of nitinol wires, the monitoring and regulation device further comprising at least one electrode being connected via a connecting a lead to at least one electrode that is configured to meas... | Peter Osypka | A61B005/02 A61M027/00 A61M001/10 A61B005/0215 A61B005/053 A61B005/00 A61M039/22 A61N001/05 A61N001/362 A61M001/12 A61B017/00
US10517481 | B2 | 2019-12-31 | System and method for providing selective channel sensitivity in an optoacoustic imaging system | 2016-07-11 | A method for controlling an optoacoustic imaging system includes the steps of analyzing sinogram data values to identify variations, storing information concerning the variations, generating first and second sinograms, and processing the sinograms to mitigate the effect of the variations. In the analyzing step, sinogram data values are analyzed to identify one or more variations that are related to performance of one or more of the discrete components of the optoacoustic imaging system. The identified variations are then stored. A first sinogram is generated by sampling transducer elements acoustically coupled with a surface of a volume for a predetermined period of time after delivery of a pulse of light having a first wavelength, the first sinogram containing one channel for each of the transducer elements. A second sinogram is generated by sampling the transducer elements acoustically coupled with the surface of the volume for the predetermined period of time after delivery of a pulse of light having a second wavelength, the second sinogram containing one channel for each of transducer elements. The first and second sinograms are processed using the stored information to mitigate the effect of the identified variations on the respective sinogram. | 1. A method for controlling an optoacoustic imaging system comprising: analyzing sinogram data values to identify a first variation associated with at least one of a plurality of discrete components of the optoacoustic imaging system, each of the plurality of discrete components associated with a corresponding channel of a plurality of channels;generating a first sinogram by sampling a plurality of transducer elements acoustically coupled with a surface of a volume for a predetermined period of time after a pulse of light having a first wavelength, the first sinogram containing one channel for each of the plurality of transducer elements;generating a second sinogram by sampling the plurality of transducer elements for a predetermined period of time after a pulse of light having a second wavelength, the second sinogram containing one channel for each of the plurality of transducer elements; andmodifying the first and second sinograms based on the identified first variation to mitigate an effect of the identified first variation on the first and second sinograms. 2. The method as set forth in claim 1, wherein the identified first variation is associated with a channel. 3. The method as set forth in claim 1, wherein: a plurality of amplifiers are used to amplify analog signals output by each of the plurality of transducer elements;at least two of the plurality of transducer elements are associated with each one of the plurality of amplifiers; andwherein the identified first variation is associated with an amplifier. 4. The method as set forth in claim 1, further comprising: reconstructing an optoacoustic image based upon the modified first and second sinograms; andoutputting the optoacoustic image. 5. The method as set forth in claim 1, further comprising: generating a first complex-valued array and a second complex-valued array, each of the first and second complex-valued arrays comprising an analytic representation of one of the modified first and second sinograms, respectively, an imaginary component of each of the first and second complex-valued arrays representing a quadrature component and a real component of each of the first and second complex-valued arrays representing an in-phase component; andgenerating an optoacoustic image based upon each complex-valued array, the optoacoustic images being positive, real valued, non-complex images. 6. The method as set forth in claim 5, further comprising outputting the optoacoustic images. 7. The method as set forth in claim 5, further comprising generating a map overlay based on the first and second complex-valued arrays. 8. The method as set forth in claim 7, further comprising: transmitting and receiving ultrasound data using the plurality of transducer elements;producing ultrasound images using the received ultrasound data; andco-registering and overlaying the map overlay on the ultrasound image to form a composite image. 9. The method as set forth in claim 8, further comprising outputting ... | Seno Medical Instruments, Inc. | G06K009/00 A61B005/00 A61B008/08 A61B008/00 A61B008/14
US10432717 | B2 | 2019-10-01 | Setup synchronization apparatus and methods for end user medical devices | 2014-12-10 | Embodiments of the present application enable setup synchronization of an end user medical device (110) such as a blood glucose meter. The invention includes a controller (302) including a memory (304); a transceiver (306) operatively coupled to the controller; and a host computer (104) interface (208) operative to couple the controller to a host computer, wherein the memory is operative to store instructions executable on the controller. The instructions are adapted to cause the controller to scan for an advertising medical device using the transceiver, establish a communications connection with a medical device advertising for synchronization, and transmit synchronization data to a medical device once a communication connection has been established. Numerous other aspects are disclosed. | 1. An apparatus comprising: a controller including a memory;a transceiver operatively coupled to the controller; anda host computer interface operative to couple the controller to a host computer,wherein the memory is operative to store instructions executable on the controller, the instructions adapted to cause the controller to:scan for an advertising medical device using the transceiver,establish a communications connection with a medical device advertising for synchronization, the medical device having a real-time clock, wherein the real-time clock is not running prior to the advertising for synchronization, andtransmit synchronization data to a medical device once a communication connection has been established. 2. The apparatus of claim 1 wherein the memory is further operative to store a host application for installation and execution on a host computer via the host computer interface. 3. The apparatus of claim 2 wherein the instructions are further adapted to cause the controller to determine if the host application is installed on the host computer. 4. The apparatus of claim 1 wherein the instructions are further adapted to cause the controller to synchronize the real-time clock with the correct time via the synchronization data. 5. The apparatus of claim 1 wherein the instructions are further adapted to cause the controller to transmit configuration parameter values to the medical device and to configure the medical device based on the configuration parameter values. 6. The apparatus of claim 1 wherein the instructions are further adapted to cause the controller to cause a connected host computer to display a synchronization complete indication once the medical device has been synchronized. 7. The apparatus of claim 1 wherein the instructions are further adapted to cause the controller to return to a scanning mode once the medical device has been synchronized. 8. A system comprising: an end user medical device including an activation function for putting the medical device in an advertising mode for requesting synchronization, the end user medical device having a real-time clock, wherein the real-time clock is not running prior to being put in the advertising mode; anda setup synchronization apparatus including a controller including a memory; a transceiver operatively coupled to the controller; and a host computer interface operative to couple the controller to a host computer,wherein the memory is operative to store instructions executable on the controller, the instructions adapted to cause the controller to scan for an advertising medical device using the transceiver. 9. The system of claim 8 further comprising a host computer executing a host application adapted to allow a health care provider to configure the end user medical device. 10. The system of claim 8 wherein the instructions are further adapted to cause the controller to establish a communications connection with the medical device once the medical device is adve... | Ascensia Diabetes Care Holdings AG | H04L029/08 A61B005/145 H04L029/06 A61B005/00 G16H040/63
US09737274 | B2 | 2017-08-22 | Tomographic apparatus | 2013-12-17 | The invention is a tomographic apparatus, in particular for examining a brain or a limb of a human and/or a primate animal, the apparatus (10) comprising an examination space (16) adapted for receiving a subject of a tomographic examination, and a PET ring (12) and a second imaging arrangement, being arranged around the examination space (16) in a substantially coaxial manner. The tomographic apparatus according to the invention comprises a PET ring (12) being displaceable between a PET operational state and a PET non-operational state, and comprises a second imaging arrangement adapted for being brought from a second imaging non-operational state to a second imaging operational state in the PET non-operational state of the PET ring (12). | 1. A tomographic apparatus for examining a brain or a limb of a human and/or a primate animal, the apparatus comprising: an examination space adapted for receiving a subject of a tomographic examination, anda PET ring arranged around the examination space in a substantially coaxial manner, wherein the PET ring is displaceable between a PET operational state and a PET non-operational state; anda second imaging arrangement arranged around the examination space in a substantially coaxial manner, wherein the second imaging arrangement is adapted for being brought from a second imaging non-operational state to a second imaging operational state in the PET non-operational state of the PET ring, the second imaging arrangement is a CT arrangement having a radiation source and a detector corresponding to the radiation source,in the PET operational state the PET ring is moved into between the radiation source, and the detector of the CT arrangement, while in the PET non-operational state, the PET ring is moved out from between the radiation source and the detector of the CT arrangement, andin the second imaging operational state, the detector of the CT arrangement is displaced towards the radiation source from the position the detector has in the second imaging non-operational state such that in the second imaging non-operational state the PET ring is allowed to be inserted between the radiation source and the detector of the CT arrangement. 2. The tomographic apparatus of claim 1, wherein the radiation source is arranged such that a side facing an inlet of the examination space of a space part irradiated by the radiation source is aligned substantially parallel with the inlet. 3. The tomographic apparatus of claim 1, wherein the examination space is broadened at an inlet thereof. | Mediso Orvosi Berendezes Fejleszto es Szerviz Kft. | G01T001/24 A61B006/00 A61B006/03 A61B005/00 A61B005/055
US10219705 | B2 | 2019-03-05 | System and method for identifying autoregulation zones | 2016-05-04 | A method for monitoring autoregulation includes using a processor for receiving one or more physiological signals, determining a correlation-based measure indicative of the patient's autoregulation based on the one or more physiological signals, calculating a data clustering metric indicative of a distribution of the correlation-based measure within a window of blood pressures, and determining whether the window of blood pressures is within an intact autoregulation zone or an impaired autoregulation zone based at least in part on the data clustering metric. | 1. A method for monitoring autoregulation, the method comprising: receiving, by a processor and from one or more sensors, a first physiological signal indicative of a blood pressure of a patient and a second physiological signal indicative of blood oxygen saturation of the patient;determining, by the processor, a correlation-based measure indicative of the patient's autoregulation based at least in part on the first physiological signal and the second physiological signal;calculating, by the processor, a statistical data clustering metric indicative of two or more spreads of the correlation-based measure, each spread being within a respective window of blood pressures;determining, by the processor, whether each window of blood pressures is within an intact autoregulation zone or an impaired autoregulation zone based at least in part on the data clustering metric; andat least one of: presenting, via a display, information indicative of a patient's autoregulation status; oroutputting, via an audio device, information indicative of the patient's autoregulation status,wherein the information indicative of the patient's autoregulation status is based on the determination of whether each window of blood pressure is within the intact autoregulation zone or the impaired autoregulation zone. 2. The method of claim 1, wherein the data clustering metric comprises an entropy metric. 3. The method of claim 1, wherein the data clustering metric comprises a Mean Absolute Derivation. 4. The method of claim 1, wherein the data clustering metric comprises a sum of squares. 5. The method of claim 1, wherein the data clustering metric comprises at least one of a range, an interquartile range, or a variance. 6. The method of claim 1, wherein determining whether each window of blood pressures is within the intact autoregulation zone or the impaired autoregulation zone comprises comparing the data clustering metric to a predetermined threshold. 7. The method of claim 6, comprising, for at least one window of blood pressures, determining that blood pressures within the at least one window of blood pressures are within the intact autoregulation zone if the data clustering metric is greater than the predetermined threshold. 8. The method of claim 1, comprising, for at least one window of blood pressures, determining a quality level related to the determination of whether the at least one window of blood pressures is within the intact autoregulation zone or the impaired autoregulation zone based at least in part on a number of data points of the correlation-based measure utilized to calculate the data clustering metric for the at least one window of blood pressures. 9. The method of claim 1, comprising, for at least one window of blood pressures, determining which autoregulation zone encompasses the at least one window of blood pressures in less than approximately 15 minutes. 10. The method of claim 1, wherein the correlation-based measure includes at least one of... | Covidien LP | A61B005/02 A61B005/0205 A61B005/1455 A61B005/00 G16H050/20 A61B005/021 G06F019/00
US10251565 | B2 | 2019-04-09 | Multi-channel vitals device | 2016-04-30 | An integrated vitals device capable of acquiring multiple data streams, allowing for comprehensive measurement of whole health status using a single, compact device. This allows for simplification of traditional healthcare delivery where multiple devices are required for acquisition of vital signs. A sensor stack up, occupying the approximate physical footprint and volume allows this approach to be possible. This application describes how these simultaneous vitals data streams can be acquired using an integrated device with small mass and volume. | 1. An integrated vitals sensor comprising: a reflective pulse oximeter;a single lead EKG;a first thermistor, wherein the first thermistor is configured to detect core body temperature; anda double-sided adhesive gel pad to permit the sensor to be worn in contact with skin, wherein a color of a first side of the adhesive gel pad is different than a color of a second side of the adhesive gel pad. 2. The sensor of claim 1, further comprising a second thermistor, wherein the first thermistor and the second thermistor are arranged in a vertical stack up configuration to measure a heat gradient from a wearer's body. 3. The sensor of claim 1, wherein the at least a first portion of the double-adhesive gel pad has a dark color that is configured to prevent external light from reaching the sensor. 4. The sensor of claim 1, further comprising at least one resistive heater, wherein the at least one resistive heater, the single lead EKG, the first thermistor, and the reflective pulse oximeter are integrated into a single circuit board. 5. The sensor of claim 1, further comprising a plurality of resistors arranged in a radial configuration around the reflective pulse oximeter. 6. The sensor of claim 1, wherein the sensor is further configured to detect at least one of heart rate, respiratory rate, EKG, and SpO2. 7. The sensor of claim 2, wherein the reflective pulse oximeter is located between the first thermistor and the second thermistor. 8. An integrated vitals sensor comprising: a reflective pulse oximeter;a single lead EKG;a first thermistor, wherein the first thermistor is configured to detect core body temperature; anda double-sided adhesive gel pad, wherein at least a first portion of the gel pad has a dark color that is configured to prevent external light from reaching the sensor. 9. The sensor of claim 8, further comprising a second thermistor, wherein the first thermistor and the second thermistor are arranged in a vertical stack up configuration to measure a heat gradient from a wearer's body. 10. The sensor of claim 8, wherein the double-sided adhesive gel pad permits the sensor to be worn in contact with skin. 11. The sensor of claim 8, wherein a color of a first side of the gel pad is different than a color of a second side of the gel pad. 12. The sensor of claim 8, further comprising at least one resistive heater, wherein the at least one resistive heater, the single lead EKG, the first thermistor, and the reflective pulse oximeter are integrated into a single circuit board. 13. The sensor of claim 8, further comprising a plurality of resistors arranged in a radial configuration around the reflective pulse oximeter. 14. The sensor of claim 8, wherein the sensor is further configured to detect at least one of heart rate, respiratory rate, EKG, and SpO2. 15. The sensor of claim 9, wherein the reflective pulse oximeter is located between the first thermistor and the second thermistor. | DNA Medicine Institute, Inc. | A61B005/0205 A61B005/1455 A61B005/00 A61B005/0402 A61B005/08 A61B005/024
US20160324479 | A1 | 2016-11-10 | Handheld Gas Sensing Device and Sensing Method Thereof | 2015-08-20 | A handheld gas sensing device and sensing method thereof are provided. The handheld gas sensing device includes a plurality of gas sensing chips and a gas collector. The plurality of gas sensing chips respectively include a sensing array, a sensing interface circuit, a microcontroller, and a memory. The gas signal is determined by the gas adsorption of the sensing array. The gas signal is converted to a visible operand by using the sensing interface circuit. The visible operand is projected to a hidden operand by utilizing the calculation of Continuous Restricted Boltzmnan Machine (CRBM). The plurality of gas sensing chips are connected with each other to do the multi-layer calculation of CRBM. The probability of the to-be-detected gas is obtained. The result is recorded in the memory. | 1. A handheld gas sensing device, comprising: a plurality of gas sensing chips, and each of the plurality of gas sensing chips comprising: a sensing array comprising a sensing thin film and a sensor, the sensing thin film being provided for absorbing gas, such that a to-be-detected gas exhaled from mouth or nose is absorbed and a to-be-detected gas signal is produced by the sensor;a sensing interface circuit, being connected to the sensing array and converting the to-be-detected gas signal into a visible operand;a microcontroller, being connected to the sensing interface circuit and projecting the visible operand to a hidden operand by utilizing a calculation of Continuous Restricted Boltzman Machine to calculate a distributed result of the to-be-detected gas, and comparing the distributed result with a probability model of a target gas to obtain a probability for recognizing the to-be-detected gas with respect to the target gas, anda memory, recording the target gas and the probability model of the target gas, and recording the probability of a comparison result; anda gas collector, directly collecting the to-be-detected gas exhaled from mouth or nose, and the to-be-detected gas transferred to the sensing array through a transfer pipeline;wherein, the plurality of gas sensing chips are cascaded to each other, such that the microcontrollers of the plurality of gas sensing chips collaboratively work together, and the hidden operand of one of the gas sensing chips produced through projection and calculation is served as the visible operand of another gas sensing chip so as to be projected again to produce another hidden operand, and the distributed result produced by a multi-layer calculation of Continuous Restricted Boltzman Machine is compared with the probability model to obtain the probability for recognizing the to-be-detected gas with respect to the target gas. 2. The handheld gas sensing device of claim 1, wherein the plurality of gas sensing chips correspond to respective target gases, and the plurality of the gas sensing chips are connected in parallel with each other to simultaneously obtain the probability for recognizing the to-be-detected gas with respect to the respective target gases. 3. The handheld gas sensing device of claim 1, further comprising a temperature-humidity sensor comprising a resistance having a temperature coefficient and a humidity coefficient, and a measured value of the resistance producing a temperature-humidity signal to correct the visible operand of the to-be-detected gas according to the temperature-humidity signal. 4. The handheld gas sensing device of claim 1, wherein the probability model comprises a classifier and the classifier classifies the distributed result and compares the distributed result with the probability model to obtain the probability for recognizing the to-be-detected gas with respect to the target gas. 5. The handheld gas sensing device of claim 1, wherein the classifier classifies th... |  | A61B005/00 A61B005/097 A61B005/08
US20160331246 | A1 | 2016-11-17 | Pulse diagnostic examination system and its instrument operation method | 2015-08-05 | The present disclosure relates to a pulse diagnostic examination system and an instrument operation method thereof. The system may include a pulse touching and sensing unit, a pulse frequency sensing unit, a pressure feedback sensing unit, a blood flow rate sensing unit, a carpi radial artery sensing and detecting unit, a data base unit and a data processing unit. The pulse touching and sensing unit is placed on nine touching and sensing points corresponding to cun, guan and chi of the arm of the human. The pulse touching and sensing unit may press and move along an artery vertically and horizontally corresponding to the nine points for detecting a pulse frequency, a downward-pressure feedback strength, a blood flow and a thickness of the artery. The result generated in the process may be compared with a pulse classification table for analyzing a corresponding pulse by the position, the strength, the frequency and the classification of the pulse for diagnose and treatment. | 1. A pulse diagnostic examination system, comprising: a pulse touching and sensing unit, placed on an arm of a human corresponding to a direction of a blood flow, wherein the pulse touching and sensing unit is placed on nine touching and sensing points of the arm of the human, with three of the nine touching and sensing points corresponding to cun, other three of the nine touching and sensing points corresponding to guan, and the remaining three of the nine touching and sensing points corresponding to chi, the pulse touching and sensing unit is connected with a vertical movement mechanism and a horizontal movement mechanism, the vertical movement mechanism is configured for causing the pulse touching and sensing unit to press an artery corresponding to the nine touching and sensing points vertically, and the horizontal movement mechanism is configured for causing the pulse touching and sensing unit to move horizontally at the artery corresponding to the nine touching and sensing points;a pulse frequency sensing unit, disposed on the pulse touching and sensing unit, wherein the pulse frequency sensing unit is configured for detecting a pulse frequency of the nine touching and sensing points;a pressure feedback sensing unit, disposed on the pulse touching and sensing unit, wherein the pressure feedback sensing unit is configured for detecting a downward-pressure feedback strength of the nine touching and sensing points when the nine touching and sensing points receives a downward-pressure from the vertical movement mechanism by different strength;a blood flow rate sensing unit, disposed on the pulse touching and sensing unit, wherein the blood flow rate sensing unit is configured for detecting the blood flow of the artery when the horizontal movement mechanism moves horizontally at the artery corresponding to the nine touching and sensing points;a carpi radial artery sensing and detecting unit, disposed on the pulse touching and sensing unit, wherein the carpi radial artery sensing and detecting unit is configured for detecting a thickness of the artery when the horizontal movement mechanism moves horizontally at the artery corresponding to the nine touching and sensing points;a data base unit, having at least one pulse classification table in which a strength of the blood flow, a frequency of the pulse and a classification of the pulse are defined in advance; anda data processing unit, electrically connected with the vertical movement mechanism, the horizontal movement mechanism, the pulse frequency sensing unit, the pressure feedback sensing unit, the blood flow rate sensing unit and the data base unit, wherein the data processing unit is configured for comparing the pulse frequency detected from the nine touching and sensing points by the pulse frequency sensing unit, the downward-pressure feedback strength detected from the nine touching and sensing points by the pressure feedback sensing unit and the blood flow detected from the nine touching ... |  | A61B005/024 A61B005/02 A61B005/026
US20160324628 | A1 | 2016-11-10 | ELECTRO-OPTICAL MONOFOCAL INTRAOCULAR LENS | 2015-01-07 | Described herein is an implantable intraocular lens that can automatically adjust its optical power based on the eye's natural response for accommodation of targets at varying distances. The implantable intraocular lens includes a physiological sensor for detecting a physiological response of an eye associated with an ocular accommodation, and an electro-optical element configured to adjust optical power based on the detected physiological response of the eye. | 1. An electronic intraocular lens, comprising: a physiological sensor for detecting a physiological response of an eye associated with an ocular accommodation; andan electro-optical element configured to adjust optical power based on the detected physiological response of the eye. 2. The electronic intraocular lens of claim 1, wherein the physiological sensor is configured to measure the illumination level at a plane where the electronic intraocular lens is implanted. 3. The electronic intraocular lens of claim 2, wherein the physiological sensor is a photovoltaic cell. 4. The electronic intraocular lens of claim 1, wherein the electro-optical element is a lens comprising transparent electrodes, and an electro-optical material filled in a cavity formed by a transparent material. 5. The electronic intraocular lens of claim 4, wherein the lens is one of a diffractive lens and a refractive lens. 6. The electronic intraocular lens of claim 1, further comprising a logic controller electrically connected to the physiological sensor and the electro-optical element, wherein the logic controller is configured to analyze the physiological response measured by the physiological sensor, determine an appropriate adjustment of the optical power based on the measured physiological response, and control the electro-optical element to achieve the appropriate adjustment of the optical power. 7. The electronic intraocular lens of claim 6, further comprising at least one non-volatile memory electrically connected to the logic controller, wherein the non-volatile memory stores codes to be executed by the logic controller to configure and control the electronic intraocular lens. 8. The electronic intraocular lens of claim 6, further comprising an ambient light sensor configured to measure the ambient light level, wherein the logic controller analyzes the measured physiological response together with the measured ambient light level to determine the appropriate adjustment of the optical power. 9. The electronic intraocular lens of claim 1, further comprising a rechargeable battery, and an antenna including an inductive coil for receiving energy to recharge the battery. 10. The electronic intraocular lens of claim 9, wherein the antenna is configured for wireless data communication in addition to wirelessly charging the rechargeable battery. 11. The electronic intraocular lens of claim 10, wherein the electronic intraocular lens can be remotely switched off through the antenna or manually switched off by a specific predefined movement of the eye. 12. The electronic intraocular lens of claim 1, further comprising: at least one rechargeable battery; andat least one of an antenna and a photovoltaic cell for charging the rechargeable battery. 13. The electronic intraocular lens of claim 12, wherein the rechargeable battery comprises a solid-state thin-film battery. 14. The electronic intraocular lens of claim 12, further comprising a power management circuit. ... | Elenza ,Inc. | A61F002/16 A61B005/00
US09484005 | B2 | 2016-11-01 | Trimming content for projection onto a target | 2013-12-20 | Systems and methods are provided for trimming content for projection within the bounds of a projection target. The systems and methods trim the content for projection based on one or more characteristics of the projection target, including a shape, outline, and distance to the projection target. Moreover, the systems and methods designate void areas where no content will be projected based on the one or more characteristics, and the void areas will be generated or otherwise projected along with the content so that the content is projected onto the projection target and the void areas are projected outside of the projection target such that the projected content does not significantly spill onto surfaces or objects outside of the projection target. | 1. A method, comprising: determining a projection target by using object recognition to recognize an object in one more image frames, the object recognition based on information associated with the target;determining one or more bounds of the projection target;determining, by one or more processors, a content area where content is to be projected and a void area where no content is to be projected, the content area and the void area determined based on the one or more bounds, wherein the content area is further determined based on a designated content area associated with the object;determining, by the one or more processors, a scaling factor;generating content for projection within the content area based on the scaling factor; andgenerating the void area. 2. The method of claim 1, wherein determining one or more bounds of the projection target comprises: receiving one or more images of the projection target; anddetermining a shape of the projection target from the one or more images. 3. The method of claim 2, further comprising determining an outline of the projection target based on the determined shape of the projection target. 4. The method of claim 2, further comprising determining a depth map of an area including the projection target based on the one or more images. 5. The method of claim 4, wherein determining a scaling factor comprises determining a distance to the projection target based on the determined depth map. 6. The method of claim 4, wherein determining a shape of the projection target comprises segmenting the projection target out from a background in the determined depth map. 7. The method of claim 2, wherein generating the void area comprises creating a virtual mask based on the determined shape of the projection target. 8. The method of claim 1, further comprising projecting, by projector, the generated content on the projection target within the determined content area. 9. The method of claim 1, further comprising projecting, by a projector, the generated void area. 10. The method of claim 9, wherein projecting the generated void area comprises projecting dark pixels. 11. The method of claim 1, further comprising: tracking the projection target; andadjusting the determined content area and the determined void area based on the tracking. 12. The method of claim 1, further comprising: detecting a gesture; anddetermining, based on the detected gesture, the void area to have no area. 13. The method of claim 1, further comprising: detecting a gesture;determining a second projection target based on the detected gesture;determining one or more bounds of the second projection target;determining a second content area and a second void area based on the determined one or more bounds of the second projection target;determining a second scaling factor based on a distance to the second projection target; andprojecting, by a projection device, content onto the second projection target within the determined content area. 14. ... | QUALCOMM Incorporated | G09G005/30 G09G005/373 G03B021/14 G06F003/01 G06T003/40 G06T019/00 A61B005/11 G06F001/16 H04N009/31 G06K009/00 G03B021/13
US09504789 | B2 | 2016-11-29 | Insulin management | 2015-11-12 | A method of administering insulin includes receiving blood glucose measurements of a patient at a data processing device from a glucometer. The blood glucose measurements are separated by a time interval. The method also includes receiving patient information at the data processing device and selecting a subcutaneous insulin treatment from a collection of subcutaneous insulin treatments. The selection is based on the blood glucose measurements and the patient information. The selection includes one or more of a subcutaneous standard program, a subcutaneous program without meal boluses, a meal-by-meal subcutaneous program without carbohydrate counting, a meal-by-meal subcutaneous program with carbohydrate counting, and a subcutaneous program for non-diabetic patients. The method also includes executing, using the data processing device, the selected subcutaneous insulin treatment. | 1. A system comprising: a glucometer measuring blood glucose measurements separated by a time interval; anda dosing controller in communication with the glucometer, the dosing controller including a data processing device and non-transitory memory in communication with the data processing device, the dosing controller: receiving blood glucose measurements of a patient from the glucometer;receiving patient information; andselecting a subcutaneous insulin treatment from a collection of subcutaneous insulin treatments based on the blood glucose measurements and the patient information, the selected subcutaneous insulin treatment includes one or more of a subcutaneous standard program, a subcutaneous program without meal boluses, a meal-by-meal subcutaneous program without carbohydrate counting, a meal-by-meal subcutaneous program with carbohydrate counting, and a subcutaneous program for non-diabetic patients, wherein during the standard subcutaneous program, the dosing controller: determines a blood glucose type of the received blood glucose measurement;determines a correction insulin dose based on the blood glucose type by calculating: CBx=(BGx−BGTarget)/CF;wherein CBx is the correction dose based on blood glucose type X, BGx is the blood glucose measurement, BGTarget is a target blood glucose value of a patient, and CF is a correction factor; andwhen the determined blood glucose type is one of a pre-breakfast blood glucose measurement, a pre-lunch blood glucose measurement, or a pre-dinner blood glucose measurement: determines if a subsequent blood glucose measurement associated with a subsequent blood glucose type has been received from the glucometer:when the subsequent blood glucose measurement associated with the subsequent blood glucose type has been received, determines an adjustment factor for adjusting a next day's recommended meal bolus for the determined blood glucose type governed by the blood glucose measurement for the subsequent blood glucose type; anddetermines the next day's recommended meal bolus at the time of day associated with the determined blood glucose type by multiplying a current day's recommended meal bolus associated with the determined blood glucose type times the adjustment factor; andtransmits the correction insulin dose to an administration device in communication with the dosing controller, the administration device comprising: a doser; andan administration computing device in communication with the doser, the administration computing device configured to cause the doser to administer a number of units of insulin to the patient using the correction insulin dose. 2. The system of claim 1, wherein the dosing controller determines a pre-meal correction bolus by calculating: CB=(BG−BGTarget)/CFwherein BG is the blood glucose measurement, and BGTarget is a target blood glucose of the patient. 3. The system of claim 1, wherein the dosing controller: receives a governing blood glucose value; anddetermines the adjustmen... | Aseko, Inc. | G01N033/48 G01N031/00 G06G007/48 G06G007/58 A61M005/172 A61B005/145 G06F019/00 A61B005/00 A61M005/14 A61M005/142
US20160317050 | A1 | 2016-11-03 | Hemodynamic parameter (Hdp) monitoring system for diagnosis of a health condition of a patient | 2015-04-28 | A hemodynamic parameter (Hdp) monitoring system for diagnosing a health condition of a patient and for establishing Hdp marker values or Hdp surrogate marker values for purposes of comparison with Hdp values of a patient is provided. An Hdp monitor senses, measures, and records Hdp values exhibited by the patient during a basal or non-exposure period and furthermore Hdp values exhibited by the patient during or after an exposure period during which the patient is exposed to low-energy electromagnetic output signals. An electrically-powered generator is adapted to be actuated to generate said low-energy electromagnetic carrier output signals for exposing or applying to the patient such output signals during said exposure period. | 1. A hemodynamic parameter (Hdp) monitoring system for diagnosing a health condition of a patient, comprising: an Hdp monitor that senses and measures, and including recording means for recording at least the following listed Hdp values exhibited by the patient during a basal or non-exposure period and furthermore Hdp values exhibited by the patient during or after an exposure period during which the patient is exposed to low-energy electromagnetic output signals:systolic blood pressure,diastolic blood pressure,median blood pressure,stroke volume,cardiac output,total peripheral resistance,RR interval,heart rate, andpulse pressure; andan electrically-powered generator adapted to be actuated to generate said low-energy electromagnetic carrier output signals for exposing or applying to the patient such output signals during said exposure period. 2. An Hdp monitoring system according to claim 1, in which said Hdp monitor is adapted to sense and measure each of said Hdp values and separately record such Hdp values exhibited by the patient during both said basal or non-exposure period and said Hdp values exhibited by the patient during or after said exposure period. 3. An Hdp monitoring system according to claim 1, in which the Hdp monitor is adapted to repeatedly sense and measure said Hdp values and record such values during a period of time determined by at least ten heart-beat times. 4. An Hdp monitoring system according to any one of claim 13, in which the electrically-powered generator includes amplitude modulation control means for controlling the amplitude of the low energy electromagnetic output signals and amplitude modulation (AM) frequency storage means comprising stored AM frequency values at which AM modulated output signals are generated. 5. An Hdp monitoring system according to claim 4, in which the AM frequency storage means comprises AM frequency values determined to provide the AM modulated output signals with alleviation or curative effects on patients with a poor health condition. 6. An Hdp monitoring system according to claim 5, in which the specified poor health condition is a type or form of cancer. 7. An Hdp monitoring system according to claim 6, in which the type or form of cancer is hepatocellular carcinoma (HCC) or breast cancer. 8. A hemodynamic parameter (Hdp) monitoring system for establishing Hdp marker values or Hdp surrogate marker values for purposes of comparison with Hdp values of the patient recorded by a recorder means of a Hdp monitoring system, comprising: an Hdp monitor that senses and measures, and including recording means for recording at least the following listed Hdp values exhibited by one or a plurality of surrogate patients during a basal or non-exposure period and furthermore Hdp values exhibited by surrogate patients during or after an exposure period during which the surrogate patients are exposed to low-energy electromagnetic output signals:systolic blood pressure,diastolic blood pressure,me... |  | A61B005/0265 A61B005/029 A61B005/0456 A61B005/021
US20160317114 | A1 | 2016-11-03 | SYSTEMS AND METHODS FOR ESTIMATING ISCHEMIA AND BLOOD FLOW CHARACTERISTICS FROM VESSEL GEOMETRY AND PHYSIOLOGY | 2016-07-08 | Systems and methods are disclosed for determining individual-specific blood flow characteristics. One method includes acquiring, for each of a plurality of individuals, individual-specific anatomic data and blood flow characteristics of at least part of the individual's vascular system; executing a machine learning algorithm on the individual-specific anatomic data and blood flow characteristics for each of the plurality of individuals; relating, based on the executed machine learning algorithm, each individual's individual-specific anatomic data to functional estimates of blood flow characteristics; acquiring, for an individual and individual-specific anatomic data of at least part of the individual's vascular system; and for at least one point in the individual's individual-specific anatomic data, determining a blood flow characteristic of the individual, using relations from the step of relating individual-specific anatomic data to functional estimates of blood flow characteristics. | 1. A method for determining individual-specific blood flow characteristics, the method comprising: acquiring, for each of a plurality of individuals, individual-specific anatomic data and blood flow characteristics of at least part of the individual's vascular system;executing a machine learning algorithm on the individual-specific anatomic data and blood flow characteristics for each of the plurality of individuals;relating, based on the executed machine learning algorithm, each individual's individual-specific anatomic data to functional estimates of blood flow characteristics;acquiring, for an individual, individual-specific anatomic data of at least part of the individual's vascular system; andfor at least one point in the individual's individual-specific anatomic data, determining a blood flow characteristic of the individual, using relations from the step of relating individual-specific anatomic data to functional estimates of blood flow characteristics. 2. The method of claim 1, further comprising: acquiring, for each of the plurality of individuals, one or more individual characteristics; andexecuting the machine learning algorithm further based on the one or more individual characteristics. 3. The method of claim 1, wherein the blood flow characteristics of the individuals include ischemia, blood flow, or fractional flow reserve. 4. The method of claim 1, further comprising: generating a set of features for each point of interest where a blood flow characteristic is desired;using a regression or machine learning technique to weight the impact of features on the blood flow characteristic; andusing the regression or machine learning technique to estimate a blood flow characteristic numerically, classify a vessel as ischemia positive or negative, or classify an individual as ischemia positive or negative. 5. The method of claim 2, wherein the individual characteristics include one or more of: heart rate, blood pressure, demographics such as age or sex, medication, disease states, including diabetes, hypertension, vessel dominance, and prior MI. 6. The method of claim 1, further comprising: displaying or storing the produced estimates in one or more of a media, including images, renderings, tables of values, or reports, or transferring the produced estimates to a physician through other electronic or physical delivery methods. 7. The method of claim 1, further comprising displaying along with each produced estimate a confidence level or a positive, negative, or inconclusive indication. 8. The method of claim 1, further comprising producing estimates based on one or more of analytical fluid dynamics equations and morphometry scaling laws. 9. The method of claim 1, wherein the individual-specific anatomic data includes one or more of: vessel size, vessel size at ostium, vessel size at distal branches, reference and minimum vessel size at plaque, distance from ostium to plaque, length of plaque and length of minimum vessel size, myocard... | HeartFlow, Inc. | A61B006/00 A61B006/03 A61B005/00
US09737239 | B2 | 2017-08-22 | Systems and methods for tracking body surfaces of individuals | 2016-04-14 | A system for sizing and fitting an individual for apparel, accessories, or prosthetics includes at least one energy emitter configured to emit energy onto a field-of-view that contains an individual, and at least one energy sensor configured to capture reflected energy from within the field-of-view. A spatial measurement module calculates spatial measurements of a surface portion of the body of the individual when the individual is either stationary or moving about in real-time, based on data from the energy sensor. | 1. A method of determining a spatial distance of curvature along an unclosed curve that tracks a body surface of an individual, the method comprising: capturing data corresponding to the individual positioned within a field-of view of at least one energy emitter and at least one energy sensor, the at least one energy sensor configured to capture energy reflected from the individual and other objects within the field-of-view, wherein the data corresponds to an incomplete representation of a surface of the body of the individual;generating, by a processor of a computing device, depth data for the field-of-view based on the captured data from the at least one energy sensor; andcalculating, by the processor, one or more spatial measurements of a portion of a body surface of the individual based on the generated depth data for the field-of-view, comprising: determining, by the processor, an estimated position of each of one or more body landmarks based at least in part on the generated depth data;determining, by the processor, an outline of the single body portion that is bounded by the estimated position(s), wherein said determining provides an incomplete representation of the surface of the portion of the body surface in question;selecting, by the processor, two or more terminuses of the outline of the single body portion;determining, by the processor, a spatial distance of curvature connecting at least two of the two or more terminuses; andstoring, on a memory, the spatial distance of curvature as a measurement of the single body portion. 2. The method according to claim 1, wherein the data captured corresponding to the individual within the field-of-view is captured in real-time while the individual moves about in real-time. 3. The method according to claim 1, wherein determining the spatial distance of curvature connecting at least two of the two or more terminuses uses at least one of heuristic technique or approximation. 4. The method according to claim 1, wherein the at least one energy emitter emits at least one of a pattern of infrared light, a pattern of laser light, a pattern of ultraviolet light, a pattern of visible light, a pattern of X-rays, a pattern of microwaves, a pattern of radio waves, a pattern of sound waves, a pattern of ultrasound energy, or a pattern of thermal energy. 5. The method according to claim 1, wherein at least one additional energy sensor is positioned so as to view substantially the same field-of-view as the at least one energy sensor, and wherein the at least one energy sensor and the at least one additional energy sensor acquire a substantially non-overlapping spectra of energy. 6. The method according to claim 5, wherein the step of calculating one or more spatial measurements includes utilizing visual data in addition to the generated depth data. 7. The method according to claim 1, wherein skeleton data are calculated from the generated depth data. 8. The method according to claim 7, wherein the step o... | Atlas5D, Inc. | G01B011/24 A61B005/107 G01B011/00 A61F002/50 A61B005/00 A41H001/02 G06T007/62
US09801684 | B2 | 2017-10-31 | System and method for performing renal denervation verification | 2016-07-27 | A renal denervation feedback method is described that performs a baseline measurement of renal nerve plexus electrical activity at a renal vessel; denervates at least some tissue proximate the renal vessel after performing the baseline measurement; performs a post-denervation measurement of renal nerve plexus electrical activity at the renal vessel, after the denervating; and assesses denervation of the renal vessel based on a comparison of the baseline measurement and the post-denervation measurement of renal nerve plexus electrical activity at the renal vessel. | 1. A renal denervation feedback method comprising: performing a baseline measurement of intrinsic renal nerve plexus electrical activity at a renal vessel by monitoring compound action potentials including baseline afferent and efferent signals;denervating at least some tissue proximate the renal vessel after performing the baseline measurement;performing a post-denervation measurement of intrinsic renal nerve plexus electrical activity at the renal vessel by monitoring post-denervation compound action potentials including post-denervation afferent and efferent signals, after the denervating;assessing denervation of the renal vessel based on a comparison of the baseline measurement and the post-denervation measurement of renal nerve plexus electrical activity at the renal vessel; anddetermining the denervation is complete when the post-denervation compound action potentials include afferent signals below a threshold value. 2. The renal denervation feedback method of claim 1, further comprising, if the denervation is not complete: repeating the steps of denervating, performing a post-denervation measurement, and assessing denervation of the renal vessel until the post-denervation compound action potentials are solely efferent signals. 3. The renal denervation feedback method of claim 2, wherein repeating the steps of denervating, performing a post-denervation measurement, and assessing denervation of the renal vessel comprises: adjusting a level of denervation for denervating at least some tissue proximate the renal vessel based on a result of assessing denervation of the renal vessel. 4. The renal denervation feedback method of claim 1, wherein performing the baseline measurement of renal nerve plexus electrical activity comprises: counting a number of baseline afferent spikes each representing an afferent compound action potential that exceeds a preset threshold during a specified period of time; andcounting a number of baseline efferent spikes each representing an efferent compound action potential that exceeds the preset threshold during the specified period of time, andwherein performing a post-denervation measurement of renal nerve plexus electrical activity comprises: counting a number of post-denervation afferent spikes each representing an afferent compound action potential that exceeds the preset threshold during the specified period of time; andcounting a number of post-denervation efferent spikes each representing an efferent compound action potential that exceeds the preset threshold during the specified period of time. 5. The renal denervation feedback method of claim 1, wherein performing a baseline measurement comprises supplying nerve stimulation to the renal vessel from one side of a denervation location for denervating at least some tissue proximate the renal vessel and measuring a baseline response of the renal vessel to the nerve stimulation on an opposite side of the denervation location; andwherein performing a post-dene... | PACESETTER, INC. | A61B018/14 A61N001/36 A61B005/00 A61B005/04 A61N001/05 A61B018/00
US09494768 | B2 | 2016-11-15 | Image capturing module and image capturing apparatus | 2014-11-20 | Provided is an image capturing module including a microlens array that collects light from a subject, which is imaged at an image plane; a filter that allows light in specific wavelength bands in the collected light to pass therethrough; and an image capturing device that acquires images of the light passing through the filter, wherein the filter is formed by arraying a plurality of RGB filter portions and a plurality of narrow-band filter portions, the image capturing device includes a plurality of color-wavelength obtaining regions and a plurality of narrow-band-wavelength obtaining regions, and the microlens array includes a plurality of first microlenses corresponding to the respective color-wavelength obtaining regions and a plurality of second microlenses corresponding to the respective narrow-band-wavelength obtaining regions, and the first microlenses are each disposed so that the light from the subject imaged at the image plane reaches at least one of the color-wavelength obtaining regions. | 1. An image capturing module comprising: a microlens array that collects light from a subject which is imaged at an image plane;a filter that allows light in specific wavelength bands in the light collected by the microlens array to pass therethrough; andan image capturing device that acquires images of the light passing through the filter,wherein the filter is formed by arraying a plurality of RGB filter portions that pass light in RGB wavelength bands and a plurality of narrow-band filter portions that pass light in wavelength bands that are narrower than the RGB wavelength bands,wherein the image capturing device includes a plurality of color-wavelength obtaining regions that acquire images of the light passing through the plurality of RGB filter portions and a plurality of narrow-band-wavelength obtaining regions that acquire images of the light passing through the plurality of narrow-band filter portions,wherein the microlens array includes a plurality of first microlenses that are disposed in correspondence with the respective plurality of color-wavelength obtaining regions and a plurality of second microlenses that are disposed in correspondence with the respective plurality of narrow-band-wavelength obtaining regions, and wherein the plurality of first microlenses are each disposed so that the light from the subject imaged at the image plane reaches at least one of the plurality of color-wavelength obtaining regions,wherein in the image capturing device, a plurality of image-capturing region units are two dimensionally arrayed,wherein each of the plurality of image-capturing region units includes one of the plurality of color-wavelength obtaining regions and (n2−1) of the plurality of narrow-band-wavelength obtaining regions in a square array of n rows and n columns, andwherein the plurality of first microlenses and the plurality of second microlenses are arrayed with a ratio of 1:(n2−1), wherein n is an integer equal to or greater than 2. 2. The image capturing module according to claim 1, wherein the plurality of color-wavelength obtaining regions and the plurality of narrow-band-wavelength obtaining regions have the same size, and wherein the plurality of first microlenses and the plurality of second microlenses have the same optical characteristics. 3. The image capturing module according to claim 1, wherein the plurality of first microlenses have a reduction factor greater than n. 4. An image capturing module comprising: a microlens array that collects light from a subject which is imaged at an image plane;a filter that allows light in specific wavelength bands in the light collected by the microlens array to pass therethrough; andan image capturing device that acquires images of the light passing through the filter,wherein the filter is formed by arraying a plurality of RGB filter portions that pass light in RGB wavelength bands and a plurality of narrow-band filter portions that pass light in wavelength bands that are narrower t... | OLYMPUS CORPORATION | H04N005/335 G02B013/00 G01J003/36 A61B005/00 A61B005/103 G01J003/51 G01J003/28 G01J003/02 G02B027/10 H04N005/235 H04N009/04
US20160331305 | A1 | 2016-11-17 | BREATH PACING SYSTEM AND METHOD FOR PACING THE RESPIRATORY ACTIVITY OF A SUBJECT | 2016-06-29 | To provide a breath pacing system and a corresponding method for pacing the respiratory activity of a subject that provide the possibility to adapt the output signal to the respiration characteristics of the subject automatically and effectively a breath pacing system (10) for pacing the respiratory activity of a subject and a respective method is proposed, comprising: an input unit (14) for generating or determining an input signal related to a respiration characteristic of a subject, a signal analyzing unit (16) provided to recognize a signal pattern within the input signal, and an output unit (12) for outputting output signals corresponding to a desired breathing sequence, wherein said output unit (12) is provided to be activated, upon a starting signal, to output a sequence of output signals comprising a signal pattern related to a previously recognized signal pattern. | 1-15. (canceled) 16. A breathe pacing system, comprising: an input unit configured to receive user input; andan output unit configured to, based on the user input, present a sequence of output signals corresponding to periodic respiratory activity, the sequence of output signals comprising a user configurable and perceivable characteristic corresponding to the respiratory activity, the input unit integrated into the output unit. 17. The breathe pacing system of claim 16, wherein the characteristic comprises an inhale to exhale ratio corresponding to the respiratory activity, wherein the input unit is configured to enable user modification of the inhale to exhale ratio. 18. The breathe pacing system of claim 16, wherein the characteristic comprises a frequency corresponding to the respiratory activity, wherein the input unit is configured to enable user modification of the frequency. 19. The breathe pacing system of claim 16, wherein a rate of the sequence of output signals is constant and the sequence of output signals is independent from a present respiration activity of a subject to which the breathe pacing system is coupled. 20. The breathe pacing system of claim 16, wherein the output unit comprises a tactile output unit configured to present the sequence of output signals, according to a constant or variable pacing rate, as tactile output signals haptically perceivable by a subject to which the breathe pacing system is coupled. 21. The breathe pacing system of claim 16, wherein the output unit comprises a visual output unit configured to present the sequence of output signals as visible output signals visually perceivable by a subject to which the breathe pacing system is coupled. 22. The breathe pacing system of claim 21, wherein the output unit is configured to present the visual signal dynamically with an expand time corresponding to an inhale phase of the respiration activity and a contract time corresponding to an exhale phase of the respiration activity. 23. The breathe pacing system of claim 16, wherein the output unit comprises an acoustic output unit configured to present the sequence of output signals as acoustic output signals acoustically perceivable by a subject to which the breathe pacing system is coupled. 24. The breathe pacing system of claim 16, wherein the input unit is configured to enable the user to preset the characteristic. 25. The breathe pacing system of claim 16, wherein the input unit comprises a touch screen. 26. The breathe pacing system of claim 16, further comprising a sensor configured to sense a characteristic of a subject to which the breathe pacing system is coupled. 27. The breathe pacing system of claim 26, wherein the output unit is configured to present the sequence of output signals based further on the sensed characteristic. 28. The breathe pacing system of claim 16, wherein the breathe pacing system comprises a watch, a wristband, or a mobile phone. 29. The breathe pacing system of cla... | KONINKLIJKE PHILIPS N.V. | A61B005/00 A61B005/08
US10258243 | B2 | 2019-04-16 | Apparatus, systems, and methods for measuring environmental exposure and physiological response thereto | 2016-07-14 | Systems and methods for monitoring various physiological and environmental factors, as well as systems and methods for using this information for a plurality of useful purposes, are provided. Real-time, noninvasive health and environmental monitors include a plurality of compact sensors integrated within small, low-profile devices. Physiological and environmental data is collected and wirelessly transmitted into a wireless network, where the data is stored and/or processed. This information is then used to support a variety of useful methods, such as clinical trials, marketing studies, biofeedback, entertainment, and others. | 1. A monitoring apparatus configured to be worn by a subject, wherein the apparatus comprises: at least one physiological sensor configured to detect physiological information from the subject;at least one environmental exposure sensor configured to detect at least one airborne analyte in a vicinity of the subject;at least one motion sensor; andat least one processor, wherein the at least one processor is configured to: process signals produced by the at least one environmental exposure sensor and calculate a volumetric concentration of the least one airborne analyte,process signals produced by the at least one physiological sensor to determine a physiological response of the subject to the at least one airborne analyte,calculate a distance traveled by the subject via signals produced by the at least one motion sensor, andcalculate a volume of air to which the subject has been exposed using the distance traveled by the subject,wherein calculating the volumetric concentration of the least one airborne analyte is based on the volume of air to which the subject has been exposed. 2. The apparatus of claim 1, wherein the at least one motion sensor comprises at least one accelerometer, pedometer, or gyroscope. 3. The apparatus of claim 1, wherein the at least one environmental exposure sensor comprises at least one airflow sensor. 4. The apparatus of claim 1, further comprising a transmitter responsive to the processor that is configured to transmit the volumetric concentration of the least one airborne analyte and the physiological response of the subject to a remote device and/or portable telecommunication device. 5. The apparatus of claim 1, wherein the monitoring apparatus comprises a headset configured to be attached to an ear of the subject. 6. The apparatus of claim 1, wherein the at least one airborne analyte comprises breathable toxicants. 7. The apparatus of claim 1, wherein the at least one airborne analyte comprises a volatile organic chemical (VOC), a hydrocarbon, a polycyclic aromatic hydrocarbon (PAH), a carcinogen, or a toxin. 8. The apparatus of claim 1, wherein the at least one airborne analyte comprises an airborne particle of at least one of oil, metal shavings, dust, smoke, ash, mold, or biological contaminates. 9. The apparatus of claim 1, wherein the physiological response of the subject comprises heart rate. 10. A monitoring system, comprising: a monitoring apparatus configured to be worn by a subject, wherein the apparatus comprises:at least one physiological sensor configured to detect physiological information from the subject; andat least one environmental exposure sensor configured to detect at least one airborne analyte in a vicinity of the subject;at least one motion sensor; anda remote device comprising at least one processor in telemetric communication with the monitoring apparatus, wherein the at least one processor is configured to: process signals produced by the at least one environmental exposure sensor an... | Valencell, Inc. | A61B005/02 A61B005/0205 A61B005/11 A61B005/145 A61B005/00 G06Q030/02 G06Q050/24 G06F019/00 G06Q050/22 A63F013/00 A61B005/16 G16H040/63 G16H010/60 G16H050/30 A61B005/021 A61B005/024 A61B005/08 A61B005/087 A61B005/1455 A61B005/026
US09504383 | B2 | 2016-11-29 | Detection of an oculomotor abnormality in a patient by means of a visual search test | 2012-08-10 | The visual search test makes it possible to establish a parameter for binocular coordination that is useful for detecting an oculomotor abnormality, in particular in the context of detecting dyslexia. A system for assisting in the detection is also described. | 1. A test method for establishing a parameter of binocular coordination in a subject, comprising: subjecting the subject to a visual search task for occurrences of a symbol within a succession of symbols;during said visual search task, recording the movements of the subject's two eyes using a device for tracking eye movements; thendetermining, using a digital processing device, the value of at least one parameter of binocular coordination from the recordings obtained. 2. The method according to claim 1, in which at least one parameter of binocular coordination comprises at least one parameter of binocular disconjugacy in amplitude. 3. The method according to claim 2, in which at least one parameter of binocular disconjugacy comprises a parameter of disconjugacy during saccades representative of a difference in movement between the two eyes during displacement of said eyes from one symbol to another. 4. The method according to claim 2, in which at least one parameter of binocular disconjugacy comprises a parameter of disconjugacy of post-saccadic fixation period representative of a difference in movement between the two eyes during fixation of a symbol. 5. The method according to claim 1, in which determination of the value of at least one parameter of binocular coordination comprises identification, by the digital processing device, of saccades and of post-saccadic fixations on the recordings, and comprises calculation of the at least one parameter of binocular coordination as a function of the saccades and post-saccadic fixations identified. 6. The method according to claim 5, in which at least one parameter of binocular coordination is representative of an average of several saccades or several post-saccadic fixations. 7. The method according to claim 6, in which determination of at least one parameter of binocular conjugacy in amplitude from the recordings includes comparison of the parameter of conjugacy with at least one threshold value. 8. The method according to claim 7, in which the following parameters are determined from the recordings and compared with threshold values: a parameter of disconjugacy during saccades in amplitude,a parameter of disconjugacy of post-saccadic fixation period in amplitude,a parameter of conjugacy of post-saccadic fixation period in amplitude,a duration of post-saccadic fixation period. 9. A system for assisting the detection of an oculomotor abnormality in a subject, comprising: a testing module for subjecting the subject to a visual search task for occurrences of a symbol within a succession of symbols;a module for tracking eye movements configured for recording, during said visual search task, the movements of the subject's two eyes;a digital processing module configured for determining the value of at least one parameter of binocular coordination from the recordings;a module for comparing the value determined with at least one threshold value so as to determine an oculomotor abnormality. 10. A met... | E(YE)BRAIN | A61B005/00 A61B003/113 A61B005/16 A61B003/08 A61B003/028
US09492115 | B2 | 2016-11-15 | Sensored prosthetic component and method | 2014-02-17 | A prosthetic component suitable for long-term implantation is provided. The prosthetic component includes electronic circuitry and sensors to measure a parameter of the muscular-skeletal system. The prosthetic component comprises a first structure having at least one support surface, a second structure having at least one feature configured to couple to bone. The electronic circuitry and sensors are hermetically sealed within the prosthetic component. Sensors can be used to monitor synovial fluid in proximity to the joint to determine joint health. The prosthetic component can include a temperature sensor, a pH sensor, and an optical sensor. The temperature, pH, color, and turbidity of the synovial fluid can be correlated to a variety of joint conditions. Measurements over time can be analyzed for trends. The temperature, pH, color, and tubidity can be calibrated for the patient. The measurements are compared against this patient reference. | 1. A prosthetic component comprising: a temperature sensor configured to couple to synovial fluid in proximity to the prosthetic component;at least one photo-diode configured to measure a region outside the prosthetic component; andelectronic circuitry coupled to the temperature sensor and the at least one photo-diode wherein the electronic circuitry is housed in the prosthetic component, wherein the temperature sensor is configured to measure synovial fluid temperature, wherein the at least one photo-diode is configured to monitor synovial fluid, wherein the electronic circuitry controls a measurement process and transmits measurement data to a computer and wherein the measurement data from the temperature sensor and the at least one photo-diode is used to determine a presence of an infection. 2. The prosthetic component of claim 1 further including a pH sensor coupled to the electronic circuitry wherein the pH sensor is configured to measure a pH of the synovial fluid. 3. The prosthetic component of claim 2 wherein at least one sensor in the prosthetic component is shielded to reduce parasitic coupling. 4. The prosthetic component of claim 1 wherein the prosthetic component includes a transmissive region, wherein the transmissive region of the prosthetic component is between the photo-diode and the synovial fluid, and wherein the transmissive region is transmissive to light. 5. The prosthetic component of claim 1 wherein the prosthetic component includes a transmissive region and wherein the transmissive region is transmissive to radio frequency signals to support transmission of the measurement data. 6. The prosthetic component of claim 1 further including at least one load sensor to measure a load applied by a musculoskeletal system to the prosthetic component. 7. The prosthetic component of claim 1 further including at least one light emitting diode coupled to the electronic circuitry and wherein the light emitting diode is configured to illuminate the synovial fluid for detection by the photo-diode. 8. The prosthetic component of claim 7 wherein the photo-diode is configured to measure turbidity of the synovial fluid. 9. The prosthetic component of claim 7 wherein the photo-diode is configured to measure color of the synovial fluid. 10. A prosthetic component comprising: a temperature sensor configured to couple to synovial fluid in proximity to the prosthetic component;at least one load sensor configured to measure a load applied by the musculoskeletal system to the prosthetic component;at least one photo-diode configured to measure a region outside the prosthetic component in support of detecting synovial fluid color; andelectronic circuitry coupled to the temperature sensor, at least one load-sensor, and the at least one photo-diode where the electronic circuitry is housed in the prosthetic component, where the electronic circuitry is configured to control a measurement process and transmit measurement data to a computer, where ... | ORTHOSENSOR INC. | A61B005/22 A63B021/00 A63B023/16 G01L003/24 G01L005/00 A61B005/00 A61B005/01
US20160324432 | A1 | 2016-11-10 | HEART RATE DETECTION USING AMBIENT LIGHT | 2015-05-07 | While experimenting with photoplethysmography, the applicant has observed that cardiac activity can be measured through human skin using ambient light in place of active lighting systems. Disclosed herein are techniques for exploiting this phenomenon to provide improved, low power physiological monitoring systems. In order to facilitate more continuous physiological monitoring over a range of lighting conditions, the intensity of ambient light can be monitored, and active lighting can be selectively deployed under conditions where ambient light does not provide sufficient optical energy for cardiac measurements. | 1. A wearable system for physiological measurement comprising: a wearable strap configured to be coupled to an appendage of a user, the wearable strap comprising:one or more light detectors positioned to receive ambient light from an ambient light source reflected from a skin of a user; andan electronic circuit board comprising a processing module configured to determine a heart rate of the user by: executing one or more computer-executable instructions associated with a peak detection algorithm to process the data corresponding to the ambient light reflected from the skin to detect a plurality of peaks associated with a plurality of beats of the user's heart, calculating a sequence of instantaneous heart rates of the user based on the plurality of peaks, and calculating a heart rate variability of the user based on the sequence of instantaneous heart rates. 2. The wearable system of claim 1 wherein the processing module is further configured to select an algorithm for calculating the instantaneous heart rates by: determining an R-wave-to-R-wave interval (RR interval) based on the plurality of peaks detected by the peak detection algorithm; determining a confidence level associated with the RR interval; andbased on the confidence level associated with the RR interval, selecting either the peak detection algorithm or a frequency analysis algorithm to process data corresponding to the reflected light to determine the sequence of instantaneous heart rates of the user. 3. The wearable system of claim 2 further comprising a motion sensor, wherein the frequency analysis algorithm processes the data corresponding to the reflected light based on the motion of the user. 4. The wearable system of claim 3 wherein the motion sensor is an accelerometer. 5. The computer wearable system of claim 2 wherein the processing module is further configured to perform the steps of determining whether the confidence level associated with the RR interval is above a predetermined threshold or is equal to or below the predetermined threshold, and determining an instantaneous heart rate of the user using the plurality of peaks when the confidence level is above the predetermined threshold, and determining an instantaneous heart rate of the user using the frequency analysis algorithm when the confidence level is equal to or below the predetermined threshold. 6. The wearable system of claim 1 further comprising a sensor for detecting a magnitude of ambient light incident on the skin. 7. The wearable system of claim 6 further comprising one or more light sources positioned to illuminate the skin, wherein the processing module is configured to activate the one or more light sources when the magnitude of ambient light falls below a predetermined threshold. 8. The wearable system of claim 1 further comprising a visual display device, wherein the processing module is further configured to display the heart rate variability of the user on the visual display device. 9. The we... |  | A61B005/024 A61B005/0255 A61B005/00
US09486237 | B2 | 2016-11-08 | Methods and devices for cutting tissue | 2013-07-12 | A method of removing material from a blood flow lumen generally includes providing a device having a cutting element and an opening, advancing the device through the blood flow lumen to a site where material is to be removed, forcing the opening toward a wall of the site where material is to be removed, and moving the cutting element and the opening so that material in the blood flow lumen is cut by the cutting element and directed into the opening for removal as the cutting element and opening are moved through the blood flow lumen. In some embodiments, the device may be deflected or bent to force the opening toward a wall to remove material. The cutting element may be rotatable and may have an axis that is movable, that is not parallel to the longitudinal axis of the device, or both. | 1. An atherectomy catheter comprising: a catheter body adapted to be inserted into a blood vessel of a subject, the catheter body including a proximal body portion and a distal body portion coupled to the proximal body portion at a joint, wherein the distal body portion is deflectable about the joint relative to the proximal body portion between a non-deflected position and a deflected position, the distal body portion having a side opening window;a cutter in the distal body portion, the cutter being rotatable relative to the catheter body about a rotation axis and adapted to debulk the blood vessel, wherein the cutter is movable axially relative to the distal body portion from a distal location distal of the side opening window to a proximal location adjacent a proximal end of the side opening window to impart deflection of the distal body portion from the non-deflected position to the deflected position, wherein the cutter protrudes outside the distal body portion through the side opening window when the distal body portion is in the deflected position; anda drive shaft extending within the proximal body portion, the drive shaft being coupled to the cutter and adapted to impart rotation to the cutter about the rotation axis and axial movement of the cutter relative to the distal body portion from the distal location to the proximal location. 2. The atherectomy catheter of claim 1, wherein each of the proximal and distal portions has a longitudinal axis, wherein in the deflected position of the distal body portion, the longitudinal axis of the distal body portion extends at a deflection angle relative to the longitudinal axis of the proximal body portion at the joint. 3. The atherectomy catheter of claim 2, wherein the deflection angle is greater than 0 degrees and less than or equal to 30 degrees. 4. The atherectomy catheter of claim 2, wherein the deflection angle is between 5 degrees and 20 degrees. 5. The atherectomy catheter of claim 2, wherein the deflection angle is between 5 degrees and 10 degrees. 6. The atherectomy catheter of claim 1, wherein the distal body portion comprises a rigid housing, wherein the proximal body portion comprises a flexible body portion, wherein the rigid housing defines the side opening window and is pivotably coupled to the proximal body portion at the joint. 7. The atherectomy catheter of claim 1, wherein the joint is proximal of the side opening window. 8. The atherectomy catheter of claim 1, wherein the cutter has a distal portion defining a cutting edge, wherein the cutting edge protrudes through the side opening window when the distal body portion is in the deflected position. 9. The atherectomy catheter of claim 8, wherein the cutting edge of the cutter is an annular cutting edge. 10. The atherectomy catheter of claim 1, wherein each of the proximal and distal portions has a longitudinal axis the longitudinal axis of the distal body portion is aligned with the longitudinal axis of the proximal b... | Covidien LP | A61B017/22 A61B017/3207 A61B001/00 A61B001/05 A61B001/313 A61B005/00 A61B005/02 A61B017/00 A61B017/29 A61B017/32
US09492228 | B2 | 2016-11-15 | Enhanced medical device for use in bodily cavities, for example an atrium | 2013-03-01 | Systems, methods, and devices allow intravascular or percutaneous mapping, orientation and/or ablation, in bodily cavities or lumens. A device includes elongate members, moveable between an unexpanded configuration and an expanded or fanned configuration. The elongate members form a stack in the unexpanded configuration to fit through a catheter sheath. The elongate members follow respective arcuate or curvilinear paths as advanced from the sheath into the bent or coiled stack configuration, adopting volute, scroll or rho shapes, and may be nested. The elongated members are fanned or radially spaced circumferentially with respect to one another into the expanded or fanned configuration. Transducer elements carried by elongate members sense various physiological characteristics of or proximate tissue, and/or may apply energy to or proximate tissue. The elongate members are rotatable in groups or as a group in the expanded configuration. The device is retractable. | 1. A medical system comprising: a plurality of individually activatable transducer elements;a structure comprising a plurality of elongate members, each elongate member of the plurality of elongate members comprising a respective proximal end, a respective distal end, and a respective intermediate portion positioned between the respective proximal end and the respective distal end of the elongate member, the structure selectively moveable between an unexpanded configuration in which the structure is sized to be percutaneously delivered to a bodily cavity and an expanded configuration in which the structure has a size too large to be percutaneously delivered to the bodily cavity, each of the respective intermediate portions of the plurality of elongate members circumferentially arranged with respect to one another about a first axis when the structure is in the expanded configuration, and each of the respective intermediate portions of the plurality of elongate members radially spaced from the first axis when the structure is in the expanded configuration, each elongate member of at least a set of the plurality of elongate members comprising a respective group of the plurality of individually activatable transducer elements;a flexible shaft member, a portion of the flexible shaft member sized to be percutaneously delivered to the bodily cavity, the flexible shaft member comprising a first end portion and a second end portion spaced from the first end portion across an elongated portion of the flexible shaft member, the structure physically coupled to the flexible shaft member at least proximate the second end portion of the flexible shaft member; andat least one actuator selectively operable to concurrently rotate the intermediate portions of all of the plurality of elongate members at least partially about at least the first axis when the structure is in the expanded configuration, the intermediate portions of all of the plurality of elongate members moved relative to at least the second end portion of the flexible shaft member by the at least one actuator when the structure is in the expanded configuration,wherein the second end portion of the flexible shaft member comprises a surface, a portion of the surface positioned at an end of the flexible shaft member, the portion of the surface circumferentially arranged about a second axis, andwherein, when the structure is in the expanded configuration, the intermediate portions of the plurality of elongate members are positioned to avoid circumferential arrangement about the second axis. 2. The medical system of claim 1 wherein at least the respective proximal end or the respective distal end of each of the elongate members is fixedly coupled to the flexible shaft member. 3. The medical system of claim 1 wherein the structure is rotationally coupled to the second end portion of the flexible shaft member. 4. The medical system of claim 1 wherein the intermediate portions of all of the plurality of ... | KARDIUM INC. | A61B005/0408 A61B018/14 A61B005/042 A61B005/053 A61M025/00 A61B005/00 A61B005/026 A61B005/06 A61B018/00
US09502638 | B2 | 2016-11-22 | Method of manufacturing flexible piezoelectric structures | 2012-08-03 | A method of making a flexible piezoelectric structure is disclosed. A piezoelectric film is deposited by film deposition on a planar substrate. A biocompatible flexible substrate is contacted with the piezoelectric film. The piezoelectric film and biocompatible flexible substrate are separated from the planar substrate, and the piezoelectric film remaining is attached to the biocompatible flexible substrate. | 1. A method for fabricating a biocompatible flexible piezoelectric structure, comprising: depositing a first piezoelectric film by film deposition on a planar substrate;patterning the first piezoelectric film;contacting a biocompatible flexible substrate with the first piezoelectric film; andseparating the first piezoelectric film and biocompatible flexible substrate from the planar substrate, the first piezoelectric film remaining attached to the biocompatible flexible substrate,wherein at least a portion of the piezoelectric film is deposited directly on the planar substrate with a patterned layer. 2. The method of claim 1, wherein the patterning comprises patterning the first piezoelectric film into ribbons having a non-circular cross-section. 3. The method of claim 2, further comprising fabricating electrode fingers running parallel to the ribbons. 4. The method of claim 2, further comprising fabricating electrode fingers running perpendicular to the ribbons. 5. The method of claim 1, wherein depositing comprises at least one of sputtering, radio-frequency sputtering, hydrothermal deposition, chemical vapor deposition (CVD), metal-organic CVD, sol-gel deposition, laser ablation, pulsed laser deposition, or molecular beam epitaxy. 6. The method of claim 1, wherein the first piezoelectric film comprises an inorganic material. 7. The method of claim 1, wherein the first piezoelectric film comprises at least one of a non-polymeric material, a non-crystalline material, a partially crystalline material, a polycrystalline material, or a crystalline material. 8. The method of claim 1, wherein the first piezoelectric film comprises a material having a piezoelectric coefficient exceeding 10 picoCoulombs/Newton. 9. The method of claim 1, further comprising encapsulating the first piezoelectric film with a second flexible substrate. 10. The method of claim 1, further comprising fabricating first and second electrodes in contact with the first piezoelectric film. 11. The method of claim 1, wherein the first and second electrodes are both fabricated in contact with one side of the first piezoelectric film. 12. The method of claim 1, wherein the first and second electrodes are respectively fabricated in contact with opposite sides of the first piezoelectric film. 13. The method of claim 1, wherein the flexible substrate comprises at least one of: polydimethylsiloxane (PDMS), polyethylene terephthalate (PET), polyether ether ketone (PEEK), a polyimide, or a polyester. 14. The method of claim 1, further comprising fabricating at least one additional piezoelectric film stacked over the first piezoelectric film. | THE TRUSTEES OF PRINCETON UNIVERSITY | H01L041/314 H01L021/762 H01L041/09 H01L041/08 H01L041/053 A61L031/16 A61K051/12 A61B005/0408
US09492217 | B2 | 2016-11-15 | Treatments using cryogenic ablation systems | 2013-09-06 | Methods and apparatus for the treatment of a body cavity or lumen are described where a heated fluid and/or gas may be introduced through a catheter and into treatment area within the body contained between one or more inflatable/expandable members. The catheter may also have optional pressure and temperature sensing elements which may allow for control of the pressure and temperature within the treatment zone and also prevent the pressure from exceeding a pressure of the inflatable/expandable members to thereby contain the treatment area between these inflatable/expandable members. Optionally, a chilled, room temperature, or warmed fluid such as water may then be used to rapidly terminate the treatment session. | 1. A tissue treatment system, comprising: a handle having a housing;an elongate probe extending from the housing and having a distal tip and a flexible length;a liner expandably enclosing the probe;at least one infusion lumen positioned through or along the elongate probe, wherein the infusion lumen defines one or more openings along its length;at least one delivery lumen slidingly positioned through or along the infusion lumen, wherein proximal retraction of the delivery lumen relative to the infusion lumen from a first location increases the number of unobstructed openings, and distal translation of the delivery lumen relative to the infusion lumen from the first location decreases the number of unobstructed openings; anda controller which is programmed to infuse ambient air into the interior of the liner, and wherein the controller is further programmed to infuse a cryoablative fluid or gas into an interior of the liner via the infusion lumen for a period of time of up to 150 seconds such that the cryoablative fluid or gas is sprayed within the liner and into contact upon an interior surface of the liner. 2. The system of claim 1 wherein the ambient air is infused into the interior of the liner at a pressure of up to 85 mmHg and for a period of time of up to 20 seconds prior to infusing the cryoablative fluid or gas. 3. The system of claim 1 wherein the controller is further programmed to detect whether the pressure within the interior of the liner remains above 40 mmHg over a period of 5 seconds to determine whether a leak is present within the liner. 4. The system of claim 1 wherein the controller is further programmed to detect whether the pressure within the interior of the liner deviates by 20 mmHg or more over a period of 3 seconds to determine whether a leak is present within the liner. 5. The system of claim 1 wherein the controller is further programmed to infuse the cryoablative fluid or gas until a temperature of the interior of the liner is about −89° C. 6. The system of claim 1 wherein the controller is further programmed to cease infusing the cryoablative fluid or gas into the interior of the liner. 7. The system of claim 6 wherein the controller is further programmed to infuse air into the interior of the liner at a pressure of about 10 mmHg while the cryoablative fluid or gas remains within the interior and then vent for about 2 seconds to thaw tissue in contact with an exterior of the liner. 8. The system of claim 1 wherein the elongate probe defines an exhaust lumen for an ablative fluid. 9. The system of claim 1 wherein the one or more openings along the infusion lumen are defined opposite to one another along the infusion lumen. 10. The system of claim 1 further comprising a reservoir of a cryoablative fluid in fluid communication with the delivery lumen. 11. The system of claim 10 wherein the cryoablative fluid comprises nitrous oxide or argon. 12. The system of claim 1 further comprising a pump in fluid communi... | Channel Medsystems, Inc. | A61B018/02 A61B018/04 A61B017/12 A61B005/01 A61B005/00 A61B017/00 A61B018/00
US09486163 | B2 | 2016-11-08 | Silicon-vacancy-doped nanodiamonds for molecular and cellular imaging | 2014-02-21 | An imaging agent for detecting analytes in a biological environment includes functionalized, silicon vacancy center-containing nanodiamonds. Individual nanodiamonds of the imaging agent include at least one silicon vacancy center. The at least one silicon vacancy center can emit light having a wavelength in a narrow band in response to illumination having any wavelength in a wide range of wavelengths. The nanodiamonds are functionalized to selectively interact with an analyte of interest. The nanodiamonds can additionally include other color centers, and the imaging agent can include a plurality of sets of nanodiamonds having detectably unique ratios of silicon vacancy centers to other color centers. The silicon vacancy centers in the nanodiamonds can have a preferred orientation enabling orientation tracking of individual nanodiamonds or other applications. A method for detecting properties of the analyte of interest by interacting with the imaging agent is also provided. | 1. A method comprising: exposing a biological environment to illumination from a light source in a wearable device, wherein the illumination comprises excitation light having a wavelength between 1050 and 1200 nanometers, wherein silicon-vacancy nanodiamonds have been introduced into the biological environment, wherein each of the silicon-vacancy nanodiamonds has at least one silicon vacancy center and is functionalized to selectively interact with an analyte in the biological environment, and wherein the excitation light is absorbed by the silicon vacancy centers through two-photon absorption and causes the silicon vacancy centers to emit light in a band of wavelengths centered at approximately 738 nanometers and having a full width at half-maximum of less than 15 nanometers; anddetecting, by a light sensor in the wearable device, one or more properties of the light emitted by the silicon vacancy centers in response to the excitation light. 2. The method of claim 1, wherein the biological environment is a portion of subsurface vasculature. 3. The method of claim 1, wherein the analyte is a cell. 4. The method of claim 1, further comprising introducing the silicon-vacancy nanodiamonds into the biological environment. 5. The method of claim 1, further comprising: determining one or more properties of the silicon-vacancy nanodiamonds in the biological environment based on the detected one or more properties of the light emitted by the silicon vacancy centers; anddetermining a property of the analyte based on the determined one or more properties of the silicon-vacancy nanodiamonds. 6. The method of claim 1, wherein the silicon vacancy centers have a preferred orientation, wherein detecting one or more properties of the light emitted by the silicon vacancy centers comprises detecting a polarization of the emitted light, further comprising: detecting binding of a silicon-vacancy nanodiamond to the analyte based on at least the detected one or more properties of the emitted light. 7. The method of claim 1, wherein the silicon vacancy centers have a preferred orientation, wherein the illumination has a specified polarization, further comprising: detecting binding of a silicon-vacancy nanodiamond to the analyte based on at least the specified polarization and the detected one or more properties of the emitted light. 8. The method of claim 1, wherein nitrogen-vacancy nanodiamonds have been introduced into the biological environment, and wherein each of the nitrogen-vacancy nanodiamonds has at least one nitrogen vacancy center and is functionalized to selectively interact with a second analyte in the biological environment, further comprising: exposing the biological environment to additional illumination, and wherein the additional illumination causes the nitrogen vacancy centers to emit light;detecting one or more properties of the light emitted by the nitrogen vacancy centers in response to the additional illumination; anddetermining whether a n... | Verily Life Sciences LLC | A61B005/1459 A61B005/00 A61B005/145 A61B005/1455 A61B005/1468 A61B005/1477 A61K049/00 G01N021/64 B82Y030/00 C09K011/59 C23C016/27 G01R033/28 G01R033/56 G02B021/00 G01N021/17 B82Y005/00 B82Y015/00
US09498130 | B2 | 2016-11-22 | Wireless device and system for monitoring physiologic parameters | 2009-03-06 | A system for monitoring blood pressure and other physiologic parameters is provided. The system is designed such that it can be delivered to the patient with ease and minimal invasion. The system contains at least one self contained implantable sensing device consisting of a sensor, an electrical circuit for signal conditioning and magnetic telemetry, a biocompatible outer surface and seal, an anchoring method, and an external readout device. The implant is small in size so that it may be delivered to the desired location and implanted using a catheter, although direct surgical implantation is also possible. The circuit, sensor, and antenna for telemetry are packaged together and sealed hermetically to the biologic environment. The larger readout unit remains outside the body but proximal to the implant for minimizing communication distance. | 1. A miniature implant for measuring physiologic parameters for medical applications, the miniature implant comprising an implantable self-contained sensor module that is sized and configured to be entirely implanted within a living body and physically coupled to a wall of an internal organ of the living body, the sensor module comprising: a sensor adapted to sense a physiologic parameter of the living body;an inductor coil adapted to receive operating power from a magnetic field generated outside the living body;means for conditioning a sensor signal received from the sensor and generate therefrom a conditioned sensor signal;means for transmitting the conditioned sensor signal to a location outside the living body via magnetic telemetry;an outer shell that houses the inductor coil, the conditioning means and the transmitting means; andan anchoring mechanism exterior to the outer shell and adapted to physically couple the outer shell to the wall of the internal organ;wherein the miniature implant is adapted to be entirely implanted within the living body and solely positioned and anchored within the living body by the anchoring mechanism, and wherein the sensor module is sized and configured to be delivered and implanted with a catheter. 2. The miniature implant of claim 1 wherein the sensor module is sized and configured to be implanted using a minimally invasive outpatient technique. 3. The miniature implant of claim 1 wherein the anchoring mechanism is sized and configured to pass entirely through a septal wall of a heart, engage opposite surfaces of the septal wall, and clamp the sensor module to the septal wall. 4. The miniature implant of claim 3 wherein the septal wall is an atrial septum and the sensor module and the anchoring mechanism are sized and configured to pass entirely through the atrial septum. 5. The miniature implant claim 3 wherein the anchoring mechanism comprises two umbrella-shaped anchors that are sized and configured to engage opposite surfaces of the septal wall and clamp the septal wall therebetween. 6. The miniature implant claim 5 wherein the outer shell and the anchoring mechanism are coupled to each other and sized and configured so that a larger portion of the sensor module can be located in the right side of the heart and a relatively smaller portion of the sensor module can be located in the left side of the heart. 7. The miniature implant of claim 1 wherein the anchoring mechanism comprises a helical screw. 8. The miniature implant of claim 1 wherein the anchoring mechanism comprises an expandable tine that is sized and configured to implant the sensor module on a trabeculated area of the heart. 9. The miniature implant of claim 1 wherein the anchoring mechanism is made from one or more of nitinol, teflon, stainless steel, polymer, titanium, and biocompatible metals. 10. The miniature implant of claim 1 wherein at least a portion of the sensor module is coated with one or more layers of at least one co... | Integrated Sensing Systems, Inc. | A61B005/02 A61B005/00
US09492140 | B2 | 2016-11-15 | Devices, systems, and methods for forward looking imaging | 2013-06-11 | Devices, systems, and methods for forward looking imaging are provided. A system for imaging a vessel of a patient comprises an elongated sheath having a proximal and a distal end. The sheath includes a flexible body with a first lumen in communication with a distal opening at the distal end. The system further comprises an imaging core disposed within the first lumen. The imaging core includes a transducer subassembly sized to extend within the first lumen. The transducer subassembly is adapted to transmit a beam, distally of the elongated sheath, through the distal opening. | 1. A system for imaging a vessel of a patient, the system comprising: an elongated sheath having a proximal and a distal end and including a flexible body with a first lumen in communication with a distal opening at the distal end; andan imaging core disposed within the first lumen, the imaging core including a housing sized to extend within the first lumen and a transducer subassembly disposed within the housing, the transducer subassembly adapted to transmit a beam, distally of the elongated sheath, through the distal opening of the first lumen and a distal end of the housing, wherein the imaging core is rotatable within the first lumen about a longitudinal axis of the elongated sheath, wherein the distal end of the housing is bounded by a first wall section disposed perpendicular to the axis of rotation of the imaging core, and a second wall section extending at a first oblique angle with respect to the first wall section and the axis of rotation of the imaging core, wherein the transducer subassembly includes a planar face extending at a second oblique angle with respect to the axis of rotation of the imaging core, and wherein the planar face is disposed within the distal opening at the distal end of the elongated sheath such that the planar face defines at least a portion of a distal-most tip, wherein the distal end of the housing is aligned with the transducer subassembly such that first wall section does not extend distally beyond the planar face of the transducer subassembly. 2. The system of claim 1 wherein the oblique angle is 45 degrees. 3. The system of claim 1 further including a ring-shaped insert fixedly coupled within the first lumen and rotatably coupled to the imaging core, wherein longitudinal motion of the imaging core relative to the sheath is limited by the insert. 4. The system of claim 1 wherein the flexible body includes a second lumen sized to receive a guide wire. 5. The system of claim 4 wherein the second lumen has a proximal opening between the proximal and distal ends of the elongated sheath and a distal opening at the distal end of the sheath. 6. The system of claim 1 wherein the flexible body includes a third lumen. 7. The system of claim 6 further comprising a steering wire disposed in the third lumen. 8. The system of claim 6 further comprising a shaft of a procedural instrument disposed in the third lumen. 9. The system of claim 1 further including a control knob for rotating the elongated sheath relative to the imaging core. 10. The system of claim 1 wherein the beam is an ultrasound beam. 11. The system of claim 1 wherein the transducer subassembly is rotatable within the first lumen as bodily fluids from the vessel of the patient are received in the first lumen and engage with the transducer subassembly. 12. The system of claim 1 wherein the first oblique angle is substantially equal to the second oblique angle. 13. The system of claim 1 wherein the first oblique angle is not equal to the second ... | Volcano Corporation | A61B008/14 A61B008/12 A61B005/00 A61B008/00
US09503692 | B2 | 2016-11-22 | Image processing device, electronic apparatus, endoscope system, information storage device, and method of controlling image processing device | 2012-05-07 | The image processing device includes: a first image acquisition section that acquires a first image, the first image being an image that includes an object image including information within a wavelength band of white light; a second image acquisition section that acquires a second image, the second image being an image that includes an object image including information within a specific wavelength band; a candidate attention area detection section that detects a candidate attention area based on a feature quantity of each pixel within the second image, the candidate attention area being a candidate for an attention area; a reliability calculation section that calculates reliability that indicates a likelihood that the candidate attention area is the attention area; and a display mode setting section that performs a display mode setting process that sets a display mode of an output image corresponding to the reliability calculated by the reliability calculation section. | 1. An image processing device comprising: a processor comprising hardware, the processor being configured to implement: a first image acquisition section that acquires a first image, the first image being a color image that includes a plurality of channels, and includes an object image including information within a wavelength band of white light;a second image acquisition section that acquires a second image, the second image being an image that includes an object image including information within a specific wavelength band, and differs from the plurality of channels included in the first image;a candidate attention area detection section that detects a candidate attention area based on a feature quantity of each pixel within the second image, the candidate attention area being a candidate for an attention area;a reliability calculation section that calculates reliability that indicates a likelihood that the candidate attention area detected by the candidate attention area detection section is the attention area; anda display mode setting section that performs a display mode setting process that sets a display mode of an output image corresponding to the reliability calculated by the reliability calculation section;the display mode setting section including a processing section that performs a processing process on the first image based on the reliability calculated by the reliability calculation section and the first image;the display mode setting section setting an area within the first image that corresponds to the attention area for which it has been determined that the reliability is high to be a corresponding attention area, and performing the processing process on the corresponding attention area; andthe processing section performing a blending process on the first image and the second image based on the reliability as the processing process to set the display mode of the output image;wherein: the processing section includes an area selection section that selects the candidate attention area detected by the candidate attention area detection section as the attention area based on the reliability, and selects a corresponding attention area within the first image that corresponds to the selected attention area; andthe processing section performs the blending process on the first image and the second image within the corresponding attention area; andwherein: the processing section includes an attention information setting section that sets attention information that indicates a degree of attention corresponding to the candidate attention area detected by the candidate attention area detection section, and a blending ratio setting section that sets a blending ratio of a pixel value of each pixel included in the candidate attention area within the second image and a pixel value of each pixel included in the corresponding attention area within the first image, corresponding to the degree of attention indicated by the attention information, and... | OLYMPUS CORPORATION | G06K009/00 H04N007/18 A61B001/00 A61B001/04 A61B001/06 G06T007/00 A61B005/00
US09492118 | B1 | 2016-11-15 | Pre-treatment process for electrochemical amperometric sensor | 2013-06-28 | A wearable device is provided herein and includes an electrochemical sensor with a working electrode, a reference electrode, and a reagent that selectively reacts with an analyte. In accordance with one embodiment, a process is provided herein and includes applying an electric potential waveform pattern between the working electrode and the reference electrode, the pattern comprising a combination of a constant voltage and at least one voltage waveform including one or more of a triangle waveform, a pulse-step waveform, and a sine waveform, determining a current at the working electrode, the current resulting from the application of the electric potential waveform pattern, determining that the current is less than a threshold level of measured current, and in response, the wearable device stopping the application of the electric potential waveform pattern. | 1. A system comprising: a wearable device comprising: an antenna;an electrochemical sensor that includes a working electrode, a reference electrode, and a reagent that selectively reacts with an analyte; anda controller electrically connected to the electrochemical sensor and the antenna, wherein the controller is configured to control the electrochemical sensor to obtain a sensor measurement while the wearable device is exposed to a fluid, and use the antenna to transmit the sensor measurement; anda reader operable in a pre-treatment mode and a measurement mode, wherein in the pre-treatment mode the reader is configured to (i) wirelessly communicate with the antenna to cause the electrochemical sensor to apply an electric potential waveform pattern between the working electrode and the reference electrode, the pattern comprising a combination of a constant voltage and at least one voltage waveform including one or more of a triangle waveform, a pulse-step waveform, and a sine waveform, (ii) wirelessly communicate with the antenna to receive a pre-treatment measurement obtained while the wearable device is exposed to a buffer solution substantially devoid of the analyte, (iii) determine that the pre-treatment measurement is less than a threshold level, and (iv) in response to the determination, wirelessly communicate with the antenna to cause the wearable device to stop applying the electric potential waveform pattern, andwherein in the measurement mode the reader is configured to wirelessly communicate with the antenna to receive a tear-film sensor measurement obtained with the wearable device exposed to a tear film and determine a concentration of the analyte in the tear film based on the tear-film sensor measurement. 2. The system of claim 1, wherein the controller includes a potentiostat that is configured to apply the electric potential waveform pattern between the working electrode and the reference electrode. 3. The system of claim 1, wherein the reader is further configured to supply power to the wearable device through the antenna. 4. The system of claim 1, further comprising a user interface configured to receive a selection of one or more of the pre-treatment mode and the measurement mode. 5. The system of claim 1, wherein the threshold level is a threshold percentage of an operating current resulting from the application of electric potential between the working electrode and the reference electrode while the wearable device is exposed to the analyte. 6. The system of claim 1, wherein the reader is configured to determine that the pre-treatment measurement is less than a threshold level by being configured to determine that the pre-treatment measurement has remained within a threshold range for a threshold period of time. 7. The system of claim 1, wherein the reader is further operable in a calibration mode, wherein in the calibration mode, the reader is configured to (i) wirelessly communicate with the antenna to receive a cali... | Life Sciences LLC | A61B005/05 A61B005/00 A61B005/145 A61B005/1468
US09492125 | B2 | 2016-11-15 | Patient positioning and imaging system | 2013-07-19 | The present invention provides medical imaging system comprising a guidance means for guiding a carriage along the longitudinal direction of a patient couch, and an imaging ring system with a carriage ring fixed to the carriage, a first rotatable ring carrying a first imaging unit, and a second rotatable ring carrying a second imaging unit, wherein the first and second rotatable rings are configured to be rotated independently from each other on the carriage ring. Preferably, the first imaging unit is a radiation source and the second imaging unit is a radiation detector. The invention further provides a preferably mounted patient positioning system for use in a medical intervention, comprising a robotic arm having six axes, and a patient couch wherein the couch is fixed to the robotic arm via a C-shaped bow. | 1. A medical imaging system, comprising: guidance means for guiding a carriage along the longitudinal direction of a patient couch;an imaging ring system comprising a carriage ring fixed to the carriage, the carriage ring being positioned around the longitudinal axis of the patient couch,a first rotatable ring carrying a radiation source, anda second rotatable ring carrying a radiation detector,wherein the first and second rotatable rings are configured to be rotated independently from each other on the carriage ring, so that the radiation source and the radiation detector can be freely and independently positioned around the patient couch. 2. The imaging system of claim 1, wherein the first imaging unit is a radiation source emitting X-rays, and the second imaging unit is a flat panel radiation detector for imaging of X-rays emitted from the first imaging unit transmitting the patient or emitted from an external radiation device. 3. The imaging system of claim 2, wherein the radiation source is pivotally mounted to the first rotatable ring and/or wherein the radiation source further comprises an aperture system with 4 jaws where at least 2 are movable independently such that the beam emitted from the radiation source is directed to the region of interest in the patient and simultaneously constrained to the active area of the radiation detector, depending on the radiation source's and detector's relative position. 4. The imaging system of claim 1, wherein the second imaging unit is a radiation detector configured for PET measurements. 5. The imaging system of claim 1, wherein the radiation source and the radiation detector extend from the rotatable rings in the longitudinal direction of the patient couch. 6. The imaging system of claim 1, wherein the treatment couch and/or the guiding means is transparent to the radiation emitted and/or detected by the radiation source and/or the radiation detector. 7. The imaging system of claim 1, further comprising computation means for processing one or more images taken by the radiation source and/or the radiation detector. 8. A combined patient positioning and imaging system comprising an imaging system of claim 1, wherein the guiding means are fixed to or integrated in a patient couch of a patient positioning system comprising a robotic arm having six axes to support movement of a patient arranged on a patient couch with respect to a medical treatment or examination device in 6 degrees of freedom, wherein the robotic arm is ceiling mounted. 9. The patient positioning and imaging system of claim 8, further comprising means for tracking the position of the patient couch and/or the imaging units from the room where the system is installed. 10. A treatment system for treating a patient comprising the patient positioning and imaging system according to claim 8 and a medical treatment or examination device, e.g. at least one of a linear accelerator emitting a radiation photon beam, a hadron facility emi... |  | A61B005/05 A61B006/04 A61B006/03 A61B010/02 A61B006/00 A61B005/055 A61N005/10
US09486229 | B2 | 2016-11-08 | Methods and devices for excision of tissue | 2012-05-11 | Various apparatus and methods for excising tissue are described therein. In certain variations, a method of excising a target tissue mass from a subject, may include advancing an elongate instrument having an opening at its distal end into a subject. A cutting element, e.g., a snare or loop, may be advanced from the distal end of the elongate instrument, wherein the cutting element may be configured to cut tissue. The cutting element may be positioned near the target tissue mass. The cutting element may be actuated, e.g., expanded or deployed, and may perform energy based or mechanical cutting of a section of tissue encapsulating the target tissue mass. The cut section of tissue and the target tissue mass encapsulated therein may be removed from the subject. | 1. A method of excising a target tissue mass from a subject, the method comprising: advancing an elongate instrument having an opening at its distal end through the airways of a lung of the subject, wherein a proximal section of the elongate instrument is flexible;advancing a snare from the distal end of the elongate instrument, wherein the snare is configured to cut tissue;positioning the snare near the target tissue mass, wherein the snare is positioned in healthy tissue adjacent the target tissue mass;actuating the snare to cut a section of healthy tissue encapsulating the target tissue mass, wherein the snare is expanded and rotated thereby cutting around the target tissue mass and collapsed to complete the cut, thereby creating a cut section of healthy tissue which fully encases the target tissue mass;applying suction to remove air from the cut section of healthy tissue sufficiently causing compression of the cut section of healthy tissue; andsecuring the cut section of tissue and the target tissue mass encapsulated therein with the snare and removing the cut section from the subject. 2. The method of claim 1, further comprising closing the snare around the cut section of tissue such that the snare holds the cut section of tissue and the target tissue mass encapsulated therein for removal. 3. The method of claim 1, wherein the cut section of tissue and the target tissue mass encapsulated therein are removed by retracting the snare into the elongate instrument. 4. The method of claim 1, where the cut section of tissue is captured by collapsing the snare around the cut section of tissue and extracting the cut section of tissue by removing the snare from the subject. 5. The method of claim 1, wherein the snare cuts a slit through tissue as it is advanced from the elongate instrument and into position next to the target tissue mass. 6. The method of claim 1, further comprising delivering a sealant to seal cut airways or blood vessels. 7. The method of claim 1, further comprising applying suction through the elongate instrument to compress or draw down the cut section of tissue for removal. 8. The method of claim 1, wherein the snare is reexpanded to positioned in healthy tissue next to the target tissue and the cut section of tissue comprises healthy tissue encasing the target tissue mass. 9. The method of claim 1, wherein the target tissue mass is a lung tumor. 10. The method of claim 1, wherein the snare is advanced through an opening through an airway wall of an airway located in the lung to access the target tissue mass or tumor in the lung. 11. The method of claim 1, wherein the snare is configured to collapse around the cut section of tissue to hold the tissue for removal. 12. The method of claim 1, further comprising unfurling a sheet of material from a side of the snare when the snare is rotated around the target tissue mass such that the target tissue mass is fully encapsulated. 13. The method of claim 1, wherein the snare c... | Broncus Medical Inc. | A61B017/22 A61B018/14 A61B018/08 A61B018/00 A61B018/12 A61B005/06
US09480408 | B2 | 2016-11-01 | Home uterine activity monitoring | 2012-05-31 | A device includes a guard member, at least one bias sensor, a display, and a measurement sensor. The guard member includes an aperture on an axis. The at least one bias sensor is coupled to the guard member. The at least one bias sensor is configured to provide a bias signal corresponding to a bias force on the guard member. The bias force is aligned parallel with the axis. The display is coupled to the at least one bias sensor and is configured to provide a visible indication of the bias force. The measurement sensor is configured to provide an output signal corresponding to a measured force proximate the aperture. | 1. A device comprising: a guard member having an aperture aligned on an axis, the guard member movably coupled to a housing, the guard member including a rigid ring and having a contact face, the axis normal to the contact face, the contact face configured to engage a surface under measurement;at least one bias sensor coupled to the guard member, the at least one bias sensor configured to provide a bias signal corresponding to a bias force exerted on the guard member relative to the housing, the bias force aligned parallel with the axis;a display coupled to the at least one bias sensor and configured to provide a visible indication of the bias force;a force transfer plate positioned in the aperture, the force transfer plate configured for movement within the aperture in a direction parallel with the axis; anda measurement sensor coupled to the force transfer plate and configured to provide an output signal along a range corresponding to a measured force proximate the aperture. 2. The device of claim 1 wherein the at least one bias sensor includes a force sensor. 3. The device of claim 1 wherein the at least one bias sensor includes three sensors positioned equidistant about the guard member. 4. The device of claim 1 further including a belt coupled to the guard member, the belt configured to sustain a tensile load, the tensile load corresponding to the bias force, and wherein the at least one bias sensor includes a sensor coupled to the belt. 5. The device of claim 4 wherein the belt includes an adjustor. 6. The device of claim 1 wherein the measurement sensor includes a force sensor. 7. The device of claim 1 further including a wireless communication module coupled to the measurement sensor. 8. The device of claim 1 further including a wireless communication module coupled to the at least one bias sensor. 9. A system comprising: a first device having a guard ring, a display, a measurement sensor coupled to a force transfer plate, and a first communication module, the guard ring having an aperture aligned with an axis, the guard ring of a rigid material and having a contact face, the axis normal to the contact face, the contact face configured to engage a surface under measurement, the guard ring movably coupled to a housing and configured to provide a measure of a bias force relative to the housing and in a direction aligned with the axis, the display coupled to the guard ring and configured to provide an indication of the bias force, the measurement sensor configured to provide an output signal along a range corresponding to a measured force exerted on the force transfer plate, the force transfer plate disposed in the aperture and configured for movement within the aperture in a direction parallel with the axis, and the first communication module coupled to the measurement sensor and configured to wirelessly communicate data corresponding to the output signal; anda remote device in wireless communication with the first communication mod... | Nonin Medical, Inc. | G01L001/00 G01L005/00 A61B005/03 A61B005/00
US10194853 | B2 | 2019-02-05 | Devices and methods for verifying a sample volume | 2016-05-05 | A system for verifying a sample volume includes a sample reservoir and a volumetric verification device. The sample reservoir defines an inner volume and is configured to receive a volume of bodily fluid. The inner volume of the sample reservoir contains an additive. The volumetric verification device includes a first indicator and a second indicator. The volumetric verification device is configured to selectively engage the sample reservoir to (1) place the first indicator in a first position along a length of the sample reservoir such that the first indicator is substantially aligned with a surface and/or meniscus of the additive and (2) place the second indicator in a second position along the length of the sample reservoir such that the second indicator is substantially aligned with a predetermined fill volume when bodily fluid is transferred to the inner volume. | 1. A system for verifying a sample volume, comprising: a sample reservoir defining an inner volume and configured to receive a volume of bodily fluid, the inner volume containing an additive;a volumetric verification device including a first indicator and a second indicator, the volumetric verification device configured to selectively engage the sample reservoir to (1) place the first indicator in a first position along a length of the sample reservoir such that the first indicator is substantially aligned with a surface of the additive and (2) place the second indicator in a second position along the length of the sample reservoir such that the second indicator is substantially aligned with a predetermined fill volume when bodily fluid is transferred to the inner volume; anda cradle configured to be coupled to the volumetric verification device, the cradle configured to support the volumetric verification device and the sample reservoir when bodily fluid is transferred to the inner volume. 2. The system of claim 1, wherein the sample reservoir is configured to receive the volume of bodily fluid such that the sum of the volume of bodily fluid and a volume of the additive substantially equal the predetermined fill volume. 3. The system of claim 1, wherein the first indicator is a first window defined by the volumetric verification device and the second indicator is a second window defined by the volumetric verification device. 4. The system of claim 1, wherein a position along the length of the sample reservoir is associated with a fill volume of the sample reservoir. 5. The system of claim 4, wherein the second position along the length of the sample reservoir is associated with the predetermined fill volume. 6. The system of claim 1, wherein the first position along the length of the sample reservoir is separated from the second position along the length of the sample reservoir by a distance, a portion of the inner volume between that distance being equal to a volume of the additive. 7. The system of claim 1, wherein the additive is at least one of an aerobic culture medium and an anaerobic culture medium. 8. The system of claim 1, wherein the predetermined fill volume is a first predetermined fill volume when the sample reservoir contains a first additive, the predetermined fill volume is a second predetermined fill volume different from the first predetermined fill volume when the sample reservoir contains a second additive different from the first additive. 9. A kit for verifying a sample volume, comprising: a volumetric verification device of claim 8, the volumetric verification device is a first volumetric verification device that is configured to engage the sample reservoir when the sample reservoir contains the first additive; anda second volumetric verification device including a first indicator and a second indicator, the second volumetric verification device configured to selectively engage the sample reservoir when the sample ... | Magnolia Medical Technologies, Inc. | B01L003/00 A61B005/157 A61B005/15 A61B010/00
US09855000 | B2 | 2018-01-02 | Transdermal analyte sensing device | 2016-05-18 | There is disclosed a transdermal analyte sensor device. The device includes a sensor cartridge having a membrane permeable to a target analyte transdermally received from a subject, a reservoir containing a fluid to receive the target analyte through the membrane and an enzyme to react with the target analyte to form a byproduct, a working electrode to generate an electrical current based on a concentration of a byproduct, and a cartridge electrical contact to transmit the electrical current. The device also includes a device body having a device electrical contact to receive the electrical current from the cartridge electrical contact, a transmitter to transmit a signal based on the electrical current to a monitoring device, and a cartridge receptacle to receive the sensor cartridge and position the membrane to contact skin of the subject. | 1. A transdermal analyte sensor device comprising: a sensor cartridge comprising: a membrane permeable to a target analyte transdermally received from a subject,a reservoir containing a fluid to receive the target analyte through the membrane and an enzyme to react with the target analyte to form a byproduct,a working electrode to generate an electrical current based on a concentration of a byproduct, anda cartridge electrical contact disposed on a flange to transmit the electrical current from the working electrode; anda device body comprising: a device electrical contact to receive the electrical current from the cartridge electrical contact,a transmitter to transmit a signal based on the electrical current to a monitoring device, anda cartridge receptacle configured to slidably receive the sensor cartridge and position the membrane to contact skin of the subject, wherein when the sensor cartridge is slidably received in the cartridge receptacle, the flange is received in a recess of the cartridge receptacle such that the cartridge electrical contact is electrically coupled to the device electrical contact. 2. The transdermal analyte sensor device of claim 1, wherein the analyte is ethanol. 3. The transdermal analyte sensor device of claim 1, wherein the analyte is urea. 4. The transdermal analyte sensor device of claim 1, wherein the analyte is glucose. 5. The transdermal analyte sensor device of claim 1, wherein the enzyme comprises alcohol oxidase. 6. The transdermal analyte sensor device of claim 1, wherein the enzyme comprises horseradish peroxidase. 7. The transdermal analyte sensor device of claim 1, wherein the working electrode comprises glassy carbon. 8. The transdermal analyte sensor device of claim 7, wherein the working electrode is coated with Prussian Blue. 9. The transdermal analyte sensor device of claim 1, wherein the membrane comprises polyethylene. 10. The transdermal analyte sensor device of claim 1, wherein the membrane comprises nylon. 11. The transdermal analyte sensor device of claim 1, wherein the sensor cartridge further comprises a reservoir electrode to transmit the electrical current. 12. The transdermal analyte sensor device of claim 11, wherein the reservoir electrode comprises silver. 13. The transdermal analyte sensor device of claim 11, wherein the reservoir electrode comprises a silver-chloride coating. 14. The transdermal analyte sensor device of claim 1 further comprising a wristband to fasten the sensor device to the subject. 15. The transdermal analyte sensor device of claim 1, wherein a fluid seal between the membrane and the sensor cartridge maintains the fluid in the reservoir. 16. The transdermal analyte sensor device of claim 1, wherein the analyte passes through the membrane and into the reservoir as a fluid. 17. A method for transdermal analyte sensing using a device having an electrical contact, the method comprising: transdermally receiving an analyte from a subject through a memb... | Milo Sensors, Inc. | A61B005/05 A61B005/1486 A61B005/00 A61B005/145
US20160338685 | A1 | 2016-11-24 | Systems And Methods For Surgical And Interventional Planning, Support, Post-Operative Follow-Up, And, Functional Recovery Tracking | 2016-07-22 | Various systems and methods are provided for surgical and interventional planning, support, post-operative follow-up, and functional recovery tracking. In general, a patient can be tracked throughout medical treatment including through initial onset of symptoms, diagnosis, non-surgical treatment, surgical treatment, and recovery from the surgical treatment. In one embodiment, a patient and one or more medical professionals involved with treating the patient can electronically access a comprehensive treatment planning, support, and review system. The system can provide recommendations regarding diagnosis, non-surgical treatment, surgical treatment, and recovery from the surgical treatment based on data gathered from the patient and the medical professional(s). The system can manage the tracking of multiple patients, thereby allowing for data comparison between similar aspects of medical treatments and for learning over time through continual data gathering, analysis, and assimilation to decision-making algorithms. | 1. A surgical system, comprising: a processor configured to be operatively coupled to a retractor and configured to execute instructions to determine at least one of a time length of the retractor retracting tissue during a performance of a surgical procedure on a patient, an amount of the tissue retraction, and an amount of pressure being placed on at least one of tissue and nerves as a result of the retraction,determine if any one or more of the time length reaches a predetermined threshold amount of time, the amount of tissue retraction reaches a predetermined amount of tissue, and the amount of pressure reaches a predetermined amount of pressure, andcause movement of the retractor relative to the patient if any one or more of the time length reaches the predetermined threshold amount of time, the amount of tissue retraction reaches the predetermined amount of tissue, and the amount of pressure reaches the predetermined amount of pressure. 2. The system of claim 1, further comprising a sensor configured to sense a physical characteristic of the patient during the performance of the surgical procedure, wherein the processor is configured to use the sensed physical characteristic in determining if any one or more of the time length reaches the predetermined threshold amount of time, the amount of tissue retraction reaches the predetermined amount of tissue, and the amount of pressure reaches the predetermined amount of pressure. 3. The system of claim 1, wherein the processor is configured to receive data indicative of an ultrasound of the tissue of the patient and to use the received data in determining if any one or more of the time length reaches the predetermined threshold amount of time, the amount of tissue retraction reaches the predetermined amount of tissue, and the amount of pressure reaches the predetermined amount of pressure. 4. The system of claim 1, further comprising a memory; wherein, in determining if any one or more of the time length reaches the predetermined threshold amount of time, the amount of tissue retraction reaches the predetermined amount of tissue, and the amount of pressure reaches the predetermined amount of pressure, the processor is configured to use at least one of clinical study data stored in the memory, data stored in the memory regarding lengths of retraction in previously performed surgical procedures, data stored in the memory regarding locations of retraction in previously performed surgical procedures, data stored in the memory regarding durations of retraction in previously performed surgical procedures, and data stored in the memory regarding pain levels of patients following previously performed surgeries. 5. The system of claim 1, further comprising a memory that stores a library of nerve characteristics of patients having had surgery performed thereon and that stores post-operative pain levels of the patients; wherein, in determining if any one or more of the time length reaches the predetermi... |  | A61B017/02 A61B005/00 G06F019/00 A61B034/00 A61B034/20 A61B008/08 A61B034/10
US10694978 | B2 | 2020-06-30 | Breath analysis system, device and method employing nanoparticle-based sensor | 2016-05-16 | A system is provided that includes a portable measurement device for measuring acetone in a breath sample of a user. The measurement device comprises a housing, a user-direct breath input device for engaging in direct fluid communication with a respiratory tract of the user and receiving the breath sample from the respiratory tract, a flow path disposed within the housing, a nanoparticle-based sensor disposed in the housing in fluid communication with the flow path and at an intermediate location between the upstream end and the downstream end, and a flow control device disposed in the housing and in the flow path between the upstream end and the nanoparticle-based sensor that prevents flow of the breath sample in an upstream direction opposite the downstream direction. | 1. A portable measurement device for measuring acetone in a breath sample of a user, the measurement device comprising: a housing;a conduit for engaging in direct fluid communication with a respiratory tract of the user and receiving the breath sample from the respiratory tract;a flow path disposed within the housing and comprising an upstream end and a downstream end, the upstream end of the flow path being in fluid communication with the conduit, wherein in normal operation of the device the flow path directs the breath sample in a downstream direction from the conduit at the upstream end of the flow path and toward the downstream end;a nanoparticle-based sensor comprising a heating device disposed in the housing in fluid communication with the flow path and at an intermediate location between the upstream end and the downstream end; anda flow control device disposed in the housing and in the flow path between the upstream end and the nanoparticle-based sensor that prevents flow of the breath sample in an upstream direction opposite the downstream direction. 2. A measurement device as recited in claim 1, wherein the conduit comprises a mouthpiece. 3. A measurement device as recited in claim 1, wherein the nanoparticle-based sensor is disposed within the housing so that the nanoparticle-based sensor is substantially inaccessible to the user during use of the device. 4. A measurement device as recited in claim 1, wherein the measurement device further comprises an electrical safety circuit coupled to a power supply and the nanoparticle-based sensor that protects the nanoparticle-based sensor. 5. A measurement device as recited in claim 1, wherein the intermediate location comprises a compartment within the housing that comprises a detachable cover at an external location on the housing, and wherein the detachable cover is secured in a closed position. 6. A measurement device as recited in claim 1, wherein the flow control device comprises a one-way valve. 7. A measurement device as recited in claim 1, further comprising a conditioning device disposed adjacent to the conduit. 8. A measurement device as recited in claim 1, further comprising a processor coupled to the nanoparticle-based sensor for receiving a measurement signal representative of a concentration of the acetone in the breath sample from the nanoparticle-based sensor. 9. A method for sensing acetone in a breath sample of a user, the method comprising: providing a measurement device that comprises a housing,a flow path disposed within the housing, wherein the flow path comprises an upstream end and a downstream end,a conduit disposed at the upstream end of the flow path that engages in direct fluid communication with a respiratory tract of the user and receiving the breath sample from the respiratory tract, anda nanoparticle-based sensor comprising a heating device disposed in the housing in fluid communication with the flow path and at an intermediate location between the upst... | Invoy Holdings, LLC | A61B005/08 A61B005/097
US09506889 | B2 | 2016-11-29 | Biosensor and biosensor manufacturing method | 2014-10-07 | A biosensor manufacturing method including a sheet material forming process and a dicing process. In the sheet material forming process a sheet material with plural biosensor forming sections is formed. Each of the biosensor forming sections includes a first base plate, a second base plate stacked on the first base plate and forming a capillary between the second base plate and the leading end portion of the first base plate for sucking in sample liquid, and a hydrophilic layer formed on the second base plate at least in a region facing the capillary. In the dicing process plural biosensors are obtained by dicing the sheet material with a blade from the first base plate side at the leading end of each of the biosensor forming sections, such that the leading end of the capillary opens onto the leading end face of the first base plate and the second base plate. | 1. A biosensor comprising: a first base plate having a leading end portion;a second base plate having a leading end portion, said second base plate stacked on the first base plate and forming a capillary between the leading end portion of the second base plate and the leading end portion of the first base plate that is for sucking in a sample liquid;a hydrophilic layer formed on the second base plate at least in a region facing the capillary; andwherein a region on the first base plate facing the capillary has either a test reagent or an electrode present; andwherein said second base plate has a projecting portion formed on the leading end portion thereof, said projecting portion extends out from the second base plate away from the capillary in a direction perpendicular to the second base plate. 2. The biosensor of claim 1, wherein the first base plate is formed with higher toughness than the second base plate. 3. The biosensor of claim 1, wherein the leading end side of the capillary has a cross-section dimension, in the direction of stacking the first base plate and the second base plate, which gets wider on progression toward the leading end. 4. The biosensor of claim 1, wherein the leading end face of the first base plate is formed as a face sloping toward a rear end side of the first base plate on progression way from the second base plate. 5. The biosensor of claim 1, wherein the leading end face of the first base plate is disposed further to a rear end side of the second base plate than a leading end face of the second base plate. 6. The biosensor of claim 1, wherein a region of the first base plate facing the capillary is also provided with a hydrophilic layer. 7. A biosensor sample liquid sucking method in which a sample liquid is sucked in by the biosensor of claim 1, the biosensor sample liquid sucking method comprising: spotting a sample liquid onto a leading end side of the capillary, such that the sample liquid is caused to creep along a face of the second base plate on a side facing the first base plate, and also caused to creep along a face of the first base plate on a side facing the second base plate. | ARKRAY, INC. | G01N003/00 G01N033/00 G01N015/06 G01N033/48 A61B005/05 G01N027/327 G01N027/447 G01N021/03 G01N035/00
US10463262 | B2 | 2019-11-05 | Instrument for use in measuring blood flow in the femoral head | 2013-12-30 | An instrument (1) for use in measuring blood flow in the femoral head after a femoral neck fracture comprises a sleeve (2) and a rod (3) which is displaceably mounted in the sleeve. The sleeve (2) is configured for insertion into a bore (4) in the femoral neck (5) and femoral head (6) and provided with at least one aperture (8) at a front portion (2a) thereof. The aperture (8) in the front portion (2a) of the sleeve (2) is intended for location in the femoral head (6) distally of the fracture (7) after the sleeve has been inserted into said bore (4). The rod (3) is configured for closing the aperture (8) in the sleeve (2) during insertion of the sleeve into the bore (4) in the femoral neck (5) and femoral head (6) and for exposing said aperture after said insertion. Thereby, blood leaking into the bore (4) at the front portion (2a) of the sleeve (2) can be collected by the sleeve through the aperture (8) therein for subsequent measuring of the volume of the collected blood. | 1. An instrument (1) for use in measuring blood flow in a femoral head (6), which measurement is to be performed after a femoral neck (5) fracture (7), wherein the instrument (1) comprises: a sleeve (2), configured for insertion into a bore (4) drilled in the femoral neck (5) and femoral head (6) and provided with at least one aperture (8) at a front portion (2a) thereof, said aperture (8) being intended for location in the femoral head (6) distally of the fracture (7) after insertion of the sleeve (2) into said bore (4), anda rod (3), displaceably mounted in the sleeve (2) and configured for closing said at least one aperture (8) in the sleeve (2) during insertion of the sleeve (2) into the bore (4) in the femoral neck (5) and femoral head (6) and for exposing said at least one aperture (8) after said insertion such that blood leaking into said bore (4) at said front portion (2a) of the sleeve (2) is collected by said sleeve (2) through said at least one aperture (8) therein, the rod (3) being configured to define, in the front portion (2a) of the sleeve (2), a reservoir (10) for the collected blood for subsequent measuring of a volume of the collected blood therein, wherein the reservoir (10) is a cavity inside at least the front portion (3a) of the rod (3), the reservoir (10) being defined by a front extremity of the rod (3), a bottom surface (14) of the rod (3) and a lateral surface (3aa) of the rod (3), the bottom surface (14) of the rod (3) being spaced apart from the front extremity of the rod (3), the lateral surface (3aa) of the rod (3) extending at least between the front extremity and bottom surface (14), the rod (3) further comprising at least one lateral aperture (13) in fluid communication with the reservoir (10). 2. The instrument (1) according to claim 1, wherein said at least one aperture (8) is provided in a lateral surface (2ab) of the front portion (2a) of the sleeve (2). 3. The instrument (1) according to claim 2, wherein the rod (3) comprises a front portion (3a) which is configured for closing said at least one aperture (8) in the lateral surface (2ab) in the front portion (2a) of the sleeve (2) by bringing said front portion (3a) into engagement with the aperture (8) in the lateral surface (2ab) of the sleeve (2) and which is rotatable, the at least one lateral aperture (13) arranged in the lateral surface (3aa) of the rod (3) for exposure of the aperture (8) in the sleeve (2) by rotation of the rod (3) such that the lateral aperture (13) in the front portion (3a) of the rod (3) is aligned with the aperture (8) in the sleeve (2). | SWEMAC INNOVATION AB | A61B005/02 A61B005/026 A61B010/00 A61B005/15 A61B017/17 A61B005/00
US10772516 | B2 | 2020-09-15 | Opposing accelerometers for a heart rate monitor | 2014-12-10 | A heart rate monitor (40) for detecting a pulse of a person (10) employs a platform (43), a plurality of multi-axis accelerometers (41R, 41L) and a pulse detector (44). The multi-axis accelerometers (41R, 41L) are adjoined to the platform (43) to generate differential mode signals (AZR, AZL) indicative of a sensing by the accelerometers (41) of physiological motion (12) of the person (10) relative to acceleration sensing axes (42R, 42L) and to generate common mode signals (AXR, AXL, AYR, AYL) indicative of a sensing by the accelerometers (41R, 41L) of extraneous motion by the person (10) relative to the acceleration sensing axes (42R, 42L). The pulse detector (44) is operably connected to the multi-axis accelerometers (41R, 41L) to generate a pulse signal (PS)as a function of a vertical alignment of the acceleration sensing axes (42R, 42L) combining the differential mode signals (AZR, AZL) and cancelling the common mode signals (AXR, AXL, AYR, AYL). | 1. A method for a pulse detection of a person by a heart rate monitor including a plurality of multi-axis accelerometers adjoined to a platform at different angular orientations with respect to each other, each multi-axis accelerometer having acceleration sensing axes including a vertical axis and at least one of a lateral axis and a longitudinal axis, the method comprising: spatially mounting, via the platform, the multi-axis accelerometers at the different angular orientations of the multi-axis accelerometers with respect to each other on respective opposing body surfaces of the person, wherein the relative angular orientation of the accelerometers is rigidly maintained by the body surfaces;generating, via the multi-axis accelerometers as mounted on the person, differential mode signals indicative of a sensing by the multi-axis accelerometers of a physiological motion of the person relative to the vertical axes of the multi-axis accelerometers normal to a body surface of the person;generating, via the multi-axis accelerometers as mounted on the person, common mode signals indicative of a sensing by the multi-axis accelerometers of an extraneous motion by the person relative to the at least one of the lateral axes and the longitudinal axes of the multi-axis accelerometers parallel to the body surface of the person;aligning, via the heart rate monitor, the vertical axes of the multi-axis accelerometers relative to an additional baseline axis to combine the differential mode signals and cancel the common mode signals; andgenerating, via the heart rate monitor, a pulse signal from the combining of the differential mode signals and the cancelling of the common mode signals as a function of the alignment of the vertical axes of the multi-axis accelerometers. 2. The method of claim 1, wherein the platform is one of a nose clip, a headband or a head strap. 3. The method of claim 1, further comprising: displaying, via a display, a pulse of the person responsive to the pulse signal. 4. The method of claim 1, wherein the vertical axis of each multi-axis accelerometer is normal to the platform; andwherein the at least one the lateral axis and the longitudinal axis is parallel to the platform. 5. A heart rate monitor for detecting a pulse of a person, the heart rate monitor comprising: a platform;a plurality of multi-axis accelerometers adjoined to the platform and having different angular orientations at opposing body surfaces, each of the multi-axis accelerometers having a vertical axis to generate a respective differential mode signal indicative of a sensing by the multi-axis accelerometers of a physiological motion normal to a body surface of the person and a longitudinal axis and a lateral axis parallel to the body surface to generate common mode signals indicative of a sensing by the multi-axis accelerometers of an extraneous motion by the person relative to the at least one of the lateral axes and the longitudinal axes of the multi-axis accelerom... | KONINKLIJKE PHILIPS N.V. | A61B005/024 A61B005/00 A61B005/11 A61B005/0245 A61B005/0402 A61N001/39
US09814449 | B2 | 2017-11-14 | Motorized optical imaging of prostate cancer | 2016-07-06 | A system, method, and storage device storing computer executable instructions for use in tissue analysis and therapy. A motorized optical probe for illuminating tissue generates light fluorescence and/or diffuse reflectance signals corresponding to the illuminated tissue. One or more ultrasound, CT and MRI imaging guidance systems identify the position of the optical probes relative to the tissue. An imaging system generates a three-dimensional image of the tissue based on the generated light signals and the identified position of the optical probe. | 1. A system for evaluating a segment of tissue in a body comprising: a needle having at least one fiber optic cable adapted to transmit light from a light source to illuminate a first location along the segment of tissue and to transmit spectra emanating from the first location;a system console comprising a fluorometer configured to evaluate the spectra and generate signals of selected data of the spectra, anda module executing a classification algorithm wherein the classification algorithm classifies tissue at the first location based only on the generated signals to generate a classification, wherein the classification indicates tissue condition and is provided real-time to a display by correlating the first location to a three-dimensional image of the tissue and generating a three-dimensional optical spectroscopic image showing the first location and classification in relation to the three-dimensional image while the needle is positioned to illuminate the first location; andan autoneedle advancement mechanism configured to automatically advance the needle in a preselected increment after the classification of tissue at the first location has been provided to the display, wherein the preselected increment advances the needle to allow illumination at a next location along the segment of tissue. 2. A system as in claim 1, wherein the autoneedle advancement mechanism automatically advances the needle according to a preset number of preselected increments, wherein each preselected increment has a corresponding location along the segment of tissue and classification of tissue of the corresponding location. 3. A system as in claim 2, wherein the autoneedle advancement mechanism automatically stops advancing the needle after the preset number of increments. 4. A system as in claim 2, wherein the needle includes a collection space for biopsy and the preset number of preselected increments equals a length of the collection space. 5. A system as in claim 2, wherein the preset number of preselected increments equals 18. 6. A system as in claim 1, wherein the preselected increment is 1 mm. 7. A system as in claim 1, wherein the autoneedle advancement mechanism comprises a stepper motor. 8. A system as in claim 1, wherein the needle includes a collection space for biopsy and wherein the needle includes an outer cannula which is advanceable over the collection space to shear and collect the tissue creating a biopsy. 9. A system as in claim 8, wherein advancement of the outer cannula over the collection space while the needle is positioned to illuminate the first location biopsies tissue at the first location and not tissue at the next location. 10. A system as in claim 8, wherein the outer cannula is advanceable of over the collection space by at least one of a motor and a spring. 11. A system as in claim 8, wherein advancement of the outer cannula of over the collection space stops automatic advancement of the needle. 12. A system as in claim 1, ... | Precision Biopsy, Inc. | A61B010/04 A61B001/07 A61B008/12 A61B008/00 A61B001/06 A61B005/00 A61B001/00 A61B008/08 A61B005/06 A61B001/04 A61B006/12 A61B010/02 A61N005/06 A61N005/10 A61B018/04 A61B034/20 A61B017/34 A61B001/307 A61B006/03 A61N007/02 A61B018/14 A61B018/22 A61B018/02 A61B090/00 A61B090/30
US10058289 | B2 | 2018-08-28 | Pulsimeter and adjustment method of pulsimeter | 2016-04-08 | It is possible to reduce power consumption of a pulsimeter while suppressing a degradation in an accuracy of measuring pulse. A pulsimeter 1 includes a light emitter 10, a photodetector 12, an AD converter 14, a frequency analyzing unit 15, and an adjusting unit 17. The light emitter 10 emits light to a blood vessel of a measurement target. The photodetector 12 detects light emitted by the light emitter 10 via the blood vessel. The AD converter 14 analog/digital converts an output signal of the photodetector 12. The frequency analyzing unit 15 frequency-analyzes data converted by the AD converter 14. The adjusting unit 17 adjusts an amount of light emitted by the light emitter 10 based on the analysis result by the frequency analyzing unit 15. | 1. A pulsimeter comprising: a light emitter configured to be driven by a drive circuit and further configured to emit light to a blood vessel of a measurement target;a photodetector configured to detect light emitted by the light emitter via the blood vessel;an analog/digital converter configured to receive and analog/digital convert an output signal from the photodetector;a frequency analyzing unit configured to receive and frequency analyze data from the analog/digital converter and further to filter a DC offset signal from the data, by canceling the DC offset signal from the data, based on a result of frequency-analyzing the data;an adjusting unit configured to adjust an amount of light emitted by the light emitter based on at least one frequency component of the data, received from the frequency analyzing unit, from which the DC offset signal is filtered;an amplifier circuit configured to receive and amplify the output signal from the photodetector; anda pulse rate calculating unit configured to calculate a pulse rate based on the at least one frequency component received from the frequency analyzing unit. 2. The pulsimeter according to claim 1, wherein: the analog/digital converter is further configured to analog/digital convert a signal amplified by the amplifier circuit, andthe adjusting unit is further configured to adjust the amount of light emitted by the light emitter or a gain of the amplifier circuit based on the result of the analysis by the frequency analyzing unit. 3. The pulsimeter according to claim 2, wherein the adjusting unit is further configured to adjust a bias voltage input to the amplifier circuit based on the result of the analysis by the frequency analyzing unit. 4. The pulsimeter according to claim 1, wherein the adjusting unit is further configured to compare an S/N ratio with a predetermined threshold and to perform an adjustment according to the comparison result. 5. The pulsimeter according to claim 1, wherein the adjusting unit is further configured to determine an amount of light emitted by the light emitter to achieve a target evaluation value from a first evaluation value regarding the strength of a pulsation signal when the light emitter emits light with a first amount of light, a second evaluation value regarding the strength of the pulsation signal when the light emitter emits light with a second amount of light, and a predetermined target evaluation value regarding the strength of the pulsation signal, and to adjust the amount of light emitted by the light emitter based on the calculation result. 6. The pulsimeter according to claim 1, wherein the adjusting unit is further configured to perform adjustment at a predetermined cycle in a case in which the amount of light emitted by the light emitter is adjusted to increase it and is larger than an adjustment by the adjusting unit performed at the predetermined cycle in a case in which the amount of light emitted by the light emitter is adjusted to decrea... | Renesas Electronics Corporation | A61B005/02 A61B005/00 A61B005/024
US20160338729 | A1 | 2016-11-24 | CATHETER SYSTEM FOR LEFT HEART ACCESS | 2015-05-19 | A pair of cooperating catheters are used together to provide rapid access to the Left heart for diagnostic or therapeutic interventions. The initial entry point for the catheter pair is the groin. The pair of catheters can be used to carry out an electrographic determination of the location of the Fossa Ovalis on the septum. Features on the Catheter system permit quick and reliable confirmation of the catheter location via echo or x-rays. Once across the septum the inner catheter is removed from the outer catheter and a standard intervention may be carried out through the lumen of the outer catheter. | 1. A catheter system for crossing into the Left heart from the Right heart comprising: a. A first inner catheter, having a first working lumen, and having a first proximal end and having a first distal end;b. A second outer catheter having a second working lumen sized to accept said inner catheter, and having a second distal end and having a second proximal end;c. A first catheter coupler on said first inner catheter;d. A second catheter coupler on said second outer catheter, adapted for mating engagement with said first inner catheter coupler to allow the pair of catheters to be moved together as a single unit;e. A first handle coupled to said first proximal end, having a thumb actuated lever to advance a piercing needle out of the first distal end of said first catheter into a deployed state;f. A spring located within said first handle adapted to bias said piecing needle in a retracted state;g. An electrical connector located in said first handle electrically connect to said piercing needle; 2. The catheter system of claim 1 wherein: a. Said second distal end is curved and the curve lies in a plane,b. Said piercing needle has a series of cuts to allow it to conform to the shape of said curve. 3. The system of claim 1 wherein: a. Said couplers form a bayonet fitting the are mated or released by rotation though an angle. 4. The system of claim 2 wherein said curve is fixed but flexible. 5. The system of claim 2 wherein said curve is variable and swings through 18 degrees by a manipulator knob. |  | A61B017/34 A61B005/00 A61B005/0492
US20160339298 | A1 | 2016-11-24 | Exercise Incentive System | 2016-05-23 | An exercise incentive system receives exercise sensor data originating from at least one exercise tracking device. The at least one exercise tracking device transmits exercise sensor data determined from at least one exercise sensor. The exercise incentive system estimates a personalized caloric baseline for an exerciser. At least a portion of incremental calories burned by the exerciser over at least one period of time are determined and converted into at least one exercise credit. | 1. An exercise to credit conversion system coupled to a global computer network with access to at least one storage device and programmed to perform a method of converting exercise data into at least one exercise credit, the method performed by the exercise to credit conversion system comprising: a. receiving exercise to credit exchange information from at least one advertiser computer system;b. receiving exerciser attribute information from an exercise incentive system;c. receiving exercise data from at least one of the following: i. the exercise incentive system; andii. at least one exercise data processing system;d. storing the exercise data as stored exercise data in at least one of the at least one storage device;e. creating exerciser demographic information based at least in part on at least one of the following: i. exerciser attribute information; andii. stored exercise data;f. communicating the exerciser demographic information to the at least one advertiser computer system;g. creating at least one eligible exercise credit based at least in part on the exercise to credit exchange information and the stored exercise data; andh. communicating the at least one eligible exercise credit to the exercise incentive system. 2. The system according to claim 1, wherein the exerciser attribute information comprises at least one of the following: a. age;b. height;c. weight; andd. gender. 3. The system according to claim 1, wherein the exerciser attribute information comprises at least one location. 4. The system according to claim 1, wherein at least some of the exercise data is derived from exercise sensor data electronically communicated from at least one of the following: a. a fitness tracker;b. a biometric monitoring device;c. a heart rate monitor;d. a heart pulse transmitter;e. a position tracker; andf. a movement tracker. 5. The system according to claim 1, wherein the at least one eligible exercise credit comprises at least one of the following: a. a digital currency;b. a currency;c. at least one electronic coupon;d. at least one credit card code;e. at least one debit card code; andf. at least one gift card code. 6. The system according to claim 1, wherein the exerciser demographic information further comprises a fitness level for an exerciser, the fitness level based at least in part on the stored exercise data associated with the exerciser, the stored exercise data comprising data associated with a plurality of exercises. 7. The system according to claim 1, the method performed by the exercise to credit conversion system further comprising receiving a selection of at least one of the at least one eligible exercise credit from the exercise incentive system. 8. The system according to claim 1, the method performed by the exercise to credit conversion system further comprising: a. creating at least one exercise credit selection report based at least in part on at least one selection of at least one of the at least one eligible exercise cr... |  | A63B024/00 A61B005/00 G06Q030/02 A61B005/0205
US09498625 | B2 | 2016-11-22 | Hemodynamic performance enhancement through asymptomatic diaphragm stimulation | 2013-12-16 | An implantable system, and methodology, for improving a heart's hemodynamic performance featuring (a) bimodal electrodes placeable on the diaphragm, out of contact with the heart, possessing one mode for sensing cardiac electrical activity, and another for applying cardiac-cycle-synchronized, asymptomatic electrical stimulation to the diaphragm to trigger biphasic, diaphragmatic motion, (b) an accelerometer adjacent the electrodes for sensing both heart sounds, and stimulation-induced diaphragmatic motion, and (c) circuit structure, connected both to the electrodes and the accelerometer, operable, in predetermined timed relationships to the presences of valid V-events noted in one of sensed electrical and sensed mechanical, cardiac activity, to deliver diaphragmatic stimulation. The circuit structure includes accelerometer-linked computer structure for enabling selective review, for later operational modifications, of stimulation-produced diaphragmatic motions, and in a modified form, may additionally include timing-adjustment substructure capable of making adjustments in the mentioned timed relationships. | 1. A fully implantable medical system comprising: bimodal electrode structure, placeable in contact with a selected surface region of a subject's diaphragm at a location out of contact with the subject's heart, and having one operating mode for sensing cardiac-cycle electrical activity discernible at the selected surface region, and another, independent, operating mode for applying asymptomatic electrical stimulation to the diaphragm at the selected surface region; andelectrical circuit structure operatively connected to the electrode structure for receiving therefrom information corresponding to the subject's cardiac-cycle electrical activity sensed by the electrode structure, the electrical circuit structure operable to note a presence of a valid electrical V-event in such received cardiac-cycle electrical-activity information, and to deliver asymptomatic, cardiac-cycle-synchronized, electrical stimulation through the electrode structure to the diaphragm in a predetermined timed relationship to the valid electrical V-event, the electrical stimulation for a purpose of triggering a biphasic motion of the diaphragm, which biphasic motion comprises a caudal motion of the diaphragm followed by a cranial motion of the diaphragm. 2. The system of claim 1, wherein the predetermined timed relationship is one of (a) one which anticipates a next-expected, valid, cardiac-cycle, electrical V-event, and (b), one which follows a last-sensed, valid, cardiac-cycle, electrical V-event. 3. The system of claim 1 which is one of (a) self-contained as a singular, overall unit, and (b) distributed between a spaced pair of component assemblies operatively interconnected by communication lead structure, and wherein the selected surface region is disposed on one of (a) an inferior side, and (b) a superior side, of the diaphragm. 4. The system of claim 1 with respect to which the valid electrical V-event is one of (a) a R wave, and (b) a Q wave in the subject's electrical cardiac-cycle activity. 5. The system of claim 1 further comprising an accelerometer which is (a) disposed adjacent, and operatively associated with, the electrode structure for contact-associated disposition in a motion-sensing relationship with respect to the subject's diaphragm, (b) operatively connected to the circuit structure, and (c) constructed to respond to electrical-stimulation-induced motion produced in the subject's diaphragm by generating, and communicating to the circuit structure, a diaphragmatic-motion confirmation signal possessing a waveform which is directly indicative of such motion. 6. The system of claim 5, wherein the accelerometer is a multi-axis accelerometer. 7. The system of claim 5 which is one of (a) self-contained as a singular, overall unit, and (b) distributed between a spaced pair of component assemblies operatively interconnected by communication lead structure, and wherein the selected surface region is disposed on one of (a) an inferior side, and (b) a superior... | VisCardia, Inc. | A61N001/00 A61N001/36 A61N001/362 A61B005/00 A61B005/024 A61B005/0452 A61B005/113
US10383564 | B2 | 2019-08-20 | Indicator panels for incontinence products | 2016-05-23 | Indicating panels adapted to provide a qualitative or quantitative indication of a characteristic of a liquid absorbed by the indicator panel. The indicating panels include a porous inner sheet that is impregnated with a first indicator selected to respond to a target analyte by creating a detectable response, and a porous outer sheet impregnated with a polymeric mordant selected to stabilize indicators. | 1. An indicating panel for an incontinence product, comprising: a porous inner sheet that is impregnated with a first indicator;wherein the first indicator is selected to respond to a target analyte by creating a detectable response;a porous outer sheet adjacent to the inner sheet, wherein the outer sheet is impregnated with a polymeric mordant selected to stabilize indicators that generate detectable responses; anda separation layer disposed between the inner sheet and the outer sheet, wherein the separation layer is at least water-soluble. 2. The indicating panel of claim 1, wherein the porous inner sheet further includes a second indicator, wherein the second indicator is selected to respond to the detectable response of the first indicator by generating a second detectable response. 3. The indicating panel of claim 1, wherein the first indicator is a colorimetric indicator. 4. The indicating panel of claim 2, wherein the second indicator is a colorimetric indicator. 5. The indicating panel of claim 2, wherein at least one of the first indicator and second indicator is a pH indicator. 6. The indicating panel of claim 2, wherein at least one of the first indicator and second indicator is a metal ion indicator. 7. The indicating panel of claim 1, wherein the first indicator is poly(methyl vinyl ether-alt-maleic acid) (PMVEMA). 8. The indicating panel of claim 2, wherein the second indicator is a pH indicator. 9. The indicating panel of claim 1, wherein the separation layer is porous. 10. The indicating panel of claim 1, wherein the polymeric mordant is a polymeric cationic surfactant. 11. The indicating panel of claim 1, wherein the polymeric mordant is poly[methyl acrylate-co-(3-acrylamidopropyl)trimethyl ammonium chloride]. 12. An indicating incontinence product, comprising: an absorbent core;a porous inner sheet adjacent to the absorbent core that is impregnated with a first indicator;wherein the first indicator is selected to respond to a target analyte by creating a detectable response;a porous outer sheet adjacent to the inner sheet, wherein the outer sheet is impregnated with a polymeric mordant selected to stabilize indicators that generate detectable responses; anda separation layer disposed between the inner sheet and the outer sheet, wherein the separation layer is at least one of water-soluble and porous. 13. The incontinence product of claim 12, wherein the absorbent core includes a superabsorbent polymer. 14. The incontinence product of claim 12, wherein the absorbent core includes a superabsorbent sodium polyacrylate polymer. 15. An indicating system for an incontinence product, comprising: an indicating panel including: a porous inner sheet impregnated with a pair of coupled indicators,wherein a first indicator of the coupled pair is selected to respond to a target analyte by creating a reporting condition,wherein a second indicator of the coupled pair is selected configured to respond to the reporting condition by ... | Pixie Scientific, LLC | A61F013/42 A61B005/20 A61B010/00 A61B005/145 A61B005/00 A61F013/53 A61F013/84
US09498151 | B2 | 2016-11-22 | Ellipticity measuring device | 2015-11-12 | A balloon catheter is used for dilating tubular members of the body such as dilating stenotic aortic valve leaflets found in the aortic root, and measuring the shape and dimensions of the annulus. The balloon has two larger diameter bulbous regions; one is positioned in the left ventricular outflow tract (LVOT) and the other in the aortic sinus; a smaller diameter waist region is positioned across the aortic annulus. During inflation of the balloon, the balloon waist expands in diameter until it comes into contact with the aortic annulus. The balloon pressure and inflation volume is monitored during inflation so that an inflection point in the dP/dV curve is seen at the point of contact of the waist with the annulus. Radiopaque rings and/or marker bands in the device allow the size and orientation of the elliptical annulus to be calculated. | 1. A catheter for determining the size and shape of a tubular member of the body, said catheter comprising: a balloon having a first semi-compliant region and a second region;said first semi-compliant region having a first span of radiopaque markers comprising a variably-spaced ring of radiopaque markers;said second region having a second span of radiopaque markers expanding to a predetermined size;said second region having a larger diameter than said first region during inflation of said balloon;wherein said first span of radiopaque markers changes spacing relative to each other and said second span of radiopaque markers maintain spacing relative to each other so as to allow size and shape determinations of the tubular member of the body. 2. A catheter for determining the size and shape of a tubular member of the body, said catheter comprising: an elongated member;a balloon disposed at a distal end of said elongated member;said balloon having a first region comprising semi-compliant material and a second region comprising non-compliant material;said first region located adjacent to said second region;a first ring of radiopaque markers located around said first region;said first ring of radiopaque markers comprising a first plurality of radiopaque deposits that increase in distance from each other along said first region during inflation of said balloon;a fixed span of radiopaque markers located along said elongated member;wherein comparison of said fixed span of radiopaque markers with said first ring of radiopaque markers allow size and shape determinations for the tubular member of the body. 3. The catheter of claim 1 wherein said second span of radiopaque markers have a predetermined, fixed spacing from which a major and minor diameter of said variable ring can be determined. 4. The catheter of claim 3 wherein said second region is a non-compliant region of said balloon and said second span of radiopaque markers is a ring having said predetermined size. 5. The catheter of claim 2 wherein said fixed span of radiopaque markers have a predetermined, fixed spacing from which a major and minor diameter of said first ring of radiopaque markers can be determined. 6. The catheter of claim 5 wherein said fixed span of radiopaque markers is a linear fixed span having a predetermined size. | InterValve, Inc. | A61B005/00 A61B005/107 A61M029/02 A61M025/10 A61B006/12 A61F002/24 A61M025/01 A61B006/00 A61B017/00
US09480433 | B2 | 2016-11-01 | Cuff integrity detection during inflation of an automated blood pressure device | 2014-11-12 | A method for detecting cuff slippage in a blood pressure monitoring device includes starting a cuff inflation on the blood pressure monitoring device. A plurality of pressure samples is obtained when the cuff is inflating. A level of background noise is determined during the cuff inflation. The level of background noise is determined from the plurality of pressure samples. When the background noise is determined, a determination is made from the plurality of blood pressure readings whether a pressure pattern indicating cuff slippage is obtained. | 1. A method for determining cuff slippage during cuff inflation in a blood pressure monitoring device, the method comprising: on the blood pressure monitoring device, starting a cuff inflation including inflating a blood pressure cuff;obtaining a plurality of pressure samples when the blood pressure cuff is inflating;determining, by a computing device, whether a slope corresponding to the plurality of pressure samples is a positive number;when it is determined that the slope is a positive number, determining a level of background noise during the cuff inflation, the level of background noise being determined from the plurality of pressure samples; andwhen the level of background noise is determined: determining, by the computing device, from the plurality of pressure samples obtained when the blood pressure cuff is inflating whether a pressure pattern indicating cuff slippage during the cuff inflation is obtained by: obtaining the last pressure sample in the plurality of pressure samples;obtaining the first from last pressure sample in the plurality of pressure samples;obtaining the second from last pressure sample in the plurality of pressure samples;determining whether the second from last pressure sample is greater than the sum of the first from last pressure sample and the product of 2.25 multiplied by the level of background noise;determining whether the first from last pressure sample is greater than the sum of the last pressure sample and the product of 2.25 multiplied by the level of background noise; andwhen it is determined that the second from last pressure sample is greater than the sum of the first from last pressure sample and the product of 2.25 multiplied by the level of background noise and when it is determined that the first from last pressure sample is greater than the sum of the last pressure sample and the product of 2.25 multiplied by the level of background noise, making a determination that a cuff slippage condition exists; andactivating an alert when a pattern indicating cuff slippage during inflation is determined. 2. An electronic computing system for monitoring blood pressure using a blood pressure cuff and determining cuff slippage during cuff inflation, the electronic computing system comprising: a processing unit; anda data storage system, the data storage system storing instructions that, when executed by the processing unit, cause the electronic computing system to: start a cuff inflation, the cuff inflation comprising inflating the blood pressure cuff and obtaining a plurality of pressure samples when the blood pressure cuff is inflating;determine whether a slope corresponding to the plurality of pressure samples is a positive number;when it is determined that the slope is a positive number, determine a level of background noise during the cuff inflation, the level of background noise being determined from the plurality of pressure samples; andwhen the background noise is determined, determine from the pluralit... | Welch Allyn, Inc. | A61B005/02 A61B005/00 A61B005/022 A61B005/0225
US20160331263 | A1 | 2016-11-17 | Customizable Electrophysiological Mapping Electrode Patch Systems, Devices, Components and Methods | 2016-05-01 | Disclosed are various embodiments of systems, devices, components and methods for customizable electrophysiological mapping electrode patches. Such mapping patches can include a plurality of flexible electrical conductors and corresponding sensing electrodes. One or more score lines may be disposed in the mapping sensor patches, where the score lines define at least one pre-cut portion configured to permit a user to remove or partially remove the pre-cut portion from the mapping sensor patch. | 1. A customizable electrophysiological mapping sensor patch configured for placement on and attachment to a patient's torso, comprising: a first substantially planar layer comprising at least a first flexible material;a second substantially planar electrically insulative layer comprising at least a second flexible material;a plurality of flexible electrical conductors disposed on or within the first layer, or disposed at least partially between the first layer and the second layer, each of the flexible electrical conductors having at least first proximal and second distal ends;a plurality of sensing electrodes, each sensing electrode being operably connected to one of the electrical conductors;a plurality of adhesive members, each adhesive member surrounding at least partially a corresponding one or more of the sensing electrodes, andat least one score line disposed in the mapping sensor patch, the score line defining at least one pre-cut portion of the mapping sensor patch, the score line being configured to permit a user to remove or partially remove the at least one pre-cut portion from the mapping sensor patch by pulling or cutting the mapping sensor patch or pre-cut portion along or near the score line. 2. The customizable electrophysiological mapping sensor patch of claim 1, further comprising a plurality of position markers, each position marker having a position corresponding to that of a selected one of the sensing electrodes. 3. The customizable electrophysiological mapping sensor patch of claim 1, wherein the at least one pre-cut portion of the patch comprises one or more of a row pre-cut, a column pre-cut, a cardioversion patch pre-cut, a navigation patch pre-cut, a ground patch pre-cut, a female anatomy customization pre-cut, an actuator pre-cut, a sensor pre-cut, or an anatomical reference mark pre-cut. 4. The customizable electrophysiological mapping sensor patch of claim 1, wherein at least one of the first layer and the second layer comprises a woven fabric. 5. The customizable electrophysiological mapping sensor patch of claim 1, wherein at least some of the first proximal ends of the electrical conductors are shaped and configured for attachment to external mapping cable electrical connectors. 6. The customizable electrophysiological mapping sensor patch of claim 1, wherein at least some of the electrical conductors comprise a screen printed electrically conductive material disposed upon the first layer or the second layer, or an electrically conductive fabric or yarn disposed upon or within the first layer or the second layer. 7. The customizable electrophysiological mapping sensor patch of claim 1, wherein at least some of the sensing electrodes comprise a metal or metal alloy member, an electrically conductive yarn or fiber, a screen printed electrically conductive material, or a screen printed electrically conductive material incorporated into or forming a portion of the distal end of the electrical conductor correspo... |  | A61B005/0408 A61B034/20 A61B005/0428 A61B005/00
US09901306 | B2 | 2018-02-27 | Tracking mechanism for heart rate measurements | 2015-12-17 | Heart rate monitors are plagued by noisy photoplethysmography (PPG) data, which makes it difficult for the monitors to output a consistently accurate heart rate reading. Noise is often caused by motion. Using known methods for processing accelerometer readings that measure movement to filter out some of this noise may help, but not always. The present disclosure describes an improved front-end technique (time-domain interference removal) based on using adaptive linear prediction on accelerometer data to generate filters for filtering the PPG signal prior to tracking the frequency of the heartbeat (heart rate). The present disclosure also describes an improved back-end technique based on steering the frequency of a resonant filter in order to track the heartbeat. Implementing one or both of these techniques leads to more accurate heart rate measurements. | 1. A method for determining a heart rate of a living being, the method comprising: receiving, at one or more processing units, an input signal generated by one or more sensors, the input signal being indicative of the heart rate;determining, by the one or more processing units, an amplitude of an output generated by a first filter in response to the first filter receiving the input signal and one or more filter control parameters;determining, by the one or more processing units, an amplitude of an output generated by a second filter in response to the second filter receiving the input signal and the one or more filter control parameters;updating, by the one or more processing units, the one or more filter control parameters based on the amplitude of the output generated by the first filter and the amplitude of the output generated by the second filter; anddetermining, by the one or more processing units, the heart rate based on the one or more filter control parameters,wherein the first filter and the second filter are filters that have a resonant frequency F_RES at which the amplitudes of their outputs are substantially equal and for which, above the resonant frequency F_RES, the amplitude of the output of the first filter is larger than the amplitude of the output of the second filter, and, below the resonant frequency F_RES, the amplitude of the output of the second filter is larger than the amplitude of the output of the first filter. 2. The method according to claim 1, wherein the first filter and the second filter comprise filters of a Chamberlin state-variable filter. 3. The method according to claim 1, further comprising adjusting the one or more filter control parameters based on a signal indicative of motion of the one or more sensors. 4. The method according to claim 3, wherein the adjustment of the one or more filter control parameters includes dynamically altering a Q factor of one or more 2nd-order IIR filters. 5. The method according to claim 1, wherein the input signal comprises a filtered input signal and the method further comprises generating the filtered input signal from a first signal generated by the one or more sensors, prior to determining the amplitudes of the outputs generated by the first and second filters, updating the one or more filter control parameters, and determining the heart rate, by: applying adaptive linear prediction to at least a portion of data samples of a second signal, the second signal indicative of motion of the one or more sensors, to determine coefficients of an adaptive linear filter configured to filter at least a part of noise content present in the second signal from a signal indicative of the motion of the one or more sensors; andgenerating the filtered input signal by subtracting, from the first signal, a signal generated by applying, to the first signal, a filter comprising the determined coefficients. 6. The method according to claim 5, wherein: the second signal comprises at least a ... | ANALOG DEVICES, INC. | A61B005/0452 A61B005/00 A61B005/024 A61B005/11
US09504426 | B2 | 2016-11-29 | Using an adaptive band-pass filter to compensate for motion induced artifacts in a physiological signal extracted from video | 2013-12-06 | What is disclosed is a system and method for compensating for motion induced artifacts in physiological signals extracted from a video of a subject being monitored for a physiological function in a non-contact, remote sensing environment. The present method identifies a center frequency from a physiological signal obtained from processing a prior video segment. Since a moment to moment change in pulse frequency from one video segment to a next is not very large, signals obtained from sequential video segments can be repeatedly processed and an adaptive band-pass filter repeatedly re-configured and used to filter a next video segment, and so on. Using the teachings disclosed herein, a motion-compensated continuous cardiac signal can be obtained for the subject for continuous monitoring of the subject's cardiac function via video imaging. The teachings hereof provide an effective means for compensating for movement by the subject during video acquisition. Various embodiments are disclosed. | 1. A method for compensating for motion induced artifacts in physiological signals extracted from video captured of a subject being monitored for a physiological function in a non-contact, remote sensing environment, the method comprising: receiving a video comprising a plurality of time-sequential image frames captured by a video imaging device of a subject being monitored for a desired physiological function, said image frames containing at least one area of exposed skin where a signal corresponding to said physiological function can be registered by said video imaging device;identifying a first video segment Si, where i=1, in said received video during which movement by said subject is not likely to have induced motion artifacts in the video;processing pixels in image frames of said first video segment to obtain a first time-series signal;extracting, from said first time-series signal, a first physiological signal corresponding to said physiological function;analyzing said first physiological signal to identify a first frequency of interest fci;creating a first band-pass filter with a center frequency fci and a bandwidth fwi; andrepeating for all next sequential video segments Si+1 in said received video: processing pixels in image frames of said next video segment to obtain a next time-series signal;dividing said next time-series signal into batches for processing, with successive batches having at least a 95% overlap with a previous batch;extracting, from said next time-series signal, a next physiological signal;using the created band-pass filter to filter said next time-series signal; wherein on a first iteration of said repeating, the created first band-pass filter is used and on subsequent iterations of said repeating, a next band-pass filter is used;extracting, from said filtered next time-series signal, a next physiological signal corresponding to said physiological function;analyzing said next physiological signal to identify a next frequency of interest fci+1; andcreating the next band-pass filter having a center frequency fci+1 and a bandwidth fwi+1 to be used to filter a time-series signal on a next iteration;stitching all of said extracted physiological signals together to generate a continuous physiological signal for said subject, said stitching comprising mid-point stitching; andusing said continuous physiological signal to monitor said subject for said desired physiological function. 2. The method of claim 1, wherein a bandwidth of said band-pass filters is based upon a rate of change of a heart rate of an age group belonging to said subject. 3. The method of claim 1, wherein said video imaging device is any of: a RGB video camera, a 3D video camera, an infrared video camera, a multi-spectral video camera, a hyperspectral video camera, or a hybrid camera comprising any combination hereof. 4. The method of claim 1, wherein identifying a video segment during which a movement by said subject is not likely to have induced motion... | Xerox Corporation | A61B005/00 A61B005/024 A61B005/113 A61B005/11
US09480434 | B2 | 2016-11-01 | Distortion reduced signal detection | 2012-08-24 | The present invention relates to a device and a method for extracting information from detected characteristic signals. A data stream (26; 124a, 124b, 124c) derivable from electromagnetic radiation (14) emitted or reflected by an object (12) is received. The data stream (26) comprises a continuous or discrete characteristic signal (76; 32a, 132b, 132c) including physiological information (100) and a disturbing signal portion 5 (94). The physiological information (100) is representative of at least one at least partially periodic vital signal (20; 156). The disturbing signal portion (94) is representative of at least one of an object motion portion and/or a non-indicative reflection portion. The characteristic signal (76; 132a, 132b, 132c) is transferred by converting at least three absolute components (92a, 92b, 92c) of the characteristic signal (76; 132a, 132b, 132c) related to respective 10 additive channels (74a, 74b, 74c) to at least two difference components (102; 142a, 142b) of the characteristic signal (76; 132a, 132b, 132c), wherein each of the at least two difference components (102; 142a, 142b) can be derived through a respective arithmetic transformation considering at least two of the at least three absolute components (92a, 92b, 92c), wherein the arithmetic transformation comprises additive and subtractive coefficients. Consequently, the 1 disturbing signal portion (94) can beat least partially suppressed in the transferred signal (32; 50). | 1. Device for extracting information from detected characteristic signals, comprising: an interface for receiving a data stream derivable from electromagnetic radiation reflected by an object, wherein the data stream comprises a characteristic signal including (i) physiological information and (ii) a disturbing signal portion, the physiological information being representative of at least one at least partially periodic vital signal, the disturbing signal portion being representative of at least one selected from the group consisting of an object motion portion and a non-indicative reflection portion, wherein the characteristic signal is associated with an additive signal space, wherein the signal space comprises additive channels for representing the characteristic signal;a converter means for transferring the characteristic signal into a transferred signal by converting (i) at least three absolute components of the characteristic signal related to respective additive channels to (ii) at least two difference components of the characteristic signal, wherein each of the at least two difference components is derived through a respective arithmetic transformation that comprises an at least partial subtraction of at least one of the at least three absolute components from the remaining absolute components, wherein the arithmetic transformation for each of the at least two difference components further comprises coefficients that at least substantially sum to zero, and further wherein the at least two difference components enable the disturbing signal portion to be at least partially suppressed in the transferred signal; andan extractor means for extracting the at least partially periodic vital signal from the at least two difference components in the transferred signal. 2. Device as claimed in claim 1, wherein the signal space is an additive color signal space, wherein the at least three absolute components represent three distinct color components indicated by the additive channels, wherein the additive channels are related to defined spectral portions. 3. Device of claim 2, wherein the signal space is further indicative of luminance information and chrominance information, the chrominance information being representable by the at least two difference components. 4. Device of claim 3, wherein the luminance information is substantially aligned with a luminance index element in the signal space, the luminance index element being substantially indicative of a selected source of electromagnetic radiation. 5. Device of claim 4, wherein the at least two difference components are substantially orthogonal to the luminance index element. 6. Device of claim 5, further wherein the at least two difference components are substantially orthogonal to each other. 7. Device as claimed in claim 1, wherein the at least one at least partially periodic vital signal is selected from the group consisting of heart rate, heart beat, respiration rate, heart rate variab... | KONINKLIJKE PHILIPS N.V. | A61B005/1455 A61B005/00 G06K009/00 G06T007/00 A61B005/024
US11160683 | B2 | 2021-11-02 | Inflatable air mattress snoring detection and response and related methods | 2016-05-19 | A method can be provided that includes measuring sound waves using a sound measuring device, determining, at a central controller of an air mattress system, one or more parameter values of the sound waves, comparing the one or more parameter values with values, ranges, or patterns indicative of snoring, identifying a snoring state of a user, and initiating, with the central controller, a change to one or more adjustable features of the air mattress system. | 1. A method of operating a bed system, the method comprising: receiving, by a control system, pressure signals obtained from pressure sensors for sensing internal pressure of an air mattress;Determining, by the control system, pressure change values for the air mattress using the received pressure signals;analyzing the pressure change values to determine one or more of a heart rate, a respiration rate, or positional movement for a user on the air mattress;submitting one or more of the determined heart rate, respiration rate, or positional movement to a comparison in which the submitted one or more of the determined heart rate, respiration rate, or positional movement are tested for being indicative of snoring;determining that the user on the air mattress is snoring based on the comparison in which the one or more of the determined heart rate, respiration rate, or positional movement are tested; andtransmitting, in response to determining that the user is snoring, at least one instruction to adjust a position of at least a portion of the air mattress. 2. The method of claim 1, wherein the at least one instruction to adjust a position of at least a portion of the air mattress is transmitted to a position controller for an adjustable foundation that supports the air mattress. 3. The method of claim 1 wherein adjusting a position of at least a portion of the air mattress includes changing a position of at least a portion of an adjustable foundation that supports the air mattress. 4. The method of claim 1, wherein the at least one instruction to adjust a position of at least a portion of the air mattress is an instruction to adjust a head position of the air mattress without adjusting a foot position of the air mattress. 5. The method of claim 1, wherein the at least one instruction to adjust a position of at least a portion of the air mattress is an instruction to adjust a head position of an adjustable foundation that supports the air mattress. 6. The method of claim 1, wherein the at least one instruction to adjust a position of at least a portion of the air mattress is an instruction to adjust an internal pressure of the air mattress. 7. The method of claim 1, further comprising transmitting, in response to determining that the user is snoring, at least one instruction to adjust a temperature of the user's sleep environment. 8. The method of claim 1, further comprising transmitting, in response to determining that the user is snoring, at least one instruction to adjust a sound volume of an audio device located in the user's sleep environment. 9. The method of claim 1, wherein the at least one instruction to adjust a position of at least a portion of the air mattress is an instruction to adjust a vibration of the air mattress. 10. The method of claim 1, wherein: the air mattress is supported by an adjustable foundation;the air mattress is operatively connected to a pump; andthe pressure sensors are positioned within the pump. 11. The meth... | Sleep Number Corporation Select Comfort Retail Corporation | A61F005/56 A61G007/015 A47C027/08 A47C031/00 A61B005/00 A47C019/02 A47C020/04 A47C021/00 A47C021/04
US09498630 | B2 | 2016-11-22 | Implantable medical device for resynchronization by biventricular pacing using reverse remodeling | 2014-07-23 | An active implantable medical device for cardiac resynchronization includes implantable electrodes configured to detect atrial and ventricular events and to apply electrical pulses to a plurality of stimulation sites of the right and left ventricles, where a first combination of stimulation sites define an original pacing configuration and a second combination of stimulation sites define a changed pacing configuration. A sensing device is configured to measure a peak to peak amplitude of the first peak of endocardial acceleration for each cardiac cycle. A processing circuit is configured to change the pacing configuration from the original pacing configuration to the changed pacing configuration, measure one of a set of values in the changed pacing configuration, and change the pacing configuration from the changed pacing configuration to the original pacing configuration. | 1. An active implantable medical device for cardiac resynchronization, the device comprising: implantable electrodes configured to detect atrial and ventricular events and to apply electrical pulses to a plurality of stimulation sites of the right and left ventricles;a sensing device configured to measure a peak to peak amplitude of the first peak of endocardial acceleration for each cardiac cycle; anda processing circuit configured to: apply the electrical pulses to a first combination of stimulation sites in an original pacing configuration;change the pacing configuration from the original pacing configuration to a changed pacing configuration that utilizes a second combination of stimulation sites different than the first combination of stimulation sites;apply the electrical pulses to the second combination of stimulation sites in the changed pacing configuration to counteract changes of a heart resulting from disease;measure at least one of the following in the changed pacing configuration: a maximum value of peak to peak amplitude achieved during a first time period after the pacing configuration change;an average value of the peak to peak amplitude, calculated for a predetermined number of cardiac cycles starting after a second time period after the pacing configuration change;a variability of the peak to peak amplitude around the average value of the peak to peak amplitude; anda duration of a third time period after the pacing configuration change corresponding to a stabilization; andchange the pacing configuration from the changed pacing configuration to the original pacing configuration. 2. The device of claim 1, wherein the processing circuit is further configured to apply stimulation sequences according to different pacing configurations, with alternation, during predetermined time periods between the original pacing configuration and the changed pacing configuration selected from a plurality of possible different changed configurations. 3. The device of claim 2, wherein the processing circuit is further configured to maintain the original pacing configuration for a predetermined recovery period after returning to the original pacing configuration from each application of a changed pacing configuration. 4. The device of claim 2, wherein the processing circuit is further configured to select a different changed pacing configuration on each alternation. 5. The device of claim 1, wherein the processing circuit is further configured to form a table using an assessed data set obtained from each successively applied pacing configuration. 6. The device of claim 1, wherein the processing circuit is further configured to designate a pacing configuration representative of the maximum reaction of myocardium to the change of pacing configuration. 7. The device of claim 6, wherein the processing circuit is further configured to designate a pacing configuration minimizing the average value of peak to peak amplitude compared to the maximum ampl... | SORIN CRM SAS | A61N001/368 A61N001/365 A61B005/00 A61N001/362
US10524707 | B2 | 2020-01-07 | System and method for photoluminescence detection | 2015-02-02 | In one aspect, the present disclosure provides a system A system, including a light source, a detector, and a controller in electrical communication with the light source and the detector. The controller is configured to execute a program stored in the controller to trigger the light source to emit a first pulse of light having a first pulse duration for illumination of a target, actuate the detector after a first delay time following emission of the first pulse of light to begin detecting a first signal from the target for a first detection time, and repeat the steps of triggering the light source and actuating the detector at least once, varying for each repetition at least one of the first pulse duration, the first delay time, and the first detection time. | 1. A system, comprising: a light source; a detector; and a controller in electrical communication with the light source and the detector, the controller configured to execute a program stored in the controller to: (i) trigger the light source to emit a first pulse of light for illumination of a target, the first pulse of light having a first pulse duration; (ii) actuate the detector after a first delay time following emission of the first pulse of light to begin detecting a first signal from the target for a first detection time; and (iii) repeat (i) and (ii) at least once, varying for each repetition at least one of the first pulse duration, the first delay time, and the first detection time, the controller further configured to output the detected signal, pulse duration, delay time, and detection time from each repetition to a computational device, the computational device configured to utilize the detected signal, pulse duration, delay time, and detection time from each repetition to calculate a background intensity component and a decay component. 2. The system of claim 1, wherein in (iii) of the program, the light source is triggered to emit a second pulse of light having a second pulse duration different from the first pulse duration. 3. The system of claim 2, wherein in (iii) of the program, the detector is actuated after a second delay time equal to the first delay time following emission of the second pulse of light to begin detecting a second signal from the target for a second detection time equal to the first detection time. 4. The system of claim 1, wherein in (iii) of the program, the detector is actuated after a second delay time different from the first delay time. 5. The system of claim 4, wherein in (iii) of the program, the light source is triggered to emit a second pulse of light having a second pulse duration equal to the first pulse duration, and wherein the detector is actuated for a second detection time equal to the first detection time. 6. The system of claim 1, wherein in (iii) of the program, the detector is actuated for a second detection time different from the first detection time. 7. The system of claim 6, wherein in (iii) of the program, the light source is triggered to emit a second pulse of light having a second pulse duration equal to the first pulse duration, and wherein the detector is actuated after a second delay time equal to the first delay time. 8. The system of claim 1, wherein the light source is an electronic flash unit. 9. The system of claim 1, wherein the light source includes at least one band-pass filter. 10. The system of claim 1, wherein the detector includes at least one of a complementary metal-oxide semiconductor (CMOS) camera, and a charge-coupled device (CCD) camera. 11. The system of claim 1, wherein the system further comprises the target and the target includes an oxygen sensing wound dressing. 12. The system of claim 1, wherein the detector is configured to detect a phosphor... | The General Hospital Corporation | A61B005/1455 A61B005/1477 A61B005/00 A61F013/00
US10335435 | B2 | 2019-07-02 | Method for endoscopically delivering stem cells to the brain using an intranasal, injectable approach | 2016-05-19 | A method is disclosed for delivery of stem cells to the central nervous system, particularly the brain, using an intranasal, injectable approach for the treatment of neurological deficits. The injectable approach employs a syringe to inject a stem cell solution or suspension into mucosal tissue of the nose using endoscopy. The approach provides direct endoscopic visual access to mucosal and sub-mucosal tissue selected for injection and the depth of placement of stem cells within the selected mucosal and sub-mucosal tissue. Placement of stem cells solely within the mucosal and sub-mucosal tissue assures survival of the stem cells and improves the likelihood the stem cells will reach specific sites of damage within the brain. This endoscopic intranasal approach is useful as therapy for patients who may benefit from cellular therapy as a result of stroke, brain trauma, and neurodegenerative conditions. | 1. A method for delivery of therapeutic stem cells to a central nervous system of a mammal having a blood-brain barrier and a nose with a nasal cavity, comprising: inserting an endoscopic device into said nasal cavity;injecting said therapeutic stem cells intranasally into nasal structure within the nasal cavity of the nose using a needle and syringe under endoscopic guidance; andenabling said therapeutic stem cells to access the central nervous system by bypassing the blood-brain barrier,wherein injecting said therapeutic stem cells comprises: injection of said stem cells as a stem cell solution solely within mucosal and sub-mucosal tissue covering said nasal structure,causing said mucosal and sub-mucosal tissue to balloon out upon injection of said stem cell solution;visually observing the ballooning out of said mucosal and sub-mucosal tissue with said endoscopic device; anddetermining correct depth of placement of the stem cell solution solely within said mucosal and sub-mucosal tissue upon direct visual observation of the ballooning out of said tissue. 2. The method of claim 1, wherein said nasal structure is selected from the group consisting of a superior turbinate, an inferior turbinate, a perpendicular plate of an ethmoid bone, a rostrum of a sphenoid sinus, a quadrangular nasal cartilage, and a pterygonopalatine ganglion. 3. The method of claim 2, wherein injecting said therapeutic stem cells further comprises: injection of said stem cells solely in the mucosal and sub-mucosal tissue within an upper third of the nasal cavity along the full length of the superior turbinate and, if present, the supreme turbinate. 4. The method of claim 2, wherein injecting said therapeutic stem cells further comprises: injection of said stem cells solely in the mucosal and sub-mucosal tissue along an upper third of the perpendicular plate of the ethmoid bone. 5. The method of claim 2, wherein injecting said therapeutic stem cells further comprises: injection of said stem cells solely in the mucosal and sub-mucosal tissue along a superior third of the rostrum of the sphenoid sinus on its right and left side. 6. The method of claim 2, wherein injecting said therapeutic stem cells further comprises: injection of said stem cells solely in the mucosal and sub-mucosal tissue along an upper third of a posterior third of the quadrangular nasal cartilage. 7. The method of claim 2, wherein injecting said therapeutic stem cells further comprises: injection of said stem cells solely in the mucosal and sub-mucosal tissue in a region of the pterygonopalatine ganglion. 8. The method of claim 2, wherein injecting said therapeutic stem cells further comprises: injecting said stem cells solely in the mucosal and sub-mucosal tissue at a posterior third of the inferior turbinate. 9. The method of claim 1, wherein injecting said therapeutic stem cells includes injecting 2 to 3 cubic millimeters of said stem cell solution. 10. The method of claim 1, wherein the mammal ... | - | A61K035/28 A61K009/00 A61B001/233
US09492102 | B2 | 2016-11-15 | Optimization of specific absorption rate performance | 2014-06-09 | The embodiments relate to devices and methods for MRT imaging with a MRT, where a patient table having the scan subject is moved in at least one direction along at least one displacement path, determination of a quantity representing the SAR effect on the scan subject being carried out at a plurality of positions along the displacement path, a suitable position of the patient table, lying on a displacement path, being determined, at which the MRT imaging of the scan subject imaging region, to be scanned, of the scan subject is subsequently intended to be carried out. | 1. A method for magnetic resonance tomograph imaging with a magnetic resonance tomograph, the method comprising: moving, using a controller, a patient table having a scan subject in at least one direction along at least one displacement path;determining a quantity representing a radio frequency (RF) influence on the scan subject at a plurality of positions along the at least one displacement path; anddetermining, as a function of the quantity, a first position of the patient table lying on the at least one displacement path at which the magnetic resonance tomograph imaging of an imaging region is to be scanned. 2. The method as claimed in claim 1, wherein the patient table is moved along only one displacement path or in only one direction in order to determine the first position. 3. The method as claimed in claim 1, wherein the patient table is moved along more than one displacement path or in more than one direction in order to determine at least one first position. 4. The method as claimed in claim 1, wherein the patient table is moved is a direction in which the scan subject is introduced into a field of view of the magnetic resonance tomograph. 5. The method as claimed in claim 1, wherein one or two of the directions in which the patient table is moved is or are orthogonal to a direction in which the scan subject is introduced into a field of view of the magnetic resonance tomograph. 6. The method as claimed in claim 1, wherein the displacement path is less than twenty centimeters long. 7. The method as claimed in claim 1, wherein the first position of the patient table is relative to a midpoint of a field of view of the magnetic resonance tomograph or relative to at least one RF transmission coil of the magnetic resonance tomograph. 8. The method as claimed in claim 1, wherein the first position lies outside a midpoint of a field of view of the magnetic resonance tomograph. 9. The method as claimed in claim 1, wherein the first position lies in such a way that a part of the imaging region lies outside a field of view of the magnetic resonance tomograph. 10. The method as claimed in claim 1, wherein the first position is determined only from positions of the plurality of positions that lie within a predetermined or stored spatial tolerance range with respect to the first position, wherein the stored spatial tolerance range is a maximum distance of the first position from a midpoint of a field of view. 11. The method as claimed in claim 10, wherein the stored spatial tolerance range is less than 10 centimeters. 12. The method as claimed in claim 1, wherein by a tolerance range respectively stored in the magnetic resonance tomograph for one or more measurement protocols, a maximum distance as a position offset of a suitable position from a midpoint of a field of view is taken into account during the determination of the first position from the plurality of positions. 13. The method as claimed in claim 1, wherein the first position o... | Siemens Aktiengesellschaft | A61B005/055 A61B005/00 G01R033/28 G01R033/32 G01R033/563
US09492084 | B2 | 2016-11-15 | Systems and methods for monitoring subjects in potential physiological distress | 2006-08-10 | The present invention provides systems and methods for monitoring in real time the physiological status of one or more subjects, especially subject engaged in potentially hazardous or dangerous activities. Systems include wearable items with one or more physiological sensors and a local data unit (LDU) operatively coupled to the sensors. The LDUs digitize and filter sensor data, extract physiological parameters, determine abnormal or not acceptable physiological conditions, and communicate to external monitoring facilities. The external facilities display status and data concerning monitored subjects. In preferred embodiments, communication between the LDUs and the external monitoring facilities dynamically adjusts to the condition of the subjects and to system changes such as subjects and external facilities entering and leaving and/or moving from place to place. The invention also provides program products for performing this invention's methods. | 1. A method for real-time monitoring of a subject using a monitoring apparatus, wherein the monitoring apparatus includes a plurality of physiological sensors, a memory and a processor, the method comprising: the plurality of physiological sensors obtaining sensor data from the subject, said sensor data including anatomical data indicative of changes in a cross-sectional area of the subject's torso over time,the processor determining a physiological parameter for the subject as a function of said anatomical data;the processor accessing a library of subject data stored in the memory of said monitoring apparatus, the subject data including a plurality of baseline physiological parameters, the baseline physiological parameters including at least one of baseline cardiac rate, baseline cardiac stroke volume, baseline respiration rate, baseline respiration tidal volume and baseline minute ventilation;the processor comparing said physiological parameter for the subject to said library of subject data;the processor determining a physiological state of the subject as a function of said physiological sensor data, said physiological parameter, and said library of subject data, the determination of physiological state includes an indication of whether said physiological parameter of the subject is within a target range,the processor determining a reason for the physiological state for the subject such that the processor adjusts processing of the data to more frequently sample and process data from pertinent sensors based on the reason for the determined physiological state;the monitoring apparatus wirelessly transmitting said physiological state to a selected external monitoring display unit so as to provide a message to inquire a response from an individual monitoring the external monitoring display unit; anddisplaying said physiological state and said message at said selected external monitoring display unit. 2. The method of claim 1, wherein said monitoring apparatus for obtaining physiological sensor data and determining physiological state is a portable data unit. 3. The method of claim 1, wherein said selected external monitoring display unit is selected from a plurality of available external monitoring display units. 4. The method of claim 3, wherein one external monitoring display unit of said plurality of available external monitoring display units has a higher signal strength than the remaining available external monitoring display units, and wherein said selected external monitoring display unit comprises said external monitoring display unit having the higher signal strength. 5. The method of claim 3, wherein each of said plurality of available external monitoring display units has an assigned priority, and wherein said selected external monitoring display unit is selected based on said assigned priorities. 6. The method of claim 1, wherein said physiological state includes said physiological parameter. 7. The method of claim 1, wherein sai... | adidas AG | A61B005/00 G06F019/00
US09486273 | B2 | 2016-11-08 | High-density electrode-based medical device system | 2013-03-11 | A medical device system is disclosed including a high-density arrangement of transducers, which may be configured to ablate, stimulate, or sense characteristics of tissue inside a bodily cavity, such as an intra-cardiac cavity. High-density arrangements of transducers may be achieved, at least in part, by overlapping elongate members on which the transducers are located, and varying sizes, shapes, or both of the transducers, especially in view of the overlapping of the elongate members. Also, the high-density arrangements of transducers may be achieved, at least in part, by including one or more recessed portions in an elongate member in order to expose one or more transducers on an underlying elongate member in a region adjacent an elongate-member-overlap region. | 1. A medical device system comprising: a structure comprising a plurality of elongate members, each of the elongate members comprising a proximal end, a distal end, and an intermediate portion between the proximal and distal ends; anda plurality of electrodes located on the structure, the plurality of electrodes positionable in a bodily cavity, a first group of the electrodes located on a first elongate member of the plurality of elongate members and a second group of the electrodes located on a second elongate member of the plurality of elongate members,wherein the structure is selectively moveable between:a delivery configuration in which the structure is sized to be percutaneously delivered to the bodily cavity, anda deployed configuration in which the structure is expanded to have a size too large to be percutaneously delivered to the bodily cavity, wherein the intermediate portions of the elongate members are angularly arranged with respect to one another about a first axis when the structure is in the deployed configuration, each electrode of the first group of the electrodes intersected by a first plane having no thickness and each electrode of the second group of the electrodes intersected by a second plane having no thickness when the structure is in the deployed configuration, wherein the first and the second planes are non-parallel planes that intersect each other along a second axis, and wherein at least a first electrode of the plurality of electrodes is intersected by each of the first plane and the second plane when the structure is in the deployed configuration, the first electrode not intersected by each of the first axis and the second axis when the structure is in the deployed configuration. 2. The medical device system of claim 1 wherein the second axis is parallel to the first axis. 3. The medical device system of claim 2 wherein the first axis and the second axis are collinear. 4. The medical device system of claim 3 wherein the first axis intersects at least one electrode of the plurality of electrodes that does not include the first electrode when the structure is in the deployed configuration. 5. The medical device system of claim 2 wherein the second axis intersects at least one electrode of the plurality of electrodes that does not include the first electrode when the structure is in the deployed configuration. 6. The medical device system of claim 1 wherein each of the plurality of elongate members comprises a curved portion having a curvature configured to cause the curved portion to extend along at least a portion of a respective curved path, the curvature configured to cause the curved path to intersect the first axis at each of a respective at least two spaced apart locations along the first axis when the structure is in the deployed configuration. 7. The medical device system of claim 1 wherein at least some of the plurality of electrodes are radially spaced about the first axis when the structure is in the ... | KARDIUM INC. | A61B005/042 A61B018/14 A61B005/04 A61B005/00 A61B005/053 A61N001/05 A61B018/00
US09486147 | B2 | 2016-11-08 | Method for controlling a spiroergometric system and spiroergometric system | 2010-08-05 | Shown and described is a method for controlling and/or regulating a spiroergometry system (1) for determining energy metabolism during physical exertion, wherein the spiroergometry system (1) has a user unit (2) arranged in the flow of the inhaled and exhaled air of a test subject (4) for removing a respiratory gas sample of the test subject (4), at least one analysis unit (5) for measuring the respiratory gas composition and/or the respiratory flow volume and for determining physiological parameters relating to the ventilation and/or gas exchange of the test subject (4), particularly for determining the oxygen volume taken in during at least one inhalation of the test subject (4) and the carbon dioxide volume exhaled after the breath and, preferably, the respiratory quotient, at least one measuring device (6) for measuring the heart rate of the test subject (4), at least one control device (7) for controlling the spiroergometry system (1) and a cardio equipment unit (8) for the physical exertion of the test subject (4), wherein as the exertion of the test subject increases incrementally during use of the cardio equipment unit (8), a measurement of the respiratory gas composition and/or respiratory flow volume is performed automatically only toward the end of an exertion stage or of a performance stage prior to an increase in exertion, and a determination is made of the physiological parameters, particularly a determination of the inhaled oxygen volume and of the exhaled carbon dioxide volume with respect to at least one breath toward the end of the exertion stage. | 1. A method of using a spiroergometry system, comprising: removing, using a user unit arranged in a flow of inhaled and exhaled air of a test subject a respiratory gas sample of the test subject;measuring, with at least one analysis unit, one or more of: a respiratory gas composition and a respiratory flow volume;determining an oxygen volume taken in during at least one inhalation of the test subject and a carbon dioxide volume exhaled after the at least one inhalation and a respiratory quotient;measuring a heart rate of the test subject;andmonitoring, by a cardio equipment unit, a physical exertion of the test subject;wherein as the exertion of the test subject increases incrementally during the use of the cardio equipment unit, measuring of the one or more of the respiratory gas composition and respiratory flow volume only toward the end of an exertion stage of the test subject prior to an increase in exertion, and a determination is made of the inhaled oxygen volume and of the exhaled carbon dioxide volume with respect to at least one breath toward the end of the exertion stage; andan incremental increase in exertion is provided until a respiratory- quotient of less than 1.09 is reached,an incremental increase in exertion is provided and physiological parameters are determined discontinuously toward an end of the respective exertion stage,measuring discontinuously an oxygen composition and oxygen flow volume from at least one inhalation of the test subject and a carbon dioxide composition and carbon dioxide flow volume from at least one exhalation of the test subject only toward the end of an exertions stage prior to an increase in exertion and prior to the respiratory quotient being 1.09; andwhen a respiratory quotient greater than 1.09 is reached, the exertion level is subsequently increased in a continuous manner and the physiological parameters are determined continuously and oxygen composition and oxygen flow volume from at least one inhalation of the test subject and a carbon dioxide composition and carbon dioxide flow volume from at least one exhalation of the test subject are continuously measured. 2. The method as set forth in claim 1, wherein the measurement of one or more of the respiratory gas composition and the respiratory flow volume, and the determination of the physiological parameters, occurs automatically and discontinuously over a time period of less than 40 seconds prior to an end of the exertion stage. 3. The method as set forth in claim 1, wherein the physiological parameters are determined automatically for less than 8 breaths prior to an end of the exertion stage. 4. The as set forth in claim 1, wherein a duration of an exertion stage is less than 3 minutes. 5. The method as set forth in claim 1, wherein the increase in exertion between two adjacent exertion stages is between 10 watts and 100 watts. 6. The method as set forth in claim 1, wherein the physiological parameters are determined for each breath prior to ... | ACEOS GMBH | A61B005/08 A61B005/0205 A61B005/083 A61B005/22 A63B023/18 A61B005/024 A61B005/091 A63B024/00
US09483695 | B2 | 2016-11-01 | Cost effective and robust system and method for eye tracking and driver drowsiness identification | 2010-12-02 | A cost-effective and robust method for localizing and tracking drowsiness state of the eyes of driver by using images captured by near infrared (IR) camera disposed on the vehicle, the said method comprising the processor implemented steps of: Real-time tracking of the face and localizing eye bounding box within the face bounding box in the captured image by comparing the gray values with threshold using the segmentation process; tracking the eyes by computing the centroid of the eye, target model histogram and target candidate model histogram for one location to another by comparing them to identify distance and calculating the displacement of the target center by the weighted means, wherein the target model histogram and target candidate model histogram are computed based on the feature space; and detecting the drowsiness state of the eyes using histogram equalization, Morphological operations and texture based parameters using histogram and grey level co-occurrence matrices. | 1. A computer implemented method for determining in real time a drowsiness state of a driver while driving by using images captured by a near infrared (IR) camera disposed on a vehicle, the method comprising: determining a face bounding box by determining face coordinates using a segmentation process by collecting one or more features of a face and by determining a face height based on a difference between at least one of a nose tip position, an eye brow position, and co-ordinates of the eye brow position;real time tracking of the face by collecting grey values of features of the face greater than threshold values of said features, obtained from the segmentation process;tracking the eyes by computing a centroid of the eye, and calculating a target model histogram and a target candidate model histogram based on a range of intensity of a histogram equalized image and a morphology transformed image;real time tracking of the eyes within a face bounding box and collecting a histogram equalization and a morphology transformation in the face bounding box;calculating the distance between the target model histogram and the target candidate model histogram and calculating a displacement of the target centre; anddetecting a drowsiness state of a driver from the eyes by using at least one of histogram equalization, morphological operations and texture based parameters by using histogram and grey level co-occurrence matrices. 2. The method of claim 1, wherein performing the histogram equalization and the morphological operation results in a contrast enhancement of the face bounding box. 3. The method of claim 1, further comprising generating an alert for warning the driver based on the drowsiness state of the driver. 4. The method of claim 1, wherein the near IR camera is disposed outside or inside the vehicle, and wherein the near IR camera faces towards the driver. 5. The method of claim 1, wherein the tracking of the eyes in real time further comprise detecting a change in head position in a current frame with respect to a previous frame, wherein the change in the head position is detected using the Kernel tracking algorithm. 6. The method of claim 1, wherein detecting the drowsiness state of the driver further comprises: extending a bounding box of the eyes upwards to a centroid of the eyebrows;applying the histogram equalization on the bounding box of the eyes;eliminating a brighter pupil effect of a histogram equalized image by computing a line erosion of the histogram equalized image with a structuring element, wherein a width of the structuring element is equal to ⅓ of eyebrow width and a height of the structuring element is equal to one; andusing a histogram based approach to texture analysis which is based on the intensity value concentrations on all or part of an image represented as a histogram to identify the state of the eye, wherein the value of uniformity or Angular secondary moment (ASM) texture parameter occurs high for closed eye and l... | Tata Consultancy Services Limited | G08B021/06 G06K009/00 A61B003/113 A61B005/18 G06F003/01
US09492120 | B2 | 2016-11-15 | Workstation for monitoring and improving health and productivity of employees | 2012-07-02 | Provided are embodiments of systems, computer medium and computer-implemented methods for sensing health characteristics of a user using a chair pad including a set of health sensors integrated therewith and including temperature sensors, body position sensors, and body fat sensors. A method for sensing health characteristics of a user including receiving, from the temperature sensors, temperature data corresponding to a sensed body temperature of the user, receiving, from the body position sensors, body position data corresponding to a sensed body position of the user, receiving, from the body fat sensors, body fat data corresponding to a sensed body fat of the user, and transmitting, to a computer workstation, health data corresponding to the temperature data, the body position data, and the body fat data for use in determining the body temperature, the body position, and the body fat of the user. | 1. A system for monitoring health parameters of an employee seated in a workstation, the system comprising: the employee workstation, comprising:a workstation surface located above and parallel to a floor;an employee computer with a display;a chair located on a portion of the floor, the chair having a chair pad;the chair pad comprising: a chair pad controller;a seat-pad;a back-pad coupled to the seat-pad; anda set of chair pad health sensors integrated within the seat-pad and the back-pad, the set of chair pad health sensors comprising:one or more chair pad temperature sensors configured to sense a body temperature of the employee and output chair pad temperature data that is indicative of the body temperature of the employee;one or more chair pad position sensors configured to sense a body position of the employee and output chair pad position data that is indicative of the body position of the employee, wherein the one or more chair pad position sensors comprise one or more chair pad force transducers configured to sense a force applied to the chair pad by the employee seated in the chair, wherein the chair pad position data comprises data corresponding to force sensed by the one or more chair pad force transducers;one or more chair pad body fat sensors configured to sense the employee's body fat and output chair pad body fat data indicative of the body fat of the employee,the chair pad controller configured to: collect the chair pad temperature data output by the one or more chair pad temperature sensors, the chair pad position data output by the one or more chair pad position sensors, and the chair pad body fat data output by the one or more chair pad body fat sensors; andtransmit, to the employee computer, chair pad health sensor data corresponding to the chair pad temperature data, the chair pad position data, and the chair pad body fat data collected;a floor mat disposed on a portion of the floor of the workstation, the floor mat comprising: a floor mat controller; andone or more floor mat force transducers configured to sense a force applied to the floor mat by the employee seated in the chair, andoutput floor mat force data corresponding to force sensed by the one or more floor mat force transducers, the floor mat controller configured to:collect the floor mat data force data output by the one or more floor mat force transducers; andtransmit, to the employee computer, floor mat health sensor data corresponding to the floor mat data force data collected;a computer mouse comprising a temperature sensor, a blood pressure sensor, and an oxygen saturation sensor;the employee computer configured to: receive, from the chair pad controller, the chair pad health sensor data;receive, from the floor mat controller, the floor mat health sensor data;collect temperature, blood pressure and blood oxygen saturation measurements from the computer mouse; andtransmit health data including the chair pad health sensor data, the floor mat health sensor data, ... | Saudi Arabian Oil Company | A61B005/00 A61B005/0205 G06F019/00 A61B005/01 A61B005/11 A61B005/053
US09492113 | B2 | 2016-11-15 | Systems and methods for monitoring organ activity | 2012-06-28 | A medical device for monitoring physical, chemical, or biological characteristics of an organ, such as the urinary bladder. The medical device may include an elongate member having a proximal end and a distal end. The device may further include an end-effector assembly extending distally from the distal end of the elongate member. The end-effector assembly may also include a plurality of sensing elements for detecting abnormal organ function. Each of the plurality of sensing elements may include one or more of mechanical, visual, chemical, and biological sensors. | 1. A medical device, comprising: an elongate member having a proximal end and a distal end; andan end-effector assembly extending distally from the distal end of the elongate member, the end-effector assembly including a plurality of independently steerable sensing elements for detecting abnormal organ function, wherein the plurality of sensing elements includes one or more of mechanical, chemical, and biological sensors;wherein the end-effector assembly further includes a plurality of longitudinally-extending legs and at least one circumferentially-extending leg which form a three-dimensional sphere, wherein each of the plurality of longitudinally-extending legs and the at least one circumferentially-extending leg defines a lumen therein, and at least a portion of at least one of the plurality of independently steerable sensing elements is disposed within the lumen of a respective one of the plurality of longitudinally-extending legs or the at least one circumferentially-extending leg. 2. The medical device of claim 1, wherein the plurality of longitudinally-extending legs extend from a proximal end of the end-effector assembly to a distal end of the end-effector assembly. 3. The medical device of claim 2, wherein the three-dimensional sphere is configured to transition between a compressed delivery configuration and an expanded deployed configuration. 4. The medical device of claim 1, wherein the end-effector assembly includes an inflatable member and the plurality of sensing elements are disposed about an exterior surface of the inflatable member. 5. The medical device of claim 1, wherein the plurality of sensing elements are configured to detect changes in one of a urinary structure and urine within a bladder. 6. The medical device of claim 1, wherein the plurality of sensing elements are configured to wirelessly transmit sensed data to an external component. 7. The medical device of claim 1, wherein the plurality of sensing elements includes at least one of a pressure sensor, a flow sensor, a displacement sensor, a vibration sensor, a voltage sensor, a Doppler sensor, a chemical sensor, or a biosensor. 8. The medical device of claim 1, wherein each of the plurality of longitudinally-extending legs is tubular. 9. A medical device, comprising: an elongate member having a proximal end and a distal end; andan end-effector assembly extending distally from the distal end of the elongate member, the end-effector assembly including a plurality of independently steerable sensing elements for detecting abnormal organ function, wherein the end-effector assembly is configured to transition between a collapsed configuration and an expanded configuration;wherein the end-effector assembly further includes a plurality of longitudinally-extending legs and at least one circumferentially-extending leg which form a three-dimensional sphere, and wherein each of the plurality of longitudinally-extending legs and the at least one circumferentially-extendin... | Boston Scientific Scimed, Inc. | A61B005/103 A61B005/117 A61B005/20 A61B005/00 A61B005/03 A61B005/107
US09486146 | B2 | 2016-11-08 | Detecting tumorous breast tissue in a thermal image | 2015-03-25 | What is disclosed is a system and method for detecting cancerous tissue in breast tissue using a thermal image. In one embodiment, the present tumor detection method involves selecting a region of interest in the thermal image to be processed for breast cancer screening. Thereafter, a percentage of pixels p1 in the selected region having a temperature Tpixel1, where T1≦Tpixel1≦T2, is determined. A percentage of pixels p2 in the selected region having a temperature Tpixel2, where T3≦Tpixel2, is determined. A ratio;p3=Pedge/Pblock is also determined, where Pedge is a number of pixels around a border of a suspected tumor within the selected region, and Pblock is a number of pixels in a perimeter of the selected region. A decision fusion rule R, as more fully disclosed herein, is utilized to determine, based on these determination whether tissue within that region is cancerous, or non-cancerous, or is suspicious of being cancerous. | 1. A method for detecting tumorous breast tissue using a thermal image, the method comprising: receiving a thermal image of breast skin tissue of a subject being screened for breast cancer, said thermal image having been captured by a thermal imaging system and comprising a plurality of pixels each having a corresponding temperature value;selecting at least one region of interest in said thermal image;determining a percentage of pixels p1 in said selected region with a temperature Tpixel1, where T1≦Tpixel1≦T2;determining a ratiop3=Pedge/Pblock,where Pedge is a number of pixels around a border of a suspected tumor within said selected region, and Pblock is a number of pixels in a perimeter of said selected region; and using a decision fusion rule R to determine that tissue in said region of interest is one of: cancerous, non-cancerous, or suspicious of being cancerous. 2. The method of claim 1, wherein said thermal imaging system is any of: a single-band infrared camera, a multi-band infrared camera in the thermal range, and a hyperspectral infrared camera in the thermal range. 3. The method of claim 1, wherein said decision fusion rule R is based on any combination of: R1,R2,R3, where: R1=(p1≧Threshold1), R2=(p2≧Threshold2), and R3=(p3≧Threshold3). 4. The method of claim 3, wherein Threshold1, Threshold2, Threshold3 comprise user-defined threshold values based on any combination of: tumor characteristics, subject age, race, sex, and medical history. 5. The method of claim 3, where said decision fusion rule, R, comprises any of: a majority rule of (R1, R2, R3), and a weighted sum of (R1, R2, R3). 6. The method of claim 1, wherein T1=Tmax, where Tmax is a maximum temperature of said subject, and T2=└T1┘−1° C. 7. The method of claim 1, wherein T3=Tavg+(Tmax−Tavg)/3, where Tmax is a maximum temperature of said subject, and Tavg is an average temperature of said subject. 8. The method of claim 1, wherein, in response to having performed screening, displaying a message indicating a probability that tissue in said region of interest can be categorized as being in any category of: thermal BIRADs category, thermo-biological category, non-cancerous category, suspicious of being cancerous category, and cancerous category. 9. The method of claim 1, further comprising communicating any of said determinations to any of: a medical staff, a medical data repository, a memory, a storage device, a display device, a handheld wireless device, a handheld cellular device, and a remote device over a network. 10. The method of claim 1, wherein, in response to a determination that tissue in said selected region is cancerous, performing any of: initiating an alert, and signaling a medical professional. 11. A system for detecting tumorous breast tissue using a thermal image, the system comprising: a memory and a storage device; anda microprocessor in communication with said memory and storage device, said microprocessor executing machine readable program instructi... | Xerox Corporation | G06K009/00 A61B005/01 A61B005/00 H04N005/33 G06T007/00
US10497114 | B2 | 2019-12-03 | Method and apparatus for cervical image analysis with improved reliability | 2014-12-17 | The invention relates to a method and an apparatus for cervical image analysis, wherein a transformation zone is identified in an acetic acid image by registering with its Lugol's iodine counterpart. Then, regions in the transformation zone which show significant changes in whiteness are identified as aceto-white regions and registered with the corresponding Lugol's iodine image, and it is determined if the identified regions in the Lugol's iodine image are iodine negative or positive. Based thereon, the aceto-white region can be categorized as one of metaplasia, inflammation or premalignant lesion region. | 1. An apparatus for identifying an aceto-whiteness region, said apparatus comprising: a zone identifier configured to identify a transformation zone in an acetic acid image by registering with an iodine counterpart image of said acetic acid image;an aceto-white identifier configured to identify a region with more than a predetermined minimum change in whiteness within said transformation zone,register the identified region with said iodine counterpart image, andcompare a change of intensity of a foreground to background ratio of a post acetic acid image with that of a pre acetic acid counterpart image; anda region separator configured to decide based on said registration of said identified region with said iodine counterpart image on a type of iodine uptake of said identified region so as to determine whether said identified region comprises a premalignant lesion. 2. The apparatus of claim 1, wherein said aceto-white identifier is configured to use transformation zones registered in pre acetic acid and post acetic acid images to identify said region with more than a predetermined minimum change in whiteness due to application of acetic acid. 3. The apparatus of claim 2, wherein said aceto-white identifier is configured to convert color values of an initial color space of said transformation zone in said post acetic acid images to a color space with a color component that substantially matches human perception of lightness or whiteness. 4. The apparatus of claim 2, wherein said aceto-white identifier is configured to cluster pixels in said identified transformation zone based on their opacity change andremove pixels with an opacity change below a predetermined threshold. 5. The apparatus of claim 1, wherein said aceto-white identifier is configured to apply clustering based multilevel histogram thresholding inside said identified transformation zone. 6. The apparatus of claim 1, wherein said aceto-white identifier is configured to apply information gain based aceto-white region selection. 7. The apparatus of claim 1, wherein said region separator is configured to determine a histogram of red channel values of said iodine counterpart image,identify peaks of said histogram, anddetermine said type of iodine uptake based on a threshold at a second peak of said histogram. 8. A medical image analysis system comprising the apparatus according to claim 1. 9. A method of identifying an aceto-whiteness region, said method comprising: identifying a transformation zone in an acetic acid image by registering with an iodine counterpart image of said acetic acid image, by a zone identifier;identifying a region with more than a predetermined minimum change in whiteness within said transformation zone and for registering the identified region with said iodine counterpart image, by an aceto-white identifier;compare a change of intensity of a foreground to background ratio of a post acetic acid image with that of a pre acetic acid counterpart image; anddecid... | KONINKLIJKE PHILIPS N.V. | G06T007/00 A61B005/00 A61M005/00
US09503786 | B2 | 2016-11-22 | Video recommendation using affect | 2015-08-10 | Analysis of mental states is provided to enable data analysis pertaining to video recommendation based on affect. Analysis and recommendation can be for socially shared livestream video. Video response may be evaluated based on viewing and sampling various videos. Data is captured for viewers of a video where the data includes facial information and/or physiological data. Facial and physiological information may be gathered for a group of viewers. In some embodiments, demographics information is collected and used as a criterion for visualization of affect responses to videos. In some embodiments, data captured from an individual viewer or group of viewers is used to rank videos. | 1. A computer-implemented method for affect based recommendations comprising: playing a first media presentation to an individual;capturing mental state data, wherein the mental state data includes facial data, for the individual, while the first media presentation is played;comparing the mental state data that was captured against mental state event temporal signatures;inferring mental states, using one or more processors, based on the mental state data which was collected and analysis of the facial data for at least brow furrows;correlating the mental state data which was captured for the individual to mental state data collected from other people who experienced the first media presentation,wherein the correlating is based on identifying and using maximally dissimilar responses during part of the correlating; ranking the first media presentation relative to another media presentation based on the mental state data which was captured, wherein the ranking is for the individual based on the mental state data captured from the individual; andrecommending a second media presentation to the individual based on the mental state data for the individual which was captured wherein the recommending the second media presentation to the individual is further based on the correlating between the individual and the other people. 2. The method of claim 1 further comprising identifying a mental state event type based on the comparing. 3. The method of claim 2 wherein the recommending of the second media presentation is further based on the mental state event type. 4. The method of claim 1 wherein the first media presentation includes a first socially shared livestream video. 5. The method of claim 4 further comprising generating highlights for the first socially shared livestream video, based on the mental state data that was captured. 6. The method of claim 4 wherein the first socially shared livestream video includes an overlay with information on the mental state data that was captured. 7. The method of claim 6 wherein the overlay includes information on the mental state data collected from the other people. 8. The method of claim 4 wherein the mental state data that was captured for the first socially shared livestream video is analyzed substantially in real time. 9. The method of claim 4 wherein the second media presentation includes a second socially shared livestream video. 10. The method of claim 9 further comprising a recommendation for changing from the first socially shared livestream video to the second socially shared livestream video. 11. The method of claim 9 wherein the first socially shared livestream video is broadcast to a plurality of people. 12. The method of claim 11 further comprising providing an indication to the individual that the second socially shared livestream video is ready to be joined. 13. The method of claim 1 further comprising analyzing the mental state data to produce mental state information. 14. The method a... | Affectiva, Inc. | H04H060/33 H04N021/466 H04N021/442 A61B005/16 G06Q030/06 H04N021/25 H04N021/4223 G06K009/00
US09504424 | B2 | 2016-11-29 | Skin screw electrodes | 2012-02-06 | Electrodes providing excellent recording and physical stability. Electrodes are disclosed that may include a plurality of small teeth that possess a novel design shape and orientation. The shallow and relatively long teeth run parallel to the rim of the electrode that presses against the patient's skin. When the electrode is twisted onto skin, the tiny teeth penetrate the stratum corneum and move nearly horizontally under the stratum corneum, thus anchoring the electrode securely to the skin. The electrodes cause minimal discomfort to the patient since the small teeth do not extend to the pain fibers which are located in deeper layers of the skin. The electrodes may be fabricated in a variety of geometries including cylindrical, disk, and blunt bullet or top shapes. In some instances, the electrodes may be connected to detachable leads having magnetic properties. | 1. An electrode system for attaching an electrode to skin of a patient, comprising: an electrode having an electrode body comprising an electrode face that is adapted to be pressed against the skin of the patient, wherein said electrode face includes a plurality of teeth that includes teeth located on a rim at a perimeter of said electrode body, wherein each of said plurality of teeth includes a shaft that initially extends from said electrode face, the shaft then turning to run at an orientation that is within about 5° away from the rim to a depth that is less than a depth of stratum corneum of said patient. 2. The electrode system of claim 1, further comprising a cap that is connected to a distal portion of said electrode body. 3. The electrode system of claim 1, wherein said plurality of teeth includes teeth located across the electrode face. 4. The electrode system of claim 1, wherein the electrode body is a hollow cylinder. 5. The electrode system of claim 1, wherein said electrode body is a cylinder, a blunt bullet, or a disk. 6. The electrode system of claim 2, wherein said cap comprises a magnetic material and is shaped as a cylindrical disk having a hole. 7. The electrode system of claim 6, further comprising a spherical magnetic lead that is adapted to fit snugly into the hole. 8. The electrode system of claim 7, wherein at least one of said teeth, said cap, and said spherical magnetic lead is coated or electroplated with a conductive material. 9. The electrode system of claim 8, further comprising a rubber ring that covers said electrode teeth when said electrode is not attached to said patient. 10. A method of fabricating an electrode comprising the steps of: applying an etchant-resistant chemical to the surface of a sheet of material in a pattern, said pattern including a plurality of teeth on a rim of said pattern, wherein each of said plurality of teeth includes a shaft that initially extends from said rim and then turns to run at an orientation that is within about 5° away from the rim to a depth that is less than a depth of stratum corneum of a patient;etching said sheet of material with an etchant solution;forming said electrode from said non-etched material, wherein said electrode has an electrode face that is adapted to be pressed against the skin of the patient, wherein said electrode face includes said plurality of teeth. 11. The method of claim 10, wherein said forming step includes rolling said sheet of material into a cylinder. 12. The method of claim 11, further comprising a step of fusing said sheet into said cylinder after said forming step. 13. The method of claim 12, wherein said fusing is achieved using adhesive, soldering, epoxy, or sintering. 14. The method of claim 10, further comprising a step of coating said sheet of material with a layer of sintering agent prior to said etching step. 15. The method of claim 10, wherein said fusing is achieved using sintering, and further comprising a step of heat... | University of Pittsburgh—Of the Commonwealth System of Higher Education | A61B005/04 A61B005/00 A61N001/04 A61B005/0478 A61B005/0492 A61B005/0408 A61N001/36
US10512294 | B2 | 2019-12-24 | Impact awareness device | 2016-04-13 | An impact awareness device (IAD) may include an impact switch configured to transition from an open-circuit state to a close-circuit state when a force is exerted on the IAD in a first direction and exceeds a force threshold. The IAD may further include a headliner configured to couple with a protective headgear. The headliner may include a flexible band comprising one or more substrates configured to conform to a headband of the protective headgear, and an electronic circuit coupled to the flexible band and electrically coupled to the switch and wherein when the force threshold is exceeded the electronic circuit transmits an indication signal to provide an indication of the likelihood of a head and a vertebral column injuries when the indicator signal is received. | 1. An impact awareness device (IAD) to reduce the likelihood of head and vertebral column injuries, the IAD comprising: an impact switch configured to transition from an open-circuit state to a close-circuit state when a force is exerted on the IAD in a first direction and exceeds a force threshold, the impact switch comprising: a hub comprising: a hub base coupled to the hub and having a central axis centered in the hub base, anda conductive body with a body axis coupled to the hub base, the body axis lies along the central axis;a conductive member coupled to the hub base along the central axis;a first wire electrically coupled to the conductive member; anda second wire electrically coupled to the conductive body;a headliner configured to couple with a protective headgear, the headliner comprising an electronic circuit electrically coupled to the impact switch and wherein when the force threshold is exceeded the electronic circuit transmits an indication signal; andan indicator circuit coupled to the protective headgear and electrically coupled to the electronic circuit, the indicator circuit is configured to provide an indication of the likelihood of a head and a vertebral column injuries when the indicator signal is received. 2. The IAD of claim 1, wherein the conductive member further comprises: a shaft with a first shaft end and a second shaft end coupled to the hub base; anda neck portion with a fixed length and at a shaft location along the shaft between the first shaft end and the second shaft end, the shaft location or the fixed length is configured to determine the force threshold. 3. The IAD of claim 1, wherein the conductive member further comprises: a shaft with a first shaft end and a second shaft end coupled to the hub base; anda conductive tube slideably coupled to the shaft, an overlap distance of the conductive tube over the shaft is configured to determine the force threshold. 4. The IAD of claim 1, wherein the indicator circuit further comprises a computer-readable medium configured to store a recording of the indicator signal and a wired connection port configured to allow the computer-readable medium to be accessed and the recording to be read. 5. The IAD of claim 1, further comprising: a second switch with a second force threshold coupled to the headliner and configured to determine when a second force is exerted on the IAD in a second direction;a third switch with a third force threshold coupled to the headliner and configured to determine when a third force is exerted on the IAD in a third direction;a fourth switch with a fourth force threshold coupled to the headliner and configured to determine when a fourth force is exerted on the IAD in a fourth direction; anda fifth switch with a fifth force threshold coupled to the headliner and configured to determine when a fifth force is exerted on the IAD. 6. The IAD of claim 5, wherein the first direction, the second direction, and the third direction are a same direction;... | RLF Industries LLC | G08B023/00 A42B003/12 A63B071/10 A42B003/04 A61B005/11 A61B005/00
US10596380 | B2 | 2020-03-24 | Methods and apparatus to stimulate heart atria | 2016-08-02 | A method and apparatus for treatment of hypertension and heart failure by increasing vagal tone and secretion of endogenous atrial hormones by excitory pacing of the heart atria. Atrial pacing is done during the ventricular refractory period resulting in atrial contraction against closed AV valves, and atrial contraction rate that is higher than the ventricular contraction rate. Pacing results in the increased atrial wall stress. An implantable device is used to monitor ECG and pace the atria in a nonphysiologic manner. | 1. A programmable implantable pacemaker for treatment of heart failure, the pacemaker connectable to at least one electrically conductive lead for connecting to a heart of a patient, and the pacemaker being programmed to generate electrical signals to be conveyed to the heart through the at least one electrically conductive lead, such that the electrical signals artificially pace an atrium of the heart; wherein the generated electrical signals are configured to deliver excitatory stimulation to the heart; andwherein the excitatory stimulation is configured to cause the atrium to begin contracting against a closed heart valve after the closed heart valve has stopped blood flow from the atrium to a ventricle associated with the atrium, such that the contraction distends the atrium with blood, and the distending atrium results in an increased secretion of an atrial hormone that reduces vasoconstriction and/or sodium retention. 2. The pacemaker of claim 1, wherein the pacemaker is programmed to deliver the excitatory stimulation at or after a middle of ventricular systole when the atrium is distended by passive filling with blood. 3. The pacemaker of claim 1, wherein the increased secretion of the atrial hormone overcomes detriments from reduced atrial contribution to cardiac output. 4. The pacemaker of claim 1, wherein the increased secretion of the atrial hormone offsets suboptimal performance of the heart due to reduced atrial contribution to cardiac output. 5. The pacemaker of claim 1, wherein the pacemaker is programmed to deliver the excitatory stimulation when the heart valve is closed by a ventricular pressure that exceeds a pressure of the atrium. 6. The pacemaker of claim 1, wherein the pacemaker is programmed to artificially pace the atrium by cyclically: (a) causing artificially induced contractions of the atrium and (b) allowing naturally occurring contractions of the atrium. 7. The pacemaker of claim 1, wherein the pacemaker is programmed to pace the ventricle of the heart at a first rate and pace the atrium at a second rate that is faster than the first rate. 8. The pacemaker of claim 7, wherein the second rate is approximately two times the first rate. 9. The pacemaker of claim 1, wherein the excitatory stimulation causes the atrium to contract between a middle and an end of ventricular systole. 10. The pacemaker of claim 1, further comprising one or more electrically conductive leads connected to the pacemaker. 11. The pacemaker of claim 1, wherein the pacemaker is programmed to generate electrical signals that pace the ventricle of the heart at a normal rate. 12. The pacemaker of claim 1, wherein the excitatory stimulation causes the atrium to contract after the heart valve has been closed for a period during ventricular systole. 13. The pacemaker of claim 1, wherein the pacemaker is programmed to alternate between a first pacing period of time that comprises the atrium contracting against the closed heart valve and a se... | BackBeat Medical, Inc. | A61N001/362 A61B005/0452 A61N001/368 A61N001/372
US09854994 | B2 | 2018-01-02 | Method and system for wireless respiration rate monitoring using space and frequency diversities | 2015-05-19 | A system and method include a plurality of sensors proximate a subject, wherein each sensor includes a plurality of antennas, and wherein each sensor operates on a plurality of frequency channels. The method includes receiving, at a respiration module, a signal associated with each antenna for each of the plurality of frequency channels; and calculating a respiration rate of the subject based on the received signal associated with each antenna for each of the plurality of frequency channels. Numerous other aspects are provided. | 1. A method comprising: providing a plurality of sensors proximate a subject, wherein each sensor includes a plurality of antennas, and wherein each sensor operates on a plurality of frequency channels;receiving, at a respiration module, a signal associated with each antenna for each of the plurality of frequency channels; andcalculating a respiration rate of the subject based on the received signal associated with each antenna for each of the plurality of frequency channels. 2. The method of claim 1, further comprising: calculating a quality metric for each received signal, wherein the quality metric is one of a Received Signal Strength (RSS), a Link Quality Indicator (LQI), and Bit Error Rate (BER). 3. The method of claim 2, further comprising: determining a power spectral density (PSD) based on the quality metric for each received signal; andcalculating a respiration rate of the subject based on PSD. 4. The method of claim 2, further comprising: calculating a Received Signal Strength (RSS) for each received signal with the respiration module;determining a power spectral density (PSD) based on the RSS for each received signal; andcalculating a respiration rate of the subject based on the PSD. 5. The method of claim 4, further comprising: calculating a time series of RSS change for a time window to capture a periodic change of RSS. 6. The method of claim 5, wherein calculating a time series of RSS change further comprises: determining an average RSS for the plurality of received signals for the time window. 7. The method of claim 6, further comprising: subtracting the average RSS for the plurality of received signals during the time window from each of the plurality of received RSS signals during the time window. 8. The method of claim 4, wherein calculating a respiration rate of the subject based on the PSD further comprises calculating the frequency associated with a maximum PSD, via:f^=arg⁢⁢maxfmin≤f≤fmax⁢∑l=1L⁢∑c=1C⁢g⁡(yc,l,T)(1)where {circumflex over (ƒ)} is the estimate of respiration rate/frequency, arg max ƒmin≦ƒ≦ƒmax is the operator to find the maximum PSD value, L is the number of links, C is the number of frequency channels, yc,l,T is a time series of RSS changes collected from link l on Channel c during a time period of length T, and g represents a particular PSD estimator. 9. The method of claim 8, wherein the PSD estimator is one of a periodogram estimator, a Welch estimator and a Bartlett's method estimator. 10. The method of claim 9, wherein determining a PSD further comprises: applying a maximum likelihood estimation (MLE) method used by the periodogram estimator to each of the plurality of received RSS in the time window to calculate the PSD for each received RSS in the RSS time window. 11. The method of claim 10, wherein applying the MLE method to calculate the respiration rate of the subject comprises:f^=arg⁢⁢maxfmin≤f≤fmax⁢∑l=1L⁢∑c=1C⁢∑t=i-m+1i⁢yc,l,t⁢e-j⁢⁢2⁢⁢π⁢⁢f⁢⁢Ts⁢t2,wherein l is a link, c is a frequency chan... | General Electric Company | A61B005/08 A61B005/00
US10357166 | B2 | 2019-07-23 | Electronic blood pressure monitor and connected cuff type determination method | 2016-07-08 | A blood pressure monitor includes a cuff and main unit. The cuff includes a fluid bladder, tube, and approximately cylindrical plug attached to a leading end of the tube, and a through-hole is provided in peripheral wall of plug. An inner diameter of a part of plug further on leading end side of plug than through-hole is set variably, in accordance with the type of cuff, to a diameter≤inner diameter of a part of plug aside from part further on leading end side. Main unit includes a plug receiving portion that communicates with pump via a pipe, a first pressure sensor that detects pressure in pipe, second pressure sensor that detects an inner pressure of plug inserted into plug receiving portion, and cuff type determining unit that determines type of cuff connected to main unit on basis of difference between pressures detected by first and second pressure sensor. | 1. An electronic blood pressure monitor comprising a cuff configured to pressurize a measurement area and a main unit that measures a pressure in the cuff and calculates a blood pressure in the measurement area on the basis of a result of the measured pressure, wherein the cuff includes: a fluid bladder;a tube that communicates with the fluid bladder; andan approximately cylindrical plug, attached to a leading end of the tube, that is to be inserted into the main unit to supply a fluid to the fluid bladder, anda through-hole provided in a peripheral wall of the plug;wherein an inner diameter of a part of the plug further on a leading end side of the plug than the through-hole is set variably, in accordance with a type of the cuff, to a diameter less than or equal to an inner diameter of a part of the plug other than the part further on the leading end side, andwherein the main unit includes: a plug receiving portion that communicates with a pump within a housing of the main unit via a pipe;a first pressure sensor that detects a pressure in the pipe;a second pressure sensor that detects an inner pressure of the plug inserted into the plug receiving portion, through the through-hole in the plug; anda cuff type determining unit that determines the type of the cuff connected to the main unit on the basis of a difference between the pressures detected by the first pressure sensor and the second pressure sensor. 2. The electronic blood pressure monitor according to claim 1, further comprising: a sealing member that seals a gap between a part of an outer circumferential surface of the plug located further on the leading end side of the plug than the through-hole and an inner circumferential surface of the plug receiving portion in an airtight manner. 3. The electronic blood pressure monitor according to claim 2, wherein the inner diameter of the part of the plug further on the leading end side of the plug than the through-hole is set variably in accordance with a capacity of the fluid bladder contained in the cuff. 4. The electronic blood pressure monitor according to claim 3, wherein the cuff type determining unit determines the type of the cuff on the basis of a difference between the detected pressures when a change over time in the difference between the pressures, arising due to the pump starting to inflate the cuff, is in a plateau state. 5. The electronic blood pressure monitor according to claim 4, wherein the cuff type determining unit carries out the determination by comparing the difference between the pressures detected by the first pressure sensor and the second pressure sensor with a predetermined threshold. 6. The electronic blood pressure monitor according to claim 3, wherein the cuff type determining unit carries out the determination by comparing the difference between the pressures detected by the first pressure sensor and the second pressure sensor with a predetermined threshold. 7. The electronic blood pressure monitor accordi... | OMRON HEALTHCARE CO., LTD. | A61B005/022 A61B005/00
US10004404 | B2 | 2018-06-26 | Portable vein projector | 2016-04-28 | A portable vein projector, including an LED light source, a CMOS image sensor, a semi-transparent and semi-reflecting mirror, a micro-projector, and an image processing unit. The LED light source operates to project near-infrared light on the skin surface area. The near-infrared light is reflected by the skin surface, and part of reflected light penetrates through the semi-transparent and semi-reflecting mirror, enters into the CMOS image sensor to form an image in the CMOS image sensor. The image is transmitted from the CMOS image sensor to the image processing unit where the image is processed, and the image is transmitted to the micro-projector. The micro-projector outputs visible light. The visible light is reflected by the semi-transparent and semi-reflecting mirror and is imaged on the skin surface area to yield a vein image. | 1. A portable vein projector, comprising: an LED light source;a CMOS image sensor;a semi-transparent and semi-reflecting mirror;a micro-projector; andan image processing unit;wherein: in use, the LED light source projects near-infrared light on a skin surface area; the near-infrared light is reflected by the skin surface area, and part of reflected light penetrates through the semi-transparent and semi-reflecting mirror, enters into the CMOS image sensor to form an image in the CMOS image sensor; the image is transmitted from the CMOS image sensor to the image processing unit where the image is processed, and processed image is transmitted to the micro-projector; the micro-projector outputs visible light the visible light is reflected by the semi-transparent and semi-reflecting mirror and is imaged on the skin surface area to yield a vein image; andthe image processing unit comprises: an image processing module;a grey preprocessing module;a denoising module; anda contrast enhancing module;wherein the image processing module operates to mirror the image transmitted from the CMOS image sensor to the image processing unit;the grey preprocessing module operates to average grey values of pixel points in a vein area in the image processed by the image processing module, then substrate a resulting average from each of the grey values of the pixel points to achieve the grey preprocessing;the denoising module operates to eliminate Gaussian noise and salt and pepper noise in the image after grey preprocessing based on a grey K-Nearest Neighbor (KNN) Algorithm; andthe contrast enhancing module operates to enhance a contrast of the image after denoising using a threshold segmentation method so as to highlight the vein area; the threshold segmentation method sets a grey threshold, and places pixel points having higher grey values than the grey threshold into one class, and pixel points having lower grey values than the grey threshold into another class. 2. The projector of claim 1, wherein the near-infrared light projected by the LED light source on the skin surface area has a peak wavelength of 850 nm. 3. The projector of claim 1, wherein a scatter plate is disposed in front of the LED light source. 4. The projector of claim 1, wherein a driver module is connected to the LED light source; the driver module operates to control a drive current of the LED light source, so that the LED light source projects the near-infrared light having a light intensity of 0.11 cd/m2. 5. The projector of claim 1, wherein the CMOS image sensor is disposed vertically over the skin surface area; the semi-transparent and semi-reflecting mirror is disposed between the CMOS image sensor and the skin surface area, and is inclined at 45 degrees; the micro-projector is disposed on a left side or a right side of the semi-transparent and semi-reflecting mirror. 6. The projector of claim 1, wherein the image processing module further comprises an image sharpening module; the image sh... | ZHEJIANG UNIVERSITY | H04N007/18 A61B005/00 H04N005/225 H04N005/33 H04N005/232 H04N009/31 A61B005/02 A61B090/00
US11399719 | B2 | 2022-08-02 | Probe for photoacoustic measurement and photoacoustic measurement apparatus including same | 2016-07-27 | Disclosed are a probe for photoacoustic measurement which can suppress generation of artifacts obstructive to signal observation in a photoacoustic measurement, and a photoacoustic measurement apparatus including the same. The probe for photoacoustic measurement includes a light emission unit which emits measurement light to a subject, and an acoustic wave detection unit which detects a photoacoustic wave generated in the subject by the emission of measurement light. An emission end surface of the light emission unit is positioned to a side where the acoustic wave detection unit is located, with respect to a contact plane of the probe, and an optical axis at the emission end surface is inclined to a side opposite to the side on which the acoustic wave detection unit is positioned with respect to a normal direction of a detection surface of the acoustic wave detection unit. | 1. A photoacoustic measurement apparatus comprising: a probe having a light emission unit configured to emit measurement light to a subject and an acoustic wave detection unit having a transducer array configured to detect a photoacoustic wave generated in the subject by the emission of the measurement light; anda processor,wherein the processor is configured to process a photoacoustic signal based on the photoacoustic wave detected by the acoustic wave detection unit,wherein the probe includes a contact plane, the contact plane including a detection surface of the acoustic wave detection unit,wherein an emission end surface of the light emission unit is spaced away from the contact plane of the acoustic wave detection unit toward an interior of the probe and toward the transducer array side in a normal direction of the detection surface, andwherein the emission end surface is configured to direct light emitted from the light emission unit along an optical axis that is inclined away from a normal direction of the detection surface at a center of the acoustic wave detection unit, andwherein the light emission unit reflects or refracts the measurement light to incline the optical axis at the emission end surface. 2. The photoacoustic measurement apparatus according to claim 1, wherein the acoustic wave detection unit is a transducer array having a plurality of acoustic wave detection elements, and the light emission unit includes a first light guide member which expands a propagation range of the measurement light in an array direction of the transducer array. 3. The photoacoustic measurement apparatus according to claim 2, wherein an optical axis in the first light guide member is parallel to the normal direction. 4. The photoacoustic measurement apparatus according to claim 2, wherein the emission end surface of the light emission unit obliquely intersects an optical axis inside the light emission unit, and refracts the measurement light when emitted from the first light guide member to incline the optical axis at the emission end surface with respect to the normal direction. 5. The photoacoustic measurement apparatus according to claim 4, wherein the light emission unit includes a second light guide member which has the emission end surface of the light emission unit, and the second light guide member has a diffusion unit which diffuses the r Measurement light. 6. The photoacoustic measurement apparatus according to claim 2, wherein the light emission unit includes a second light guide member which has the emission end surface of the light emission unit, and the emission end surface of the second light guide member obliquely intersects an optical axis inside the second light guide member, and refracts the measurement light when emitted from the second light guide member to incline the optical axis at the emission end surface. 7. The photoacoustic measurement apparatus according to claim 6, wherein the second light guide member has a diffus... | FUJIFILM Corporation | A61B005/00 A61B008/08 A61B008/00
US20160325038 | A1 | 2016-11-10 | COVERING DEVICE AND APPARATUS FOR MONITORING THE CONNECTORS OF A HOSE SYSTEM | 2015-02-13 | A covering mechanism for covering a hose system that can be connected to a patient with a sheet having a liquid sensor is described. The liquid sensor is disposed inside a fold in the sheet, so that any leakage at the connectors of the hose system can be detected by this liquid sensor, even when the hose system is covered by the covering mechanism. | 1. A covering mechanism for covering a hose system that can be connected to a patient (3), comprising a sheet (1) with a liquid sensor (2) and a first kinked edge (4), wherein the liquid sensor (2) and the first kinked edge are disposed on the sheet (1) in such a way that the liquid sensor (2) is disposed in a gusseted pocket formed by the fold when the sheet (1) is folded along the kinked edge. 2. The covering mechanism according to claim 1, characterized in that the sheet (1) has a second kinked edge (4′), which runs mostly parallel to the first kinked edge (4) and is designed in the opposite direction from the first kinked edge (4) such that a zigzag fold with two gusseted pockets is formed by folding of the sheet (1) along the first and the second kinked edges (4, 4′). 3. The covering mechanism according to claim 1, characterized in that the sheet (1) has at least four parallel kinked edges (4, 4′), wherein neighboring kinked edges (4, 4′) are always formed in opposite directions and one zigzag fold and at least three gusseted pockets are formed by the folding. 4. The covering mechanism according to claim 1, characterized in that the gusseted pocket formed by the folding is wider than the hose system (3) to be covered. 5. The covering mechanism according to claim 1, characterized in that the liquid sensor (2) sits at most on one kinked edge (4, 4′) of the sheet (1). 6. The covering mechanism according to claim 1, characterized in that the liquid sensor (2) and the sheet (1) are joined to one another. 7. The covering mechanism according to claim 1, characterized in that the liquid sensor (2) is integrated into the sheet (1). 8. The covering mechanism according to claim 1, characterized in that the liquid sensor (2) has an electrically conductive structure (6). 9. The covering mechanism according to claim 8, characterized in that the electrically conductive structure (6) is woven into or printed on the liquid sensor (2). 10. The covering mechanism according to claim 8, characterized in that the electrically conductive structure (6) has electrical contacts (5) for connecting to a device for monitoring an access to a patient. 11. The covering mechanism according to claim 1, characterized in that the bottom side of the sheet is impermeable to liquid. 12. The covering mechanism according to claim 1, characterized in that the sheet (1) comprises a textile, an absorbent film and/or a nonwoven. 13. The covering mechanism according to claim 1, characterized in that at least one side of the sheet (1) is sterile. 14. The covering mechanism according to claim 1, characterized in that a barrier (7) made of an absorbent material without a measurement function is applied to the sheet (1) at the edge of the liquid sensor (2) to prevent liquid from penetrating into the gusseted pocket at the side. 15. A device for monitoring an access to a patient for a system with which a fluid is supplied to a patient and/or a fluid is withdrawn from a patient ... | Fresenius Medical Care Deutschland GmbH | A61M001/36 G01M003/16 A61B005/02
US10502803 | B2 | 2019-12-10 | Magnetic resonance imaging based on altering the shape of the inversion region in pulsed arterial spin labeling | 2016-05-16 | Techniques, systems and apparatus are described for magnetic resonance imaging by modifying the shape/thickness of an excitation/inversion slab. For instance, the inversion slab can be shaped as a wedge to improve temporal signal-to-noise ratio (tSNR) of arterial spin labeling (ASL) experiments by matching the temporal bolus width with the inter-pulse spacing in different feeding arteries. The shape/thickness of the excitation/inversion slab across the X-Y plane can be modified by modulating the movement of the “on-resonance” plane in space by the combination of conventional slice-selective (SS) adiabatic fast passage (AFP) and additional in-plane gradient pulses. Using this method, a computer can generate different shapes of the excitation/inversion slab. | 1. A method of magnetic resonance imaging (MRI) by operating an MRI system, comprising: generating RF pulses that, when applied to a tissue of interest via the MRI system, create a slab within the tissue of interest in which magnetic inversion is generated;modifying a shape of the slab having the magnetic inversion by modulating a plurality of in-plane gradients on a thickness of the slab, wherein the modifying the shape of the slab comprises applying a hyperbolic secant inversion pulse with sech/tanh modulation in amplitude and frequency and a Z gradient;measuring one or more of velocities and lengths of at least some of a plurality of feeding arteries in the inversion slab; andassigning an inversion thickness of the inversion slab to at least some of the plurality of feeding arteries by matching a temporal bolus width with an inter-pulse spacing of the at least some of the plurality of feeding arteries. 2. The method of claim 1, wherein the generating of the slab having magnetic inversion comprises: applying a constant gradient pulse;applying an adiabatic fast passage radiofrequency pulse for slice-selection, wherein a frequency of the adiabatic fast passage radiofrequency pulse moves from one side to the other within its frequency sweeping range; andapplying an on-resonance frequency to generate a plane in space where magnetization is rapidly perturbed. 3. The method of claim 1, wherein the Z gradient is a constant Z gradient. 4. The method of claim 1, wherein the Z gradient is a non-constant Z gradient. 5. The method of claim 1, wherein modifying the shape of the inversion slab results in a wedge-shaped inversion. 6. The method of claim 1, further comprising: adding a linear modulation along a predetermined direction to a frequency modulation function and a Z gradient waveform to maintain adiabatic properties of the adiabatic fast passage radiofrequency pulse for slice-selection. 7. The method of claim 6, wherein the Z gradient waveform is a constant Z gradient waveform. 8. The method of claim 6, wherein the Z gradient waveform is a non-constant Z gradient waveform. 9. The method of claim 1, wherein the shape of the inversion slab is modified when one or more velocities in one or more blood vessels change. 10. A non-transitory computer-readable storage medium embodying instructions to cause a magnetic resonance imaging system to perform operations comprising: generating an inversion slab;modifying a shape of the inversion slab by modulating a plurality of in-plane gradients on a thickness of the inversion slab, wherein the modifying the shape of the slab comprises applying a hyperbolic secant inversion pulse with sech/tanh modulation in amplitude and frequency and a Z gradient;measuring one or more of velocities and lengths of at least some of a plurality of feeding arteries in the inversion slab; andassigning an inversion thickness of the inversion slab to at least some of the plurality of feeding arteries by matching a temporal bol... | The Regents of the University of California | G01R033/563 G01R033/56
US10165964 | B2 | 2019-01-01 | Systems and methods for quantifying regional fissure features | 2016-05-06 | Analysis of pulmonary scans representative of a patient's pulmonary structure can be used to classify a patient into one or more of a plurality of populations. The patient's scan can be mapped to a reference domain and analyzed to determine one or more fissure features associated with a plurality of regions in the reference domain. Comparison of the determined fissure features with a plurality of fissure atlases, each associated with different population, can be performed to classify the patient into one or more of the populations. Data from different fissure atlases can be compared to determine regions in the fissure atlases that distinguish one population from another. Such distinguishing regions can improve the ability to classify the patient while reducing errors based on false classifications. | 1. A method for analyzing a patient based on a volumetric pulmonary scan comprising: receiving a first volumetric pulmonary scan representative of the patient's pulmonary structure;mapping the first volumetric pulmonary scan to a reference domain;determining one or more fissure features associated with a plurality of regions in the reference domain and within the first volumetric pulmonary scan;comparing, in each of the plurality of regions, the determined one or more fissure features to a plurality of fissure atlases, each atlas comprising statistical data associated with the one or more fissure features for a population based on regional analysis of volumetric pulmonary scans of that population;classifying the patient into one or more of the populations based on the comparison of the determined one or more fissure features. 2. The method of claim 1, further comprising: after the classifying the patient into the one or more of the populations, adding the mapped first volumetric pulmonary scan to the fissure atlas associated with the one or more of the populations; andupdating the statistical data in the fissure atlas to include the first volumetric pulmonary scan. 3. The method of claim 2, wherein updating the statistical data in the fissure atlas to include the first volumetric pulmonary scan data comprises weighting the contribution from the first volumetric pulmonary scan data in the fissure atlas at each of a plurality of regions. 4. The method of claim 1, wherein the one or more of the populations comprises responders to a particular therapy and non-responders to the particular therapy. 5. The method of claim 1, wherein the one or more of the populations comprises patients with collateral ventilation and patients without collateral ventilation. 6. The method of claim 1, wherein the first volumetric pulmonary scan comprises a CT scan, an MRI scan, or a PET scan. 7. The method of claim 1, further comprising: identifying, for a given fissure feature, distinguishing regions in the volumetric pulmonary scans wherein the given fissure feature is substantially different among the one or more of the populations; and whereincomparing the determined one or more fissure features to a plurality of fissure atlases comprises, for the given fissure feature, comparing the given fissure feature in the first volumetric pulmonary scan data to the plurality of fissure atlases in the identified distinguishing regions. 8. The method of claim 7, wherein a set of distinguishing regions are identified corresponding to a pair of fissure atlases and a single fissure feature; and wherein for a given fissure feature and pair of the one or more of the populations, the distinguishing regions comprise regions in which the difference between the fissure feature in the pair of fissure atlases is considered significant. 9. The method of claim 8, further comprising: in each of a plurality of regions, statistically analyzing the fissure feature in a first fissure atlas... | Vida Diagnostics, Inc. | G06T007/00 A61B005/055 A61B005/08 A61B006/03 A61B006/00 G06F019/00 G06K009/62 A61B005/00
US20160339240 | A1 | 2016-11-24 | ELECTROSTIMULATOR | 2014-12-11 | An electrostimulator is provided with: a control unit for determining initial stance, midstance, terminal stance, initial swing, or terminal swing on the basis of detection signals of detection units; and first through third electrodes for outputting electrical stimulation to muscles spanning a knee joint. The control unit outputs electrical stimulation to the first through third electrodes during midstance, and stops the outputting of electrical stimulation from the first through third electrodes during initial swing. | 1. An electric simulator comprising: a controller that at least determines, in a single walking cycle, one of a mid-stance phase, during which an entire foot sole is in contact with ground, and a swing phase, during which the entire foot sole is not in contact with the ground; andan electrode that outputs electrical stimulation to a muscle extending across a knee joint, whereinthe controller includes a period during the mid-stance phase in which the controller has the electrode output electrical stimulation and a period during the swing phase in which the controller has the electrode output weaker electrical stimulation than the electrical stimulation output during the mid-stance phase, orthe controller includes a period during the mid-stance phase in which the controller has the electrode output electrical stimulation and a period during the swing phase in which the controller does not have the electrode output electrical stimulation. 2. The electric simulator according to claim 1, wherein in a single walking cycle, the controller determines an early stance phase, during which a heel is in contact with the ground and a foot toe is not in contact with the ground, andthe controller has the electrode output electrical stimulation during the early stance phase. 3. The electric simulator according to claim 1, wherein in a single walking cycle, the controller determines a late stance phase, during which the foot toe is in contact with the ground and the heel is not in contact with the ground, andthe controller has the electrode output electrical stimulation during the late stance phase. 4. The electric simulator according to claim 1, wherein in the swing phase, the controller determines an early swing phase, during which a leg is raised, and a late swing phase, during which the leg is lowered, andthe controller includes a period in which the controller has the electrode output electrical stimulation during the late swing phase and a period in which the controller has the electrode output weaker electrical stimulation than the electrical stimulation output during the mid-stance phase, orthe controller includes a period in which the controller has the electrode output electrical stimulation during the late swing phase and a period in which the controller does not have the electrode output electrical stimulation during the early swing phase. 5. The electric simulator according to claim 1, comprising a plurality of the electrodes and a mounting unit, wherein: the mounting unit is an object mounted on a lower limb;one of the electrodes is a ventral muscle electrode attached to a portion of the mounting unit corresponding to a lower limb ventral muscle group, which is a muscle extending across the knee joint;one of the electrodes is a dorsal muscle electrode attached to a portion of the mounting unit corresponding to a lower limb dorsal muscle group, which is a muscle extending across the knee joint;one of the electrodes is a gastrocnemius muscle electr... | Panasonic Intellectual Property Management Co., Ltd. | A61N001/36 A61N001/04 A61B005/103 A61B005/11 A61B005/00
US10112622 | B2 | 2018-10-30 | Method of operating a vehicle according to a request by a vehicle occupant | 2016-07-15 | A vehicle includes at least one main sensor unit, the measurement signal of which is characteristic of a main driver desire of a vehicle occupant with regard to an influence on the driving behavior of the vehicle, and at least one secondary sensor unit, the measurement signal of which is characteristic of a secondary driver desire. The main driver desire is represented by a motion of a hand or a foot of the vehicle occupant. The secondary driver desire is represented in a manner other than by the motion of the hand or the foot of the vehicle occupant. The vehicle also has at least one actuator. The actuator influences the driving behavior of the vehicle in dependence on a control signal. A resulting driver desire with regard to the influence on the driving behavior of the vehicle is determined in dependence on the main driver desire and in dependence on the secondary driver desire. In the case of a neutral value of the main driver desire, the secondary driver desire is assigned to the resulting driver desire. Otherwise, the main driver desire is assigned to the resulting driver desire. The control signal is produced in dependence on the resulting driver desire. | 1. A method for operating a vehicle equipped with: at least one main sensor unit whose measurement signal is characteristic of a main driver's request of a vehicle occupant with respect to influencing of a driving behavior of the vehicle, represented by a movement of a hand or a foot of the vehicle occupant,at least one secondary sensor unit whose measurement signal is characteristic of a secondary driver's request of the vehicle occupant with respect to influencing of the driving behavior of the vehicle, represented other than by the movement of the hand or the foot of the vehicle occupant, andat least one actuator which influences the driving behavior of the vehicle as a function of an actuation signal,wherein the method comprises the acts of:as a function of the main driver's request represented by he measurement signal of the main sensor and as a function of the secondary driver's request represented by the measurement signal of the secondary sensor, determining a resulting driver's request with respect to the influencing of the driving behavior of the vehicle;in a case of a neutral value of the main driver's request, assigning the secondary driver's request to the resulting driver's request and, otherwise, assigning the main driver's request to the resulting driver's request; andgenerating the actuation signal as a function of the resulting driver's request. 2. The method according to claim 1, wherein the main sensor unit is embodied as a pressure sensor and/or a torque sensor. 3. The method according to claim 1, wherein the main sensor unit is embodied as a contact sensor unit and/or a proximity sensor unit. 4. The method according to claim 1, wherein the main sensor unit is embodied as an image-processing main sensor unit. 5. The method according to claim 1, wherein the secondary sensor unit is embodied as an image-processing secondary sensor unit. 6. The method according to claim 5, wherein the secondary driver's request is represented by a viewing direction of the vehicle occupant within a predefined region. 7. The method according to claim 1, wherein the secondary sensor unit is embodied as an audio signal-processing unit. 8. The method according to claim 7, wherein the secondary driver's request is represented by a voice command of the vehicle occupant. 9. The method according to claim 1, wherein the secondary sensor unit is embodied as an electro-encephalograph. 10. The method according to claim 9, wherein the secondary driver's request is represented by electrical brain activity of the vehicle occupant. 11. The method according to claim 1, wherein: a destination specification of the vehicle occupant is made available,data relating to a surrounding area of the vehicle is made available,the actuation signal is generated as a function of the destination specification of the vehicle occupant and of the data relating to the surrounding area of the vehicle and of the resulting driver's request of the vehicle occupant. 12. A vehi... | Bayerische Motoren Werke Aktiengesellschaft | B60W050/00 B60W050/10 B60K037/06 B60W010/04 B60W010/184 B60W010/20 G06F003/038 A61B005/0476 B60W010/18 B62D001/28 G06F003/01
US20160331236 | A1 | 2016-11-17 | MRI INDEX ESTIMATION METHOD, AND BIOMETRIC DEVICE | 2015-01-16 | In the estimation method, MRI indexes (such as ADC and FA) are estimated based on a scattering coefficient μs′ of a measurement site B or a parameter having a correlation with the scattering coefficient μs′, the scattering coefficient μs′ being obtained by a near-infrared spectroscopy based on a detection result of near-infrared light made incident on the measurement site B and propagated inside the measurement site B. The method allows acquisition of MRI index of a measurement site more simply as compared with | 1. An MRI index estimation method comprising: outputting near-infrared light from a light source;detecting the near-infrared light that is made incident on a measurement site and propagated inside the measurement site by a light detector;determining a scattering coefficient of a measurement site or a parameter having a correlation with the scattering coefficient based on the detection result by a near-infrared spectroscopy; anddetermining an MRI index based on the scattering coefficient or the parameter. 2. The MRI index estimation method according to claim 1, wherein the determining of the MRI index determines the MRI index by using a correlative relationship among the scattering coefficient or the parameter, a subarachnoid space thickness, and the MRI index. 3. The MRI index estimation method according to claim 1, wherein the MRI index is at least one of an apparent diffusion coefficient (ADC) and a fractional anisotropy (FA). 4. A biometric device comprising: a light source configured to output near-infrared light incident;a light detector configured to detect the near-infrared light that is made incident on a measurement site and propagated inside the measurement site and output a light detection signal; andcalculator electrically connecting to the light detector and configured to obtain a scattering coefficient of the measurement site or a parameter having a correlation with the scattering coefficient by a near-infrared spectroscopy based on the light detection signal, and determine an MRI index based on the scattering coefficient or the parameter. 5. The biometric device according to claim 4, further comprising a storage configured to store a correlative relationship among the scattering coefficient or the parameter, a subarachnoid space thickness, and the MRI index, wherein the calculator is configured to estimate determine the MRI index by using the correlative relationship. 6. The biometric device according to claim 4, wherein the MRI index is at least one of an apparent diffusion coefficient (ADC) and a fractional anisotropy (FA). 7. A biometric device comprising: a pulsed light source;a light detector configured to detect pulsed light that is made incident on a measurement site and propagated inside the measurement site and output a light detection signal;a calculator electrically connecting to the light detector and configured to obtain a temporal response profile based on the light detection signal and determine a scattering coefficient of the measurement site corresponding to the temporal response profile;a storage configured to preliminarily store, as a table or an arithmetic equation, relationships between a plurality of scattering coefficients and MRI indexes corresponding to the respective scattering coefficients; andthe calculator is configured to input a value of the scattering coefficient to the table or the arithmetic equation in the storage and obtain one of the MRI indexes corresponding to the input scattering coeffi... | HAMAMATSU PHOTONICS K.K. | A61B005/00 A61B005/055
US20160339300 | A1 | 2016-11-24 | CONTROLLING USER DEVICES BASED ON BIOMETRIC READINGS | 2015-05-21 | A system and method for controlling one or more devices in the vicinity of a user based on biometric of the user and a target user state. The system and method determines the target state, which is characterized by biometric measurements, through either a user entered command or a prediction based on historic user entered commands. Using biometric readings of the user as feedback, the one or more devices are controlled to cause the biometrics of the user to change towards the target state. | 1. A system comprising: one or more processors coupled to a memory that executes instructions from the memory to perform steps comprising: determining a first state for a user;receiving at least one biometric reading for a biometric of the user from a first user device;determining an action for a second user device based at least in part on the at least one biometric reading and the first state for the user;controlling the second user device to perform the action. 2. The system of claim 1, wherein the first state is characterized by at least one predetermined biometric measurement. 3. The system of claim 2, wherein determining the action for the second user device based at least in part on the at least one biometric reading and the first state of the user comprises determining that the action will cause the biometric of the user to change towards the at least one predetermined biometric measurement. 4. The system of claim 3, wherein the steps further comprises: receiving, after controlling the second user device to perform the action, an update to the at least one biometric reading; andcontrolling the second device to stop the action when a difference between the updated to the at least one biometric reading and the at least one predetermined biometric measurement is larger than a difference between the at least one biometric reading and the at least one predetermined biometric measurement. 5. The system of claim 1, the second user device comprises at least one of: a light source, media player, and an exercise machine. 6. The system of claim 1 wherein, the action comprises at least one of: changing the brightness of a light source, playing a song, changing the volume of a media player, changing chapters on a DVD, and changing the difficulty of an exercise machine. 7. A computer implemented method comprising: determining a first state for a user;receiving a biometric reading for a biometric of the user from a first user device;determining a target biometric reading for the biometric of the user based on the first state;determining an action for a second user device based at least in part on the target biometric reading and the biometric reading. 8. The method of claim 7, wherein the first state is a motivated state. 9. The method of claim 7, wherein the target biometric reading is calories burnt over a period of time. 10. The method of claim 9, wherein the available second user device is an exercise device. 11. The method of claim 10, wherein the method further comprises controlling the second user device to perform the action. 12. The method of claim 11, wherein the action is changing a difficulty of the exercise device. 13. The method of claim 8, wherein the motivated state is a biometric signature comprising a plurality of biometric values including the target biometric reading. 14. A non-transitory computer-readable medium having instructions that, when executed by a processor, performs a method comprising: determining a first sta... |  | A63B024/00 H04W004/00 G05B015/02 A61B005/11 A61B005/00
US20160317083 | A1 | 2016-11-03 | Sensor and Feedback Platform for Use in Orthotic and Prosthetic Devices | 2016-04-29 | Systems and methods for monitoring/measuring parameters related to the use of devices/systems in various diagnostic/therapeutic applications are provided. The systems/methods communicate monitored/measured parameters to data processing and/or data display units for review and/or responsive action. Modular units may be provided for use with orthotic devices, e.g., arm slings and orthotic boots for foot and lower leg immobilization, and in conjunction with prosthetic devices, e.g., prosthetic arms and/or legs. The sensing/feedback mechanisms may be strap-based, or mounted/associated with webbing, ratchet systems and/or other tensioning mechanisms. The sensing/feedback mechanism may include an inductive sensor that interacts with conductive material embedded in a strap to produce a signal indicating the location of the inductive sensor with respect to the strap. The position sensor may include multiple coils and multiple conductive materials may be imbedded in the strap. The conductive material may define a variable width along the X-axis (as defined by the strap). The inductive sensor may also be used to measure the distance from the coil and a conductive material that interacts with a section of the orthotic or prosthetic device along the z-axis. | 1. A system for monitoring one or more parameters associated with use of a medical device, comprising: a. at least one element mounted with respect to the medical device;b. at least one assembly configured and dimensioned to interact with the at least one element,wherein the at least one element and the at least one assembly cooperate to define a measurement mechanism for measuring and sensing at least one parameter relevant to the medical device. 2. The system according to claim 1, wherein the medical device is at least one of an orthotic or a prosthetic device. 3. The system according to claim 1, wherein the at least one element comprises a strap, belt, webbing, ratchet or other tensioning mechanism. 4. The system according to claim 1, wherein the at least one assembly includes a device loop that is sized to receive a free end of the at least one strap there through. 5. The system according to claim 4, wherein the measurement mechanism includes at least one of a strain gauge mechanism associated with the device loop to measure force exerted by the element relative to the device loop by producing an signal proportional to the measured force. 6. The system according to claim 1, wherein the at least one element includes one or more magnets mounted with respect thereto, and the at least one assembly includes one or more sensors mounted with respect thereto, and wherein the relative position of the magnets and the sensors provides measurement information concerning quality of usage of the medical device. 7. The system according to claim 1, wherein the at least one element includes at least one conductive material mounted with respect and the at least one assembly includes at least one inductive sensor mounted with respect thereto, wherein the at least one conductive material associated with the element and the at least one inductive sensor associated with the assembly interact to generate one or more signals that may be used to determine a distance between two points on the medical device. 8. The system according to claim 1, further comprising electronic elements including a power source and a processing element associated with and in communication with the at least one assembly for processing information generated by the measurement mechanism. 9. The system according to claim 8, wherein the processing element is configured to determine at least one of compliance of the medical device use, quality of device use, step count, activity, range of motion, orientation, a distance between two points on the element, position of the element, tightness of the medical device or other user-related measurement based on information generated by the measurement mechanisms. 10. The system according to claim 8, further comprising means for communicating the information generated by the measurement mechanism to an external device. 11. The system according to claim 8, further comprising means for performing analytics relative to the information generated by ... | Wellinks, Inc. | A61B005/00 G06F019/00 A61F005/37 A61F002/60 A61F005/02 A61F005/01
US20160325101 | A1 | 2016-11-10 | SYSTEM AND METHOD FOR EVALUATING DIASTOLIC FUNCTION BASED ON CARDIOGENIC IMPEDANCE USING AN IMPLANTABLE MEDICAL DEVICE | 2016-07-15 | Diastolic function is monitored within a patient based on dynamic cardiogenic impedance as measured by a pacemaker or other implantable medical device. In one example, the device uses ventricular cardiogenic impedance values to detect E-wave parameters representative of passive filling of the ventricles. Atrial cardiogenic impedance values are used to detect A-wave parameters representative of active filling of the ventricles. Diastolic function is then assessed or evaluated based on the E-wave and A-wave parameters. Various functions of the implantable device are then controlled based on the assessment of diastolic function, such as by adjusting atrioventricular delay parameters to improve diastolic function. In some examples, the detection of E- and A-wave parameters is achieved by aligning impedance signals to atrial activation, and separately to ventricular activation, during asynchronous VOO pacing or while artificially inducing a 2:1 block. | 1. A system for use with an implantable medical device for implant within a patient, the system comprising: a ventricular cardiogenic impedance measurement system operative to measure values representative of ventricular cardiogenic impedance;an E-wave parameter derivation system operative to derive E-wave parameters representative of passive filling of the ventricles of the heart of the patient from the ventricular cardiogenic impedance values;an atrial cardiogenic impedance measurement system operative to measure values representative of atrial cardiogenic impedance;an A-wave parameter derivation system operative to derive A-wave parameters representative of active filling of the ventricles from the atrial cardiogenic impedance values; anda diastolic function assessment system operative to assess diastolic function based on the E-wave parameters and the A-wave parameters. 2. A system for use with an implantable medical device for implant within a patient, the system comprising: means for measuring values representative of ventricular cardiogenic impedance;means for deriving E-wave parameters representative of passive filling of the ventricles of the heart of the patient from the ventricular cardiogenic impedance values;means for measuring values representative of atrial cardiogenic impedance;means for deriving A-wave parameters representative of active filling of the ventricles from the atrial cardiogenic impedance values; andmeans for assessing diastolic function based on the E-wave parameters and the A-wave parameters. |  | A61N001/365 A61N001/368 A61B005/00 A61B005/053 A61B005/0295
US20160331343 | A1 | 2016-11-17 | MEDICAL APPARATUS WITH TRANSLATABLE IMAGING DEVICE FOR REAL-TIME CONFIRMATION OF INTERCEPTION OF TARGET TISSUE | 2015-05-11 | A medical apparatus includes a catheter, a medical instrument assembly, and an imaging assembly. The catheter having a first working channel terminating with a first distal exit, and a second working channel extending terminating with a second distal exit. The medical instrument assembly having a medical instrument adapted to be housed within the first working channel and adapted to be extendable through the first distal exit to an extended position beyond the first distal exit to intercept a target tissue. The imaging assembly includes an imaging device adapted to be housed within the second working channel and is extendable through the second distal exit to an extended position beyond the second distal exit. The imaging device is adapted to generate an image in an image plane of the distal end of the medical instrument when the distal end of the medical instrument is extended out the first distal exit. | 1. A medical apparatus, comprising: a catheter comprising a first elongate flexible shaft having a proximal end portion, a distal end portion, the proximal end portion comprising a first port and a second port, the distal end portion comprising a first distal exit and a second distal exit, wherein a first working channel extends between the first port and the first distal exit, and a second working channel extends between the second port and the second distal exit;a medical instrument assembly comprising a medical instrument, wherein the medical instrument has a proximal end and a distal end and is adapted to be housed within the first working channel, and wherein the distal end of the medical instrument is extendable through the first distal exit to an extended position beyond the first distal exit; andan imaging assembly comprising a second elongate flexible shaft having a proximal end portion and a distal end portion, and an imaging device affixed the distal end portion of the second elongate flexible shaft, the imaging device adapted to be housed within the second working channel and wherein the imaging device is extendable through the second distal exit to an extended position beyond the second distal exit, wherein the imaging device is adapted to generate an image in an image plane of the distal end of the medical instrument when the distal end of the medical instrument is extended out the first distal exit. 2. The medical apparatus of claim 1, wherein the medical instrument is adapted to intercept a target tissue proximate an airway of a patient and wherein the imaging device is adapted to be extended along an airway branch proximate the target tissue, and wherein the image of the distal end of the medical instrument is generated from with the airway branch. 3. The medical apparatus of claim 1, wherein the imaging device is a radial endobronchial ultrasound (EBUS) transducer or an optical coherence tomography (OCT) device. 4. The medical apparatus of claim 1, wherein the medical instrument comprises a needle, an ablation probe, a biopsy device, a forceps device, a brush, an auger, a stylet, an energy delivery device, a therapy delivery device, a cryotherapy device, a laser device, a microwave device, a diffuse infrared laser device, a laser device, a microwave device, or a steam ablation device. 5. The medical apparatus of claim 1, wherein the medical instrument assembly further comprises: a handle assembly having a first end and a second end, the handle assembly comprising a first handle portion proximate the first end and a second handle portion proximate the second end, wherein the second handle portion is slidably engaged with the first handle portion;a first localization element attached to the first handle portion; anda second localization element attached to the second handle portion;wherein the proximal end of the medical instrument is mechanically coupled to the second handle portion and wherein a translation of second handle ... |  | A61B008/00 A61B018/24 A61B010/04 A61B008/12 A61B005/00
US09492322 | B2 | 2016-11-15 | Imaging surgical target tissue by nonlinear scanning | 2009-11-16 | Systems and techniques for laser surgery based on imaging a target tissue by nonlinear scanning are presented. In one implementation, a method for guiding an eye surgery can include the steps of: positioning an eye in relation to an imaging system; creating first scan data by determining a depth of an eye target region at a first set of points along a first arc; creating second scan data by determining a depth of the eye target region at a second set of points along a second arc; determining target region parameters based on the first and second scan data; and adjusting one or more surgical position parameters according to the determined target region parameters. | 1. A method for guiding an eye surgery, comprising the steps of; creating first scan data by determining a depth of an eye target region at a first set of points along a first arc by one of an optical coherence tomographic (OCT) imaging system and an interference-based imaging system:creating second scan data by determining a depth of the eye target region at a second set of points along a second arc by the one of the OCT imaging system and the interference-based imaging system;determining target region parameters based on the first and second scan data by a computer controller;wherein the determining target region parameters step comprises:fitting a sinusoidal function or Fourier harmonics with at least one fitting parameter to the first and second scan data; anddetermining the target region parameters using the fitting parameter; andassisting an adjusting of one or more surgical position parameters according to the determined target region parameters by the computer controller. 2. The method of claim 1, wherein: the eye target region is one ofa corneal target region, an anterior lens surface, a posterior lens surface, a lens target region, an ophthalmic layer, and a surface defined by a pupil. 3. The method of claim 1, wherein: at least one of the first arc and the second arc forms at least part of a closed loop. 4. The method of claim 1, wherein: the first arc is a portion of a first intersection line where a first scanning surface intersects the eye target region; andthe second arc is a portion of a second intersection line where a second scanning surface intersects the eye target region. 5. The method of claim 1, wherein: the first arc is a portion of a first intersection line where a first cylinder intersects the eye target region; andthe second arc is a portion of a second intersection line where a second cylinder intersects the eye target region. 6. The method of claim 5, wherein: the first cylinder and the second cylinder are concentric, sharing a Z axis. 7. The method of claim 5, wherein: a Z axis of the second cylinder is offset from a Z axis of the first cylinder. 8. The method of claim 1, wherein the determining target region parameters step comprises: extracting scan characteristics from the first and second scan data. 9. The method of claim 8, wherein the extracting scan characteristics step comprises: extracting a first amplitude and a first phase of the first scan data; andextracting a second amplitude and a second phase of the second scan data. 10. The method of claim 9, wherein the determining of target region parameters step comprises: determining a position parameter of a center of the target region based on the first amplitude, first phase, second amplitude and second phase. 11. The method of claim 9, wherein the determining of the target region parameters step comprises: determining an object shape parameter of the target region based on the first amplitude, first phase, second amplitude and second phase. 12. The... | ALCON LENSX, INC. | A61B006/00 A61F009/008 A61B005/00
US09498153 | B2 | 2016-11-22 | Endoscope apparatus and shake correction processing method | 2012-04-05 | An endoscope apparatus includes an imaging section, a selection section, and a shake correction section. The imaging section includes an imaging optical system and an imaging element, and captures images. The selection section selects shake correction parameter information from a plurality of pieces of shake correction parameter information based on the observation state of the imaging section. The shake correction section performs a shake correction process on the captured images based on the shake correction parameter information selected by the selection section. | 1. An endoscope apparatus comprising: an imaging section that includes an imaging optical system and an imaging element, and captures images; anda processor that performs operations including:selecting shake correction parameter information from a plurality of pieces of shake correction parameter information based on an observation state of the imaging section;detecting a motion amount of an object between the captured images; andperforming a shake correction process on the captured images based on the detected motion amount;wherein:the shake correction parameter information is selected to correspond to the observation state of the imaging section attached to the endoscope apparatus;the motion amount is detected using a detection method that corresponds to the selected shake correction parameter information;a plurality of types of the imaging section are removably attachable to the endoscope apparatus;selecting the shake correction parameter information comprises detecting a type of the imaging section attached to the endoscope apparatus, and selecting the shake correction parameter information from a storage device that stores the plurality of pieces of shake correction parameter information that respectively correspond to the plurality of types of the imaging section; andthe processor performs operations further comprising: performing an edge enhancement process on the captured images,selecting the shake correction parameter information that corresponds to a first intensity of the edge enhancement process when the imaging element of the imaging section attached to the endoscope apparatus has a first size, and selecting the shake correction parameter information that corresponds to a second intensity of the edge enhancement process when the imaging element has a second size, the second intensity being higher than the first intensity, and the second size being smaller than the first size, andperforming the edge enhancement process at an intensity that corresponds to the selected shake correction parameter information. 2. An endoscope apparatus comprising: an imaging section that includes an imaging optical system and an imaging element, and captures images; anda processor that performs operations including:selecting shake correction parameter information from a plurality of pieces of shake correction parameter information based on an observation state of the imaging section;detecting a motion amount of an object between the captured images; andperforming a shake correction process on the captured images based on the detected motion amount;wherein:the shake correction parameter information is selected to correspond to the observation state of the imaging section attached to the endoscope apparatus;the motion amount is detected using a detection method that corresponds to the selected shake correction parameter information;the processor performs operations further comprising: setting an observer mode that corresponds to an observer who operates th... | OLYMPUS CORPORATION | H04N005/232 A61B005/11 H04N005/225 A61B005/00
US09486138 | B2 | 2016-11-08 | Portable handheld medical diagnostic device having a mezzanine circuit board with a universal connection interface | 2009-02-05 | A portable handheld medical diagnostic device capable of communicating with an external device and a method thereof are disclosed. The device has a protective enclosure, a main circuit board provided in the protective enclosure and having a wireless connectivity component and a controller facilitating a physiologic measurement and communications of results of the physiological measurement to the external device. Also provided in the protective enclosure is a mezzanine circuit board having at least one of a plurality of additional feature modules and a universal connection interface programmed to both facilitate operation of the additional feature module and operate under the control of the controller as a control interface between the controller and the additional feature module. | 1. A portable handheld medical diagnostic device capable of communicating with an external device, said diagnostic device comprising: a protective enclosure;a power supply disposed within the protective enclosure:a main circuit board provided in the protective enclosure and having a wireless connectivity component and a controller, wherein the wireless connectivity component establishes a communication link between the main circuit board and the external device, the controller facilitates a physiologic measurement and communications of results of the physiological measurement to the external device, and the controller is configured to disable the wireless connectivity component automatically during the physiological measurement;a mezzanine circuit board provided in the protective enclosure and having at least one of a plurality of additional feature modules and a communications microcontroller, wherein the communications microcontroller is programmed to operate the at least one additional feature module and to operate under the control of the controller of the main circuit board, the controller controls operation of the at least one of additional feature modules via the communications microcontroller such that the communications microcontroller performs as a control interface between the controller and the at least one additional feature module;a board-to-board connector electrically connecting the mezzanine circuit board to the main circuit board, the board-to-board connector comprising a power circuit line and one or more fail-safe circuit lines; anda regulator disposed on the mezzanine circuit board and electrically connected to the power circuit line of the board-to-board connector and the power supply. 2. The portable handheld medical diagnostic device according to claim 1 wherein the at least one additional feature module establishes communications and optionally an electrical connection with the external device such that the controller is enabled to transmit results of the physiological measurement to the external device by sending the results to the at least one additional feature module via the communications microcontroller. 3. The portable handheld medical diagnostic device according to claim 1 wherein the at least one additional feature module establishes communications and an electrical connection with the external device such that the controller is enabled to recharge the power supply and transmit results of the physiological measurement to the external device by sending the results to the at least one additional feature module via the communications microcontroller. 4. The portable handheld medical diagnostic device according to claim 1 wherein the board-to-board connector electrically connects the mezzanine circuit board to the main circuit board in a stacked fashion that situates major surfaces of both the main board and the mezzanine circuit board in close proximity within the protective enclosure. 5. The portable handheld m... | Roche Diabetes Care, Inc. | A61B005/00 A61B005/145 H04B007/00 G01N033/487 A61B005/01 A61B005/024 A61B005/11
US09486389 | B2 | 2016-11-08 | Apparatus and method for calibrating non-invasive desynchronizing neurostimulation | 2013-02-07 | The invention relates to an apparatus (1) for stimulating neurons having a pathological synchronous and oscillatory neural activity, said apparatus comprising a non-invasive stimulation unit (11) for applying stimuli (22) that stimulate a patient's neurons, a measurement unit (12) for recording test signals (23) that represent a neural activity of the stimulated neurons, and a control and analysis unit (10) for controlling the stimulation unit (11) and analyzing the test signals (23). The stimulation unit (11) applies first stimuli (34), and based on the test signals (23) recorded in reaction to the application of the first stimuli (34), the first stimuli (34) causing the phase of the pathological synchronous and oscillatory neural activity of the stimulated neurons to be reset are selected, whereupon the stimulation unit (11) applies the selected first stimuli (34) with a time delay, and the test signals (23) recorded in reaction to the stimuli (34, 38) applied with the time delay are used to verify whether said stimuli (34, 38) applied with the time delay suppress the pathological synchronous and oscillatory neural activity of the stimulated neurons. | 1. An apparatus for stimulating neurons with a pathologically synchronous and oscillatory neural activity, the apparatus comprising: a non-invasive stimulation unit for applying stimuli to a patient, wherein the stimuli stimulate neurons of the patient;a measuring unit for recording measured signals which reproduce a neural activity of the stimulated neurons;a control and analysis unit for controlling the stimulation unit and for analyzing the measured signals, wherein the control and analysis unit is configured to: control the stimulation unit to apply first stimuli, wherein the first stimuli each have a stimulus parameter that lies within a first stimulus parameter range for all first stimuli,select the first stimuli that effects a phase reset of the pathologically synchronous and oscillatory neural activity of the stimulated neurons with reference to the measured signals recorded in response to the application of the first stimuli,select a second stimuli, wherein the selected first stimuli disposed at the boundary or outside the first stimulus parameter range as well as further stimuli disposed between these first stimuli belong to the second stimuli,control the stimulation unit to apply two of the second stimuli with a time offset, andcheck with reference to the measured signals recorded in response to the second stimuli applied with a time offset whether the second stimuli applied with a time offset effect an increase in the pathologically synchronous and oscillatory activity of the neurons. 2. The apparatus according to claim 1, wherein the control and analysis unit is further configured to vary the stimulus parameter of one of the two second stimuli if the two second stimuli applied with a time offset effect an increase in the pathologically synchronous and oscillatory activity of the neurons. 3. The apparatus according to claim 2, wherein the variation of the stimulus parameter of the one of the two third stimuli enlarges the tonotopic distance between the two third stimuli. 4. An apparatus for stimulating neurons with a pathologically synchronous and oscillatory neural activity, the apparatus comprising: a non-invasive stimulation unit for applying stimuli to a patient, wherein the stimuli stimulate neurons of the patient;a measuring unit for recording measured signals which reproduce a neural activity of the stimulated neurons;a control and analysis unit for controlling the stimulation unit and for analyzing the measured signals, wherein the control and analysis unit is configured to: control the stimulation unit to apply first stimuli, wherein the first stimuli each have a stimulus parameter that lies within a first stimulus parameter range for all first stimuli,select the first stimuli that effects a phase reset of the pathologically synchronous and oscillatory neural activity of the stimulated neurons with reference to the measured signals recorded in response to the application of the first stimuli,control the stimulation unit to... | Forschungszentrum Juelich GmbH | A61N001/36 A61H023/00 A61B005/04 A61B005/0476 A61F007/00 A61N005/06 A61B005/00
US09489934 | B2 | 2016-11-08 | Method for selecting music based on face recognition, music selecting system and electronic apparatus | 2014-05-22 | A method for selecting music based on face recognition, a music selecting system and an electronic apparatus are provided. The method includes the following steps: accessing a database to retrieve a plurality of song emotion coordinates corresponding to a plurality of songs; mapping the song emotion coordinates to an emotion coordinate graph; capturing a human face image; identifying an emotion state corresponding to the human face image, and transforming the emotion state to a current emotion coordinate; mapping the current emotion coordinate to the emotion coordinate graph; updating a song playlist according to a relative position between the current emotion coordinate and a target emotion coordinate, wherein the song playlist includes a plurality of songs to be played that direct the current emotion coordinate to the target emotion coordinate. | 1. A method for selecting music based on face recognition, adapted to a music selecting system comprising an image capturing device, an image processing device, a control device, a playing device and a database, the method for selecting music based on face recognition comprising: accessing, by the control device, the database to retrieve a plurality of song emotion coordinates corresponding to a plurality of songs;mapping, by the control device, the song emotion coordinates to an emotion coordinate graph;capturing, by the image capturing device, a human face image;recognizing, by the image processing device, an emotion state corresponding to the human face image, and transforming the emotion state to a current emotion coordinate;mapping, by the control device, the current emotion coordinate to the emotion coordinate graph;updating, by the control device, a song playlist according to a relative position between the current emotion coordinate and a target emotion coordinate, wherein the song playlist comprises a plurality of songs to be played that direct the current emotion coordinate to the target emotion coordinate; andplaying, by the playing device, the plurality of songs of the updated song playlist,wherein the step of updating the song playlist according to the relative position between the current emotion coordinate and the target emotion coordinate comprises:defining, by the control device, a plurality of reference emotion coordinates on a first connection line, wherein the first connection line is connected between the current emotion coordinate and the target emotion coordinate, the plurality of reference emotion coordinates are different from the current emotion coordinate and the target emotion coordinate; selecting, by the control device, a plurality of candidate song emotion coordinates closest to the reference emotion coordinates from the song emotion coordinates; andsetting, by the control device, the songs corresponding to the candidate song emotion coordinates to be the songs to be played,wherein the step of defining the reference emotion coordinates on the first connection line comprises:characterizing, by the control device, an nth reference emotion coordinate in the reference emotion coordinates as:AEn=AS+dTSNR×sin⁡(θTS)×n,⁢VEn=VS+dTSNR×cos⁡(θTS)×nwherein NR is a total number of the songs to be played, n is a positive integer between 1 and NR, dTS is a distance between the emotion coordinate and the target emotion coordinate, θTS is an included angle between a horizontal axis of the emotion coordinate graph and the first connection line, AEn is a vertical coordinate of the nth reference emotion coordinate on the emotion coordinate graph, VEn is a horizontal coordinate of the nth reference emotion coordinate on the emotion coordinate graph, AS is a vertical coordinate of the current emotion coordinate on the emotion coordinate graph, and VS is a horizontal coordinate of the current emotion coordinate on the emotion coordinate gr... | National Chiao Tung University | G06F017/30 G06K009/00 G10H007/00 A61B005/16 A61B005/00 G10H001/00
US09526453 | B2 | 2016-12-27 | Analyte monitoring devices and methods | 2016-05-16 | On-body units are provided and include a transcutaneous analyte sensor, electronic circuitry electrically coupled to the sensor, and an on-body housing having electrical contacts disposed thereon. The on-body housing comprises a substantially flat surface and a curved and convex surface opposite the substantially flat surface. Systems and methods including the on-body units are also provided. Methods for performing continuity measurements using on-body units are also provided. The methods include positioning an on-body unit (OBU) on a skin of a subject, contacting a continuity test instrument to the OBU; and performing a continuity measurement with the continuity test instrument. An AC signal may be provided across two electrical contacts, or a DC signal may be provided across two electrical contacts in opposite directions for the same amount of time. The measurement may be performed with one electrical contact, or with isolated electrical contacts. | 1. An analyte monitoring system, comprising: an on-body unit (OBU) for analyte monitoring, the OBU comprising: a transcutaneous analyte sensor;electronic circuitry coupled to the analyte sensor; andan on-body housing comprising a substantially flat surface and a convex surface opposite the substantially flat surface, wherein the on-body housing has electrical contacts disposed on the convex surface, the electrical contacts electrically coupled to the electronic circuitry; anda hand-held reader comprising a plurality of grooves comprising electrical contacts that electrically couple to the electrical contacts on the on-body housing when the reader is positioned in physical contact with the on-body housing. 2. The analyte monitoring system of claim 1, wherein the on-body housing is dome-shaped. 3. The analyte monitoring system of claim 1, wherein the electronic circuitry comprises first and second RC pairs in series, and wherein the electrical contacts comprise: a first concentric electrical contact electrically connected between the first and second RC pairs;a second concentric electrical contact electrically connected to a first end of the first and second RC pairs in series; anda third concentric electrical contact electrically connected to a second end of the first and second RC pairs in series;wherein the analyte sensor comprises a working electrode and counter electrode, the working electrode coupled to the second concentric electrical contact, and the counter electrode coupled to the third concentric electrical contact. 4. The analyte monitoring system of claim 3, wherein the OBU comprises isolated contacts for performing continuity measurements, wherein the isolated contacts are disposed on the on-body housing and isolated from the first and second RC pairs. 5. The analyte monitoring system of claim 4, wherein the first, second, and third concentric electrical contacts are ring-shaped, and wherein the isolated contacts are disposed within all three concentric electrical contacts. 6. The analyte monitoring system of claim 5, wherein each isolated contact is ring-shaped and concentrically disposed. 7. The analyte monitoring system of claim 1, wherein the on-body housing is cone-shaped. 8. The analyte monitoring system of claim 1, wherein the electrical contacts comprise first, second, and third concentric electrical contacts disposed on an external surface of the on-body housing. 9. The analyte monitoring system of claim 1, wherein the on-body housing comprises a base perimeter with flat edges or a recessed base perimeter. 10. The analyte monitoring system of claim 1, wherein the electronic circuitry is at least partially powered by the analyte sensor. 11. The analyte monitoring system of claim 1, wherein the analyte sensor is a glucose sensor or a ketone sensor. 12. A method, comprising: positioning an on-body unit (OBU) on a skin surface, the OBU comprising: a transcutaneous analyte sensor;electronic circuitry coupled to the anal... | Abbott Diabetes Care Inc. | A61B005/00 A61B005/145 A61B005/1473
US09504429 | B1 | 2016-11-29 | Apparatus for controlling the operation of an MRI system | 2013-06-25 | An MRI system is provided that includes a physiological sensor used for gating the MRI system and an MRI control terminal wirelessly connected to the sensor. The physiological sensor is used to monitor a physiological parameter of a user, such as pressure pulse, and communicate data regarding the monitored physiological parameter to the MRI control terminal. The MRI control terminal processes the data received from the physiological sensor and determines whether a triggering condition on the data is met. When it is determined that the triggering condition is met, the MRI control terminal initiates the acquisition of a data set. The acquisition of the data set involves initiating a pre-programmed pulse sequence and acquiring RF signals emitted from the patient's tissue as a result of the execution of the pre-programmed pulse sequence. | 1. A magnetic resonance imaging (MRI) system for generating magnetic resonance images of a patient, comprising: a magnet subsystem including a magnet for generating a magnetic field, the magnet subsystem being located in a shielded room having a window;one or more physiological sensors located within the magnet, and adapted to receive data of the patient, the data associated with physiological parameters of the patient monitored by the sensor, at least one of the physiological sensors including a probe;an MRI control terminal for controlling the magnet subsystem, the MRI control terminal being located in a control room outside of the shielded room and comprising: a memory containing executable instructions; anda processor coupled to the memory and configured to use the executable instructions to: determine whether the data from the sensor meets a triggering condition;control the magnet subsystem such that the magnet subsystem initiates a pre programmed pulse sequence; anda data transmission subsystem for providing the data from the one or more physiological sensors to the MRI control terminal, comprising: a fiber optic cable directly coupled to the probe of the at least one of the physiological sensors;a wireless transmitter located outside of the magnet and in the shielded room, and coupled to the probe through the fiber optic cable; anda wireless receiver located in the control room and coupled to the MRI control terminal, the wireless receiver configured to wirelessly receive data transmitted by the wireless transmitter,wherein the wireless transmitter and wireless receiver are positioned with the window in between such that the data is wirelessly transmitted through the window, andwherein the MRI system is configured to: acquire a plurality of MRI data sets in response to determining that the data received wirelessly from the sensor meets the triggering condition, said data sets collected from radio frequency (RF) signals emitted from the patient as a result of the pre programmed pulse sequence; andgenerate a magnetic resonance image based on said data sets. 2. The MRI system of claim 1, wherein the MRI control terminal further includes a user interface for receiving the triggering condition from a user input. 3. The MRI system of claim 1, wherein the processor of the MRI control terminal is further configured to: identify the one or more sensors using an identifier signal that identifies at least one of the type of sensor, the sensor manufacturer, and a unique identifier; andselect one of the identified sensors for receiving data from the sensor. 4. The MRI system of claim 1, wherein the processor of the MRI control terminal is further configured to: receive an input specifying a second triggering condition different from the first triggering condition;complete said acquisition for generating the MRI image using the second triggering condition. 5. The MRI system of claim 1, wherein the one or more physiological sensors include at least o... | Fonar Corporation | A61B005/055 A61B005/00 G01R033/567 G01R033/36
US09485345 | B2 | 2016-11-01 | 911 services and vital sign measurement utilizing mobile phone sensors and applications | 2012-09-20 | Improved methods for utilizing 911 services, for implementing 911 dispatch protocols, and for measuring vital signs of a human, all by accessing mobile phone sensors and applications, are disclosed. Vital signs such as heart rate, breathing rate, breathing distress, and blood pressure can be measured using mobile phone sensors and applications. A method for differential estimation of blood pressure involves the synchronization of time between two mobile phones, locating an appropriate position for one cell phone and recording heart sounds, and recording video data from the finger tip of the subject using the other mobile phone. | 1. A method for transmitting heart rate information of a subject to an emergency dispatcher, comprising: placing a Voice over IP (“VOIP”) call to an emergency dispatcher using a mobile phone, wherein the mobile phone comprises an embedded camera with a lens, a flash, a WiFi receiver, a WiFi transmitter, VOIP software, wherein the VOIP software comprises modified signaling protocols which facilitate transmission of heart rate information in real-time, and an application for estimating heart rate information using the camera and flash, and wherein all subsequent steps are performed during the VOIP call;activating the application for estimating heart rate information;placing the finger tip of the subject on the lens of the camera;activating the flash of the camera to permit the application to capture a video containing information about the heart rate of the subject relating to variations in reflective index of light directed at the finger tip of the subject;using the application to analyze the video and estimate heart rate information of the subject, wherein the application utilizes Photo Plethysmography (“PPG”), wherein a low reflective index is represents a systolic phase and a high reflective index represents a diastolic phase, and wherein the step of using the application to analyze the video and estimate heart rate information of the subject comprises the steps of: dividing frames of the video into multiple regions,splitting pixels of a region of the frames into red, blue, and green components;mapping intensity of the red component of the region over an interval of time Wt to determine a number of peaks n; andestimating heart rate information of the subject using an equation; andusing the modified signaling protocols of the mobile phone to transmit the heart rate information of the subject to the emergency dispatcher via an Internet-based network in real-time during the VOIP call. 2. The method of claim 1, wherein the activating the flash of the camera step occurs more than once. 3. The method of claim 1, wherein the frames of the video are divided into multiple quadrants and pixels of a quadrant are split into red, blue, and green components. 4. The method of claim 1, wherein the equation is: heart rate=(n*60)Wt. 5. A method for allowing an emergency dispatcher to monitor CPR chest compression rate and displacement being administered on a subject, comprising: placing a Voice over IP (“VOIP”) call to an emergency dispatcher using a mobile phone, wherein the mobile phone comprises an embedded accelerometer, a WiFi receiver, a WiFi transmitter, VOIP software, wherein the VOIP software comprises modified signaling protocols which facilitate transmission of chest compression rate and displacement information in real-time, and an application for estimating chest compression rate and displacement information using the embedded accelerometer, and wherein all subsequent steps are performed during the VOIP call;activating the application for estim... | UNIVERSITY OF NORTH TEXAS | H04M003/42 H04M001/725 H04M011/04 H04W004/22 G06F019/00 A61B005/00 A61B005/024 A61B005/08 A61B005/113 A61B007/00
US09486157 | B2 | 2016-11-08 | Intubation monitoring apparatus and method | 2011-03-09 | The invention comprises an apparatus and a method for externally assessing and monitoring placement of an endo-tracheal tube for ventilation of patients based on thoracic impedance measurement. | 1. A method for externally assessing or monitoring placement of an endo-tracheal tube for ventilation of a patient, said method comprising transmitting a current through at least two external measuring electrodes placed on a thoracic region of said patient;receiving, at a measuring unit via the at least two external measuring electrodes, thoracic impedance signals of said patient to assess or monitor placement of said endo-tracheal tube for ventilation of said patient;detecting, using a processing unit connected to the measuring unit, whether the received impedance signals indicate an impedance change;upon detection of an impedance change, comparing, using the processing unit, the detected impedance change to a predetermined threshold value indicative of a thoracic air volume change of said patient;transmitting a signal to at least one of an alarm device or a display device connected to said processing unit when the comparison indicates that the at least one impedance change is greater than or equal to the predetermined threshold value; andgenerating, in response to the signal, an indication that the proper endo-tracheal tube placement is achieved. 2. The method according to claim 1, wherein the threshold value is stored in a storage unit connected to the processing unit. 3. The method according to claim 1, wherein a start signal is given to the processing unit by a user to begin transmitting the current and receiving thoracic impedance signals and the detecting step, the comparing step, and the transmitting a signal step, are repeated during a predetermined period of time or until a stop signal is given to the processing unit by a user. 4. The method according to claim 1, wherein the alarm device comprises at least one of a sound emitting device and a light emitting device. 5. The method according to claim 1, wherein the alarm device comprises a user interface configured to display at least one of the detected impedance change, an indication of incorrect intubation of an endo-tracheal tube, and an indication of correct intubation of an endo-tracheal tube. 6. The method according to claim 1, further comprising: storing in a storage unit, at least one of the received impedance signals, the comparison of the impedance changes, and the threshold value. 7. The method according to claim 1, further comprising: receiving, via a user interface connected to the processing unit, at least one of reference thoracic impedance values, threshold impedance values, and patient characteristics. 8. A method for externally assessing and monitoring placement of an endo-tracheal tube for ventilation in a recipient, said method comprising transmitting a current through at least two external measuring electrodes placed on a thoracic region of said recipient;receiving, at a measuring unit via the at least two external measuring electrodes, thoracic impedance signals of said recipient to assess or monitor placement of said endo-tracheal tube for ventilation of said... | MEDINNOVA AS | A61B005/05 A61B005/08 A61B005/053 A61M016/04
US09489123 | B2 | 2016-11-08 | Method for sensing touch pressure and digital device using the same | 2014-01-27 | The present invention relates to a method for sensing touch pressure on a digital device by using image data sensed by a camera unit.;To achieve these objects and other advantages, the present invention provides the method for sensing touch pressure and a digital device using the same, wherein the method comprises obtaining image data sensed by a camera unit of the digital device; obtaining illumination value sensed by a illumination sensor of the digital device; extracting color information of the image data; determining whether a touch input has been performed on the camera unit; and sensing the touch pressure of the touch input based on the extracted color information and the obtained illumination value, if it is determined that the touch input has been performed in the determining step. | 1. A method for sensing touch pressure, comprising: obtaining image data sensed by a camera unit of a digital device; obtaining an ambient illumination value around the digital device, the ambientillumination value being sensed by an illumination sensor of the digital device; extracting color information for the image data; determining whether a touch input has been performed on the camera unit; and estimating a touch pressure of the touch input based on both of the extracted color information and the obtained ambient illumination value, when it is determined that the touch input has been performed in the determination step,wherein the estimated touch pressure is proportional to at least one component value in the color information,wherein the estimating step establishes a sensitivity of the touch pressure corresponding to a variation of the at least one component value lower, as the obtained ambient illumination value is higher. 2. The method of claim 1, wherein the determining step includes determining whether the touch input has been performed on the camera unit based on at least one component value in the color information. 3. The method of claim 2, wherein the determining step includes determining that the touch input has been performed when a first component value in the color information is greater than a predefined value. 4. The method of claim 2, wherein the determining step includes determining that the touch input has been performed when a first component value in the color information is greater by a predefined value or over than a second component value. 5. The method of claim 2, wherein the determining step includes determining that the touch input has been performed when a first component value in the color information is greater by a predefined value or over than an average of a second component value and a third component value. 6. The method of claim 1, wherein the color information includes RGB component values. 7. The method of claim 1, wherein the lower the obtained ambient illumination value is, the higher the estimated touch pressure is. 8. The method of claim 1, further comprising: providing content on a display unit; andcontrolling at least one operation on the content based on the estimated touch pressure. 9. The method of claim 1, further comprising: providing a mode switching interface for the digital device to switch to the touch pressure sensing mode,wherein the extracting, the determining, and the estimating steps are performed, when the mode is switched to the touch pressure sensing mode by the user's input on the mode switching interface. 10. The method of claim 1, further comprising: obtaining orientation information of the digital device, wherein the orientation information includes a tilting angle of the digital device, andwherein the extracting, the determining, and the estimating steps are performed, when the tilting angle is greater than a predetermined angle. 11. A digital device comprising: a pro... | WILUS INSTITUTE OF STANDARDS AND TECHNOLOGY INC. | G06F003/041 G06F003/042 A61B005/02 G06F003/0488 G06F003/0487
US10729334 | B2 | 2020-08-04 | Methods and systems for determining effectiveness of respiration in individuals | 2015-01-13 | The present invention relates to systems and methods for comparing photoplethysmography (PPG) signals from an individual with signals from a secondary respiration sensor secured to the individual to determine whether effective respiration has occurred or whether the individual has apnea, hypopnea, or other respiratory distress. | 1. A method of monitoring the effectiveness of respiration in an individual, comprising obtaining photoplethysmography (PPG) signals from a PPG sensor secured to a nose of the individual over a predefined time period;obtaining nasal air flow, nasal pressure or capnometry signals from a nasal air flow, nasal pressure, or capnometry sensor, respectively, secured to the nose of the individual over the predefined time period;evaluating an amplitude of the PPG signals over the predefined time period to determine whether the individual attempted respiration;evaluating an amplitude of the nasal air flow, nasal pressure or capnometry signals to determine whether a ventilation occurred within the predefined time period;comparing the determination of the respiratory attempt during the predetermined time period based on the PPG signals with the determination of the ventilation based on the nasal air flow, nasal pressure or capnometry signals to determine whether the individual's respiratory attempt is effective, andcalculating a first respiration rate based on the respiratory attempts determined from the PPG signals, calculating a second respiration rate based on ventilations determined from the nasal air flow, nasal pressure or capnometry signals, and if the first and second respiration rates diverge by 10% or more for a predetermined amount of time, a hypopnea or a hyperpnea is determined to have occurred and a predetermined reaction is effected. 2. The method of claim 1, further comprising determining whether the individual's blood oxygen saturation has decreased to a predefined level, and if so, effecting the predetermined reaction. 3. The method of claim 2, wherein the predetermined reaction comprises initiating an alarm. 4. The method of claim 1, wherein the predetermined reaction comprises initiating an alarm. 5. A system for monitoring respiration comprising a microprocessor configured to evaluate an amplitude of PPG signals from a PPG sensor on an individual over a predefined time period to determine whether the individual attempted respiration, and to evaluate an amplitude of a nasal air flow, nasal pressure or capnometry signals from a nasal air flow, nasal pressure or capnometry sensor to determine whether ventilation occurred within the predefined time period, and to compare the determination of the respiratory attempt based on the PPG signals with the determination of the ventilation based on the nasal air flow, nasal pressure or capnometry signals to determine whether the individual's respiratory attempt is effective, wherein the microprocessor is further configured to calculate a first respiration rate based on the respiratory attempts determined from the PPG signals, calculate a second respiration rate based on ventilations determined from the nasal air flow, nasal pressure or capnometry signals, and if the first and second respiration rates diverge by 10% or more for a predetermined amount of time, a hypopnea or hyperpnea is determined... | XHALE ASSURANCE, INC | A61B005/00 A61B005/08 A61B005/024 A61B005/083 A61B005/087 A61B005/145 A61M016/10 A61B005/0205 A61B005/1455
US09507326 | B2 | 2016-11-29 | System and method for using biometrics to predict and select music preferences | 2015-08-27 | Systems and methods for using biometrics to select music preference are provided. A system for using biometrics to select music preferences for a user in a vehicle, comprises a music selection module electrically coupled to at least one biometric sensor in the vehicle, wherein the at least one biometric sensor senses a characteristic of the user and outputs data for the sensed characteristic to the music selection module, and wherein the music selection module selects a music selection for the user based on the sensed characteristic data, and a controller module electrically coupled to the music selection module to control playing of the music selection, wherein the controller module receives an output including the music selection from the music selection module. | 1. A method for using biometrics to select music preferences for a user in a vehicle, the method comprising: monitoring the vehicle for an input from a biometric sensor;determining whether any inputs from the biometric sensor have been detected;determining whether a music selection is being played;interpreting the input from the biometric sensor to predict whether the sensory input indicates satisfaction with the music selection being played;selecting another music selection other than the music selection being played based on the interpretation of the input from the biometric sensor;categorizing the music selection being played as one the user likes or dislikes based on the interpretation of the input from the biometric sensor; andanalyzing models of biometric data applied on a filter;wherein the filter outputs a prediction of music selections for the user based on the models; andwherein the models are developed from reaction variant patterns, and the method further comprises:respectively categorizing existing reaction variant patterns under different music selections;detecting uncategorized reaction variant patterns;determining to which categorized reaction variant patterns the uncategorized reaction variant patterns are closest; andcategorizing the uncategorized reaction variant patterns under the same music selections as their closest categorized reaction variant patterns. 2. The method of claim 1, further comprising playing the other music selection in place of the music selection being played if it is determined that the sensory input indicates dissatisfaction with the music selection being played, and the categorization of the music selection being played as one the user dislikes. 3. The method of claim 1, further comprising playing the other music selection after the music selection being played ends in response to a determination that the sensory input indicates satisfaction with the music selection being played, and the categorization of the music selection being played as one the user likes. 4. The method of claim 1, wherein the input from the biometric sensor comprises at least one of a pulse rate, a body temperature, a facial expression and a body movement. 5. The method of claim 1, wherein the biometric sensor comprises at least one of a pressure sensor, a motion sensor, a pulse rate sensor, a temperature sensor and a camera. 6. The method of claim 1, further comprising analyzing environmental data and selecting the other music selection based on the interpretation of the input from the biometric sensor and the environmental data. 7. The method of claim 6, wherein the environmental data is at least one of a day of a week, a time of the day, weather, season and driving route. 8. The method of claim 1, further comprising selecting the other music selection based on the interpretation of the input from the biometric sensor and previously analyzed biometric data. 9. The method of claim 1, further comprising searching at least on... | International Business Machines Corporation | A61B005/021 A61B005/0476 A61B005/0482 A61B005/0488 A61B005/01 G05B001/01 G06F017/30 G06F003/16 G06K009/00
US09500883 | B2 | 2016-11-22 | Electro-active opthalmic lens having an optical power blending region | 2016-03-16 | A spectacle lens is disclosed. The disclosed lens provides a vision correcting area for the correction of a wearer's refractive error. The viewing correction area provides correction for non-conventional refractive error to provide at least a part of the wearer's vision correction. The lens has a prescription based on a wave front analysis of the wearer's eye and the lens can further be modified to fit within an eyeglass frame. | 1. A device, comprising: a first conventional lens;a first electro-active lens optically aligned with the first conventional lens, the first electro-active lens comprising a first electro-active layer, the device configured to focus an image of an object over a range of distances;a controller configured to focus the device over the range of distances;a second electro-active lens; anda diffractive optic in optical alignment with the first electro-active layer;wherein: an insulator separates an active region of said first electro-active layer from a non-activated region of said first electro-active layer;said first electro-active layer comprises a multi-grid electro-active structure;said first electro-active layer is configured to provide a spherical power correction;said first electro-active layer is configured to provide a cylindrical power correction;said first electro-active layer is a high-order aberration corrector; andthe first conventional lens is a multifocal optic. 2. An electro-active ophthalmic lens comprising: a first element having a convex surface;a second element having a concave surface, the concave surface mated to the convex surface of the first element;a decentered electro-active zone, the decentered electro-active zone comprising an electro-active material disposed in a cavity formed between the convex surface and the concave surface, the electro-active material having a first refractive index in a first state and a second refractive index in a second state, the decentered electro-active zone having a centroid disposed below a mid-line of the first element. 3. The electro-active ophthalmic lens of claim 2, wherein: the first element comprises a multi-focal optic. 4. The electro-active ophthalmic lens of claim 2, wherein: the first element comprises a progressive addition lens. 5. The electro-active ophthalmic lens of claim 2, wherein: the first element provides astigmatism correction. 6. The electro-active ophthalmic lens of claim 2, wherein: the first element has an astigmatic axis rotated with respect to the mid-line of the first element. 7. The electro-active ophthalmic lens of claim 2, wherein: the convex surface defines a diffractive pattern along an interior surface of the cavity; andthe diffractive pattern having a centroid disposed below a mid-line of the first element. 8. The electro-active ophthalmic lens of claim 2, wherein: the convex surface defines a diffractive pattern along an interior surface of the cavity;the diffractive pattern having a centroid disposed below a mid-line of the first element; andthe diffractive pattern is disposed partially above the mid-line of the convex surface. 9. The electro-active ophthalmic lens of claim 2, wherein: the convex surface defines a diffractive pattern along an interior surface of the cavity; andthe diffractive pattern having a centroid disposed below a mid-line of the first element; andthe diffractive pattern is disposed completely below the mid-line of the convex ... | e-Vision Smart Optics, Inc. | G02C007/06 G02C007/08 G02B007/28 G02C007/02 G02C007/10 G02F001/1335 A61B003/028 A61B003/04 G02C011/00 A61B005/11 G02F001/29
US09785235 | B2 | 2017-10-10 | Display control apparatus, display control method of display control apparatus, and eye gaze direction detection system | 2014-02-19 | It is determined whether a driver is gazing at a gaze target object in the eye gaze direction, and the eye gaze of the driver is guided by changing a display mode of the gaze target object determined to be gazed at by the driver. Calibration of eye gaze direction detection information is accurately and promptly executed. | 1. A display control apparatus to use a display object displayed by a display unit as a gaze target object, and to control calibration of an eye gaze direction detection apparatus based on the gaze target object, the display control apparatus comprising: an eye gaze state determinator to determine, based on eye gaze direction detection information detected by the eye gaze direction detection apparatus and display information of the gaze target object, whether a subject is gazing at the gaze target object existing in an eye gaze direction of the subject;an eye gaze guider to output display information of the gaze target object and screen control information relating to a display mode of the gaze target object, and to guide an eye gaze of the subject by changing the display mode of the gaze target object when the subject is determined to be gazing at the gaze target object;a display controller to output display control information for controlling the display unit, based on the screen control information output by the eye gaze guider; anda calibration controller to output a calibration control signal toward the eye gaze direction detection apparatus when the subject is determined to be gazing at the gaze target object,wherein the gaze target object is an icon or a button displayed by an intelligent panel functioning as the display unit, or by the display unit of a car navigation apparatus, or a marking displayed by a head-up display as the display unit. 2. The display control apparatus according to claim 1, wherein the eye gaze guider scales down the gaze target object determined to be gazed at by the subject, toward a reference point. 3. The display control apparatus according to claim 1, wherein the eye gaze guider arranges a first gaze target object determined to be gazed at by the subject, and a second gaze target object to be gazed at subsequently to the first gaze target object, at different positions on the display unit. 4. The display control apparatus according to claim 3, wherein the second gaze target object is a determination key to determine a manipulation being selected by using the first gaze target object. 5. The display control apparatus according to claim 3, wherein the eye gaze guider arranges the first and the second gaze target objects at diagonal positions on a display screen of the display unit. 6. The display control apparatus according to claim 3, wherein, when a screen transitions from a first display screen displaying the first gaze target object to a second display screen displaying the second gaze target object, the eye gaze guider respectively arranges the first and the second gaze target objects on the first and the second display screens, at positions diagonal to each other. 7. The display control apparatus according to claim 1, wherein the eye gaze guider moves the gaze target object determined to be gazed at by the subject, in a predefined direction on a display screen of the display unit. 8. The display cont... | Mitsubishi Electric Corporation | G09G005/00 G06F003/01 A61B003/113 A61B003/00 A61B005/18 G06K009/00 G06T007/70 G06F009/44
US11224372 | B2 | 2022-01-18 | Graphene-passivated implantable electrodes | 2015-01-06 | An implantable electrode for use in the body of a subject has a metal layer and a graphene passivation layer formed on at least a portion of the metal layer. The graphene passivation layer may be a single monolayer of graphene. A process for passivating an implantable electrode is also disclosed. | 1. An electrode for use in the body of a subject, comprising: a metal core,the metal core defining a proximal surface, a distal surface, and a wall extending so as to connect the proximal surface to the distal surface;a continuous graphene passivation layer surmounting the distal surface of the metal core and extending to surmount at least a portion of the wall of the metal core; andan electrically insulating material,the electrically insulating material being disposed on a portion of the continuous graphene passivation layer such that another portion of the continuous graphene passivation layer is exposed. 2. The electrode of claim 1, wherein the metal core comprises a metal chosen from platinum, gold, iridium, tungsten, stainless steel, silver, copper, nickel, and alloys or combinations thereof. 3. The electrode of claim 1, wherein the electrically insulating material is disposed on the portion of the continuous graphene passivation layer such that the other portion of the continuous graphene passivation layer that surmounts the wall of the metal core is exposed. 4. The electrode of claim 1, wherein the continuous graphene passivation layer is doped such that the continuous graphene passivation layer is p-type graphene. 5. The electrode of claim 1, wherein the continuous graphene passivation layer surmounts essentially the entirety of the distal surface of the metal core and the wall of the metal core. 6. The electrode of claim 1, wherein the electrically insulating material encloses at least a portion of the continuous graphene passivation layer. 7. The electrode of claim 1, wherein the electrically insulating material is arranged such that the other portion of the continuous graphene passivation layer that surmounts the distal surface of the metal core is exposed. 8. The electrode according to claim 1, wherein the continuous graphene passivation layer comprises a single graphene monolayer. | The Trustees of the University of Pennsylvania | A61B005/291 A61B005/24 A61N001/05
US11564607 | B2 | 2023-01-31 | Method and system for mapping and analyzing cardiac electrical activity | 2016-04-06 | A multiple-point basket-type or crown-shaped catheter device provides simultaneously mapping over a three-dimensional (3D) region of a subject, such as, one or more chambers of a subject's heart. The catheter device may include a series of splines each having a wave-like profile formed of a periodic series of peaks and troughs, with electrodes located at the peaks and troughs for mapping purposes. | 1. A catheter comprising: a housing providing a sheath to an extendable catheter within the housing; andthe extendable catheter comprising a plurality of splines extendable within the housing when the catheter is in a non-deployed state, the plurality of splines collectively extendable through an opening in the housing and into a deployed state where the plurality of splines erect into a generally three dimensional (3D) shaped catheter head,wherein, in the deployed state, each of the plurality of splines extends from the opening in the housing to a distal apex point, where each of the plurality of splines is connected at the distal apex point and has a wave-like profile extending the length of each of the plurality of splines, wherein the wave-like profile is characterized by a series of alternating peaks and troughs about an arcuate centerline of a respective spline, andwherein for each of the plurality of splines, in the deployed state, the splines extend independently from each other such that at least some of the respective alternating peaks and troughs of the wave-like profile of each of the plurality of splines lie in respective planes that intersect at a longitudinal axis of the catheter, andwherein each of the plurality of splines comprises non-conducting regions, andwherein each of the plurality of splines further comprises electrodes distributed across the respective spline to collect electrical activity signal data across the respective spline, such that in the deployed state the catheter comprises the electrodes positioned for collecting electrical activity signal data over a volumetric space within a target chamber, andwherein at least one of the electrodes is positioned on a peak and at least one of the electrodes is positioned on a trough. 2. The catheter of claim 1, wherein the alternating peaks and troughs have fixed or varying amplitudes, fixed or varying curvatures, and/or fixed or varying shapes. 3. The catheter of claim 2, wherein the electrodes on each of the plurality of splines are positioned on the peaks and/or the troughs. 4. The catheter of claim 2, wherein for each of the plurality of splines a first set of the electrodes are positioned on the peaks and a second set of the electrodes are positioned on the troughs. 5. The catheter of claim 2, wherein for each of the plurality of splines a first set of the electrodes are positioned on an outer surface of the respective spline to provide an externally directed sensing region and a second set of the electrodes are positioned on an inner surface of the respective spline to provide an internally directed sensing region. 6. The catheter of claim 1, wherein the electrodes are embedded in the plurality of splines. 7. The catheter of claim 1, wherein the electrodes are fabricated into the plurality of splines. 8. The catheter of claim 1, further comprising a central spline extending along an axis of the catheter head in the deployed position. 9. The catheter of claim 8, ... | THE REGENTS OF THE UNIVERSITY OF MICHIGAN | A61B005/287 A61B005/00 A61B018/14 A61B005/06 A61B005/361 A61B034/20 A61B018/00 A61B017/00
US09489863 | B2 | 2016-11-08 | Performance monitoring systems and methods | 2015-12-28 | Systems and methods for electronically creating and modifying a fitness plan are disclosed. The method may include receiving an input of a workout parameter, generating workout plan data based on the workout parameter, displaying the workout plan data to suggest a workout activity, collecting performance data, and generating second workout plan data. | 1. A method of electronically creating and modifying a fitness plan, the method comprising: receiving electronic goal data related to a goal for a fitness activity;generating first workout parameters based on the received electronic goal data;displaying the first workout parameters on a display screen of a portable electronic device, the portable electronic device including a microprocessor, a user input, a satellite positioning system receiver, an accelerometer, and a wireless communication transceiver;collecting first electronic performance data related to a first fitness activity workout on the portable electronic device, the first fitness activity workout being based on the first workout parameters;generating second workout parameters based on the first workout parameters and the first electronic performance data; anddisplaying the second workout parameters on the display screen. 2. The method of claim 1, further comprising collecting second electronic performance data related to a second fitness activity workout on the portable electronic device, the second fitness activity workout being based on the second workout parameters. 3. The method of claim 1, wherein the first electronic performance data includes position data determined via the satellite positioning system receiver. 4. The method of claim 3, wherein the first electronic performance data includes speed, pace, distance, heart rate, cadence, stride length, or energy consumed. 5. The method of claim 1, further comprising: identifying invalid data in the first electronic performance data; andreplacing the invalid data with replacement data. 6. The method of claim 1, wherein the first workout parameters include one of heart rate, distance, time, elevation gain, speed, and pace. 7. The method of claim 1, wherein the second workout parameters include one of target speed, target pace, target distance, target heart rate, target cadence, target stride length, or target energy consumed. 8. A method of electronically creating and modifying a fitness plan, the method comprising: receiving an input of a workout parameter on a user interface of a portable electronic device, the portable electronic device including a microprocessor, a display screen, a satellite positioning system receiver, an accelerometer, and a wireless communication transceiver, the workout parameter being one of a desired distance, a desired time, a desired heart rate, a desired speed, a desired pace, and a desired elevation gain;generating first electronic workout plan data based on the workout parameter;displaying the first electronic workout plan data on the display screen or a remote display screen to suggest a first workout activity;collecting first electronic performance data related to the first workout activity on the portable electronic device;generating second electronic workout plan data based on the first electronic workout plan data and the first electronic performance data;displaying the second electronic... | adidas AG | A63B024/00 G09B019/00 A61B005/103 A61B005/00 A63B071/06 H04L029/06 H04W012/06 G06F003/16 G06F017/40 G01C021/34 G01C021/36 A61B005/024 A61B005/11 H04L029/08 G06F011/32 G09B005/06 H04W004/02 G09B005/02 A45F005/00 A63B022/00 A63B022/02 A63B069/00 A63B069/16 G06F019/00 H04B001/3827 H04M001/60 H04W012/02 H04W084/18
US09681812 | B2 | 2017-06-20 | Optical device for measuring a heart rate of a user | 2015-01-22 | The invention relates to an optical device for measuring a heart rate of a user. Said optical device comprises: —two light sources (1,2) for emitting light into the skin of the user, —a sensor (3) for sensing the light signals emitted by each of the two light sources and reflected through the skin of the user so as to determine the heart rate of the user. The two light sources (1,2) are situated at different distances from the sensor such that the light signals received from each of the two light sources have a different penetration depth into the skin. | 1. Optical device for measuring a heart rate of a user, said device comprising: two light sources for emitting light into the skin of the user,a sensor for receiving light signals from the light emitted by each of the two light sources and reflected through the skin of the user so as to determine the heart rate of the user, wherein the two light sources are situated at different distances from the sensor such that the light signals received from each of the two light sources have a different penetration depth into the skin, wherein the device further comprises a temperature sensor for measuring an ambient temperature and a control unit which is configured to select the light source which is farthest from the sensor when the ambient temperature measured by the temperature sensor is below a predetermined threshold. 2. Optical device as claimed in claim 1, wherein the control unit is further configured to select the light source which is the closest to the sensor in power save mode. 3. Optical device as claimed in claim 1, wherein the light signals emitted by two light sources have an identical or similar wavelength. 4. Optical device as claimed in claim 3, wherein the color of the light emitted by the two light sources is green. 5. Optical device as claimed in claim 1, wherein the light signals emitted by two light sources have different wavelengths. 6. Optical device as claimed in claim 5, wherein the color of the light emitted by one light source is green and the color of the light emitted by the other light source is blue and wherein the green light source is placed at a larger distance from the sensor than the blue light source. 7. Optical device as claimed in claim 1, wherein one light source is lift up with respect to the surface of the skin of the user. 8. Optical device as claimed in claim 1, where the light sources are light emitting diodes. 9. Optical device as claimed in claim 1, where the sensor is a photo-detector diode. 10. Optical device as claimed in claim 1, arranged for being worn at the wrist. 11. Optical device as claimed in claim 1, 2, 3, 4, 5, 6, 7, 8, or 9, wherein the light signals emitted by the light sources are pulsed at different times and synchronized with the sensor. | Koninklijke Philips N.V. | A61B005/024 A61B005/00
US09789295 | B2 | 2017-10-17 | Customized skin care and method to provide same | 2016-06-26 | Methods to provide customized skin care by using specimen dispensing device to dispense specimens from removable dispensers for the purpose of treating skin of a user are presented. Methods to utilize the embedded memory and electrical interface of the dispensing device and dispensers to produce customizable skin care products that give better skin treatment results are also presented. The invention may also be applied to health care and personal care needs. | 1. A method to provide customized skin care by using a specimen dispensing device to dispense specimens for treating a skin area of a user comprising the steps of: a first computing device creating user data during a skin analysis of said user, whereas said user data contains a first identification (ID) of a first skin feature with a first grade, and a second ID of a second skin feature with a second grade;said first computing device transferring said user data to a first information storage component included in a control unit enclosed in said specimen dispensing device;said user installing a first dispenser containing a first specimen and a second dispenser containing a second specimen into said specimen dispensing device;wherein said first dispenser comprising a second information storage component storing a first specimen data including said first ID and a first method of dispensing, and said second dispenser comprising said second information storage component storing a second specimen data including said second ID and a second method of dispensing;said control unit acquiring said first and said second specimen data from said second information storage components of said first and second dispensers through a first data connection between said control unit and said first and second dispensers;an information processing component included in said control unit calculating a first dispensing recipe with using said first grade, said first method of dispensing, said second grade, and said second method of dispensing;said control unit commanding the dispensing of said first and second specimens from said first and said second dispensers according to said first dispensing recipe. 2. The method of claim 1, wherein said first computing device transfers said user data to a first database included in a first server through a first data network connecting said first computing device and said first server during said skin analysis. 3. The method of claim 2, wherein said first dispensing recipe is stored in said first information storage component and a second computing device external to said specimen dispensing device acquires said first dispensing recipe from said first information storage component through a second data connection to said control unit; and wherein said second computing device includes one of: a computer, a mobile phone, and a tablet. 4. The method of claim 3, wherein said second computing device modifies said first dispensing recipe into a second dispensing recipe; wherein said second computing device transfers said second dispensing recipe to said first information storage component through said second data connection; and wherein said control unit commands dispensing of said first and second specimens from said first and second dispensers according to said second dispensing recipe. 5. The method of claim 4, wherein said second computing device transfers said first and second dispensing recipes to second database included in a seco... | - | A61M035/00 A61H023/00 A61H023/02 A61B005/00 A61H007/00 A61B005/103 A61M037/00 A61N007/00 G06F019/00 G06Q050/00 A61N001/00 A61N001/04 A61N005/06 A61N001/32 A61F007/00 A61H009/00 G01S019/19
US09495529 | B2 | 2016-11-15 | Method and apparatus for measuring body balance of wearable device | 2015-09-23 | A wearable device includes a communication unit that wirelessly communicates with a first external device; a motion sensor that senses the user's motion; and a control unit. The wearable device collects a first motion data generated by the user's motion and transmits the first motion data to the first external device, receives a first security level data and a second security level data from the first external device, and receives only the first security level data from the first external device when the wearable device is converted into a non-wearing state from a wearing state. | 1. A method for measuring left and right balance of a wearable device, the method comprising: wirelessly communicating with a portable electronic device;collecting a first motion data generated by a user's motion through a motion sensor provided in the wearable device during a certain period of time or during collection of a certain amount of data;transmitting the first motion data to the portable electronic device, the portable electronic device being in a first security state;collecting a second motion data generated by the user's motion through the motion sensor provided in the wearable device during a certain period of time or during collection of a certain amount of data; andtransmitting the second motion data to the portable electronic device in a second security state of the portable electronic device,wherein the portable electronic device outputs a comparison result of the transmitted first and second motion data in the third security state. 2. The method of claim 1, further comprising: collecting a third motion data generated by the user's motion through the motion sensor provided in the wearable device during a certain period of time or during collection of a certain amount of data; andtransmitting the third motion data to the portable electronic device in a fourth security state of the portable electronic device,wherein the wearable device transmits the third motion data earlier than the first motion data to the portable electronic device. 3. The method of claim 1, further comprising: determining a wearing state of the wearable device;determining a wearing plan state of the wearable device; andproviding a report that recommends left-wearing or right-wearing of the wearable device,wherein the wearing plan state is a state in which the user motion over a pre-defined threshold is detected by the motion sensor in the non-wearing state. 4. The method of claim 3, further comprising: counting a collection period of the first motion data; andproviding a report that recommends the left-wearing or the right-wearing of the wearable device, depending on whether the collection period of the first motion data satisfies the pre-defined period. 5. The method of claim 3, further comprising: determining an amount of collection of the first motion data; andproviding a report that recommends the left-wearing or the right-wearing of the wearable device, depending on whether the amount of collection of the first motion data satisfies the pre-defined amount. 6. The method of claim 3, wherein the report includes at least one of visual, audible and tactile reports, and in providing the report, an output direction of the report is determined using the motion sensor. 7. The method of claim 2, further comprising: determining a wearing direction whether a user wears the wearable device on a right side or a left side based on a part of the motion data collected in the motion sensor. 8. The method of claim 7, further comprising: adding the motion data collect... | ZIKTO | G08C019/22 G06F021/32 H04Q009/00 H04W004/02 H04B001/3827 A61B005/11 G06F021/30 H04W004/00 H04W060/00 G06F021/31 A61B005/00
US10119715 | B2 | 2018-11-06 | Method and device for turning on air conditioner | 2016-04-06 | The present disclosure provides a method for turning on an air conditioner and a device for turning on an air conditioner, belonging to the field of smart home. The method includes: acquiring a sensor parameter collected by a sensor in a wearable device; determining a physiological parameter based on the sensor parameter; determining a change in a sleep state of a user wearing the wearable device based on the physiological parameter; detecting whether the change in the sleep state is in conformity with a predetermined condition; and turning on the air conditioner when the change in the sleep state is detected to be in conformity with the predetermined condition. | 1. A method for turning on an air conditioner, comprising: acquiring a sensor parameter collected by a sensor in a wearable device;determining a physiological parameter based on the sensor parameter;determining a change in a sleep state of a user wearing the wearable device based on the physiological parameter, the sleep state comprising at least a deep sleep state and a light sleep state;detecting whether the change in the sleep state is in conformity with a predetermined condition, the predetermined condition comprising a transition from the deep sleep state to the light sleep state; andturning on the air conditioner when the change in the sleep state is detected to be in conformity with the predetermined condition,wherein prior to turning on the air conditioner, the method further comprises determining an estimated length of time period t1 during which the user will be in the light sleep state, andthe turning on the air conditioner comprises: turning on the air conditioner immediately when the change in the sleep state is detected to be in conformity with the predetermined condition in the case of t1≤t2; andturning on the air conditioner after a time period (t1−t2) from the change in the sleep state being detected to be in conformity with the predetermined condition in the case of t1>t2,wherein t2 represents an estimated length of time period during which a room temperature will be adjusted to a target temperature by the air conditioner. 2. The method according to claim 1, wherein the physiological parameter is at least one of a heart rate parameter, a body temperature parameter, or a body movement parameter, and the determining a physiological parameter based on the sensor parameter comprises at least one of:determining the heart rate parameter based on a parameter collected by an infrared sensor or a piezoelectric sensor in the wearable device;determining the body temperature parameter based on a parameter collected by a temperature sensor in the wearable device; ordetermining the body movement parameter based on a parameter collected by a body movement sensor in the wearable device. 3. The method according to claim 1, wherein the determining an estimated length of time period t1 during which the user will be in the light sleep state comprises: acquiring historical sleep state information including each historical time period during which the user was in the light sleep state; anddetermining an average length of the historical time periods during which the user was in the light sleep state as the estimated length of time period t1. 4. The method according to claim 1, wherein prior to turning on the air conditioner, the method further comprises: determining whether a time point of detecting, at which the change in the sleep state is detected to be in conformity with the predetermined condition, is within a predetermined time period; andturning on the air conditioner when the time point of detecting is within the predetermined time period. ... | Xiaomi Inc. | F24F011/00 A61B005/00 A61B005/0205 A61B005/11 G05B015/02 A61B005/01 F24F011/30 F24F011/62 A61B005/024 A61B005/0245 F24F120/10 F24F120/14 F24F011/66
US09486170 | B2 | 2016-11-08 | Image-guided therapy of a tissue | 2015-03-18 | Image-guided therapy of a tissue can utilize magnetic resonance imaging (MRI) or another medical imaging device to guide an instrument within the tissue. A workstation can actuate movement of the instrument, and can actuate energy emission and/or cooling of the instrument to effect treatment to the tissue. The workstation and/or an user of the workstation can be located outside a vicinity of an MRI device or other medical imaging device, and drive means for positioning the instrument can be located within the vicinity of the MRI device or the other medical imaging device. The instrument can be an MRI compatible laser or high-intensity focused ultrasound probe that provides thermal therapy to, e.g., a tissue in a brain of a patient. | 1. A method for effecting thermal therapy using an in vivo probe, comprising: identifying a three-dimensional region of interest at which to apply thermal therapy;positioning the probe in a volume in the patient through a removable guide stem, wherein the volume is adjacent to or included in the three-dimensional region of interest;identifying, by processing circuitry, a treatment profile for effecting thermal therapy to the three-dimensional region of interest, wherein the treatment profile comprises i) a plurality of target positions, and ii) for each target position of the plurality of target positions, one or more of a respective power level, a respective energy level, a respective emission pattern, a respective time period, and a respective geometry of a target area of the three-dimensional region of interest;deploying, through a first distal opening of at least one distal opening of the guide stem, the probe to the three-dimensional region of interest at a first radial trajectory corresponding to a first target position of the plurality of target positions according to the treatment profile; andapplying, by the processing circuitry, thermal therapy to the volume using the probe according to the treatment profile, wherein applying the thermal therapy comprises a) activating delivery of therapeutic energy by the probe to the three-dimensional region of interest at the first target position,b) after delivery of therapeutic energy, retracting the probe into the guide sheath;c) causing actuation of the probe, in the guide sheath, to adjust at least one of a linear position and a rotational position of the probe to select a next radial position,d) deploying the probe, through a next distal opening of the guide stem, to the three-dimensional region of interest at the next radial trajectory corresponding to a next target position of the plurality of target positions according to the treatment profile,e) activating delivery of therapeutic energy to the three-dimensional region of interest at the next target position according to the treatment profile, andrepeating steps (b) through (e) until therapeutic energy is delivered to at least a first volume of the three-dimensional region of interest. 2. The method of claim 1, wherein the next distal opening is the first distal opening, and the probe is a pre-shaped probe. 3. The method of claim 1, wherein applying thermal therapy further comprises: while delivering therapeutic energy at the first target position, monitoring a temperature of a point, wherein the point is one of within the three-dimensional region of interest and adjacent to the three-dimensional region of interest; andprior to adjusting the probe to the next target position, determining, based at least in part upon at least one of i) the temperature of the point and ii) a thermal dose that is based on a temperature history of the three-dimensional region of interest over a specified time period, to conclude delivery of therapeutic energy ... | MONTERIS MEDICAL CORPORATION | A61B005/05 A61B005/00 A61B005/055 A61F005/37 A61B006/04 A61B017/17 A61B017/00 A61B017/34 A61F007/12 A61M005/14 A61N007/02 A61B018/04 A61B018/14 A61N005/10 A61B005/01 A61F007/00 A61N007/00 A61B018/00 A61B018/02
US20160318521 | A1 | 2016-11-03 | METHOD AND SYSTEM FOR DRUNK DRIVING PREVENTION | 2016-07-08 | A method and system for remotely monitoring intoxication of a user, including: detecting a vehicle-user interaction; prompting the user to provide a breath sample, in response to detecting the vehicle-user interaction; transmitting a breath sample signal, derived from reception of the breath sample from the user, to a mobile computing device; determining a value of an intoxication metric for the user based upon the breath sample signal; and based upon the value of the intoxication metric, performing an action to deter operation of the vehicle by the user. | 1. A method for remotely monitoring intoxication of a user, comprising: receiving an output, indicative of a vehicle-user interaction, from a diagnostic module electrically coupled to a vehicle;determining a user characteristic of the user in response to receiving the output;in response to determining the user characteristic, determining that the user characteristic satisfies a testing condition;in response to determination that the user characteristic satisfies the testing condition, prompting the user, at an application executing on a mobile computing device associated with the user, to provide a breath sample;at a breath sample acquisition device in communication with the mobile computing device: receiving a breath sample from the user, andtransmitting a breath sample signal derived from the breath sample to the mobile computing device;at a processing system in communication with the mobile computing device, receiving the breath sample signal;generating an intoxication assessment of the user, based on the breath sample signal; andtransmitting a notification to a remote entity associated with the user, based on the intoxication assessment. 2. The method of claim 1, wherein the user characteristic comprises a user identifier identifying the user, wherein determining that the user characteristic satisfies a testing condition comprises determining that the user identifier is one of a set of monitored user identifiers. 3. The method of claim 2, wherein a remote computing system determines that the user identifier is one of the set of monitored user identifiers, the method further comprising: receiving the output from the diagnostic module at the remote computing system through a wireless communication channel. 4. The method of claim 3, wherein receiving the output from the diagnostic module at the remote computing system comprises: receiving the output from a second remote computing system, wherein the second remote computing system generated the output based on a signal indicative of vehicle-user interaction received from the diagnostic module. 5. The method of claim 3, wherein the set of monitored user identifiers include user identifiers associated with subscriptions having a paid status. 6. The method of claim 1, wherein determining the user characteristic comprises determining physical proximity of the user to the diagnostic module, wherein the diagnostic module is coupled to the vehicle in a location proximal a steering wheel of the vehicle, and wherein the diagnostic module is communicatively coupled to the mobile computing device by a short-range wireless data transfer link. 7. The method of claim 1, further comprising broadcasting, from the breath sample acquisition device, a unique signature indicative of the breath sample acquisition device, and, using a sensor of the mobile computing device, generating an authentication signal derived from detection of the unique signature in association with the breath sample from the user. 8. T... | KHN Solutions, Inc. | B60W040/08 B60W050/12 G01N033/497 A61B005/00 A61B005/08
US10835184 | B2 | 2020-11-17 | Device for neuroprosthetics with autonomous tunable actuators | 2016-04-22 | A microelectromechanical device and method for neuroprosthetics comprises microactuators and microelectrodes. The microelectrodes are to be positioned in a nerve bundle and bonded with the microactuators through an interconnect. The position of each of the microactuators can be individually tuned through control signals so that the microelectrodes are implanted at desired positions in the nerve bundle. The control signals are transmitted to the microactuators and generated with a open-loop or closed-loop control scheme that uses signals acquired by the microelectrodes from the nerve bundle as feedback. | 1. A microelectromechanical (MEMS) system for monitoring biological signals, the MEMS system comprising: at least one tunable microactuator;at least one sensor in signal communication with the at least one tunable microactuator, wherein the at least one sensor is configured to be disposed in a biological tissue and to receive the biological signals generated by the biological tissue, the at least one sensor being at least one microsensor or at least one nanosensor, and a first sensor of the at least one sensor comprising: a polysilicon element having a first end and a second end, the first end coupled to the at least one tunable microactuator,a conventional implant with a first end configured to be disposed in the biological tissue and a second end; andan interconnect microbonding the polysilicon element to the second end of the conventional implant at the second end of the polysilicon element; andmicrocontroller in signal communication with the at least one tunable microactuator and the at least one sensor, the microcontroller receiving the biological signals and, based on the biological signals, controlling the at least one tunable microactuator to reposition the at least one sensor in microscale. 2. The MEMS system of claim 1, wherein the at least one sensor is configured to be disposed in a nerve bundle. 3. The MEMS system of claim 1, wherein the at least one sensor is repositioned in an increment ranging from about 2 μm to about 10 μm. 4. The MEMS system of claim 1, wherein the polysilicon element of the first sensor has a width less than one micrometer. 5. The MEMS system of claim 1, wherein the polysilicon element of the first sensor has a width less than one millimeter. 6. The MEMS system of claim 1, wherein the conventional implant consists essentially of a metal that is selected from the group consisting of stainless steel, platinum, platinum-iridium, silver, silver-chloride, gold and tungsten. 7. The MEMS system of claim 1, wherein the conventional implant comprises a material that is selected from the group consisting of optical fiber, light emitting diodes, organic light emitting diodes, and other microscale light sources emitting diodes. 8. The MEMS system of claim 1, wherein the interconnect allows a perpendicular entry of the at least one sensor into the biological tissue with respect to a surface of the biological tissue. 9. The MEMS system of claim 1, wherein the interconnect enables the polysilicon element to enter into the biological tissue at an any angle. 10. The MEMS system of claim 1, wherein the interconnect is conductive. 11. The MEMS system of claim 1, wherein the biological signals are transmitted wirelessly by the at least one sensor to the microcontroller. 12. The MEMS system of claim 1, further comprising one or more guide tubes each configured to dispose a corresponding sensor of the at least one sensor into the biological tissue. 13. The MEMS system of claim 12, wherein the one or more guide tubes each... | Arizona Board of Regents on behalf of Arizona State University | A61B005/00 A61N001/05 A61B005/04 A61B005/053 A61B005/20
US10463281 | B2 | 2019-11-05 | Hearing test method and system, readable record medium and computer program product | 2016-05-18 | A human hearing test method relates to the following procedures: a musical note from a pre-recorded music in a storage device is loaded by a controller; a next test sound is then selected and played randomly from one of the pre-designed octaves and test frequency bands by using a random number and the musical note loaded by the controller; the sound level of the next test sound is then increasing or decreasing determined by a testing subject's last response to the last test sound and its sound level loaded by the controller from the data recorded earlier in the storage device; a next test sound is determined by the corresponding sound octave number and the musical note loaded by the controller from the storage device, and by the sound level of the test sound. | 1. A hearing test method, comprising the steps of: reading, by a controller, a musical note from a storage device;generating, by the controller, a random number having a numerical value;determining, by the controller, an octave number by adding the random number to a predetermined numerical value, and a frequency band, based on the musical note and the random number, for a next test from multiple test frequency bands, wherein each of the test frequency bands corresponds to multiple musical notes, and each test frequency band corresponds to each of multiple subject's response data sets;reading, by the controller, a record of a subject's response and a test sound level of a last test corresponding to the test frequency band in the subject's response data sets from the storage device to derive an increasing or decreasing value of the test sound level for the next test corresponding to the test frequency band; andgenerating, by the controller, a test sound signal based on a derived test sound level and the sound data corresponding to the octave number and the musical note, wherein the sound data is loaded from the storage device or the sound data is generated by the controller. 2. The hearing test method according to claim 1, wherein the sound data comprise musical sounds, and each of the musical sounds corresponds to at least one of the test frequency bands. 3. The hearing test method according to claim 1, further comprising the steps of: receiving, by a digital-to-analog converter, the test sound signal which is a digital test sound signal transmitted by the controller, and converting the digital test sound signal to an analog test sound signal;receiving, by a transducer, the analog test sound signal transmitted by the digital-to-analog converter, and converting the analog test sound signal to an acoustic test signal for the subject's hearing testing;receiving, by a user interface, the subject's response to the hearing test and generating, by a user interface, a test result based on the subject's response;receiving, by the controller, the test result transmitted by the user interface, generating a test response data based on judgment on the test result, and then saving the test response data, the associated test result and the sound level of the test sound signal into the subject's response data set corresponding to the test frequency band in the storage device;determining, by the controller, whether the hearing test should end or not; andreading, by the controller, a next musical note from the storage device and proceeding to the step of generating a random number. 4. The hearing test method according to claim 3, further comprising: determining, by the controller, to increase or decrease the sound level of the test sound signal corresponding to the test frequency band to be tested in the next test during a sound familiarization phase and a hearing threshold test phase of the hearing test,wherein the sound familiarization phase includes the foll... | INVICTUMTECH INC. | A61B005/12
US20160338773 | A1 | 2016-11-24 | MAPPING AND ABLATION OF NERVES WITHIN ARTERIES AND TISSUES | 2016-08-03 | Method and systems for ablating nerves including measurement of physiological parameters and/or electrical conduction. The method may include ablating nerves within an artery of a patient such as the renal artery and may include advancing a catheter into the artery, measuring a physiological parameter, emitting an electrical pulse into a wall of the artery, measuring the physiological parameter during or after the step of emitting the electrical pulse, ablating the artery wall, then repeating the steps of measuring the physiological parameter, emitting an electrical pulse, and measuring the physiological parameter during or after the step of emitting the electrical pulse. The change in the physiological parameter caused by the electrical pulse before ablation may be compared to the change in the physiological parameter caused by the electrical pulse after ablation to determine the degree of nerve ablation achieved and whether or not to perform further ablation. | 1. A method of ablating nerves within an artery of a patient comprising: a) advancing a catheter into the artery to a first location, the catheter comprising a first stimulation electrode and an ablation element; b) measuring a physiological parameter of the patient; c) after step b, emitting an electrical pulse from the first stimulation electrode into a wall of the artery at the first location; d) measuring the physiological parameter during or after step d); e) ablating the artery wall at the first location after step d); h) after step e), measuring the physiological parameter of the patient at the first location; i) after step h), emitting an electrical pulse from the first electrode at the first location; and j) after step i), measuring the physiological parameter during or after step i). 2. The method of claim 1 wherein the physiological parameter comprises blood velocity in the artery or artery diameter at the first location. 3. The method of claim 2 wherein the catheter further comprises a blood velocity sensor. 4. The method of claim 1 wherein the electrical pulse of step c) has an amplitude and duration equal to that of the electrical pulse of step i). 5. The method of claim 1 further comprising calculating a first change in the physiological parameter as a difference between a measurement obtained in step b) and a measurement obtained in step d), and calculating a second change in the physiological parameter as a difference between a measurement obtained in step h) and a measurement obtained in step i). 6. The method of claim 5 further comprising calculating a difference between the first change in the physiological parameter and the second change in the physiological parameter. 7. The method of claim 6 wherein if the difference between the first change in the physiological parameter and the second change in the physiological parameter is insufficient to indicate a desired amount of ablation, ablating the artery wall at the first location again. 8. The method of claim 1 further comprising, after performing steps a)-j): k) repositioning the catheter within the artery to a second location; l) after step k), emitting an electrical pulse from the first electrode at the second location; n) after step l), measuring the physiological parameter at the second location; o) after step n), ablating the artery wall at the second location. 9. The method of claim 8 further comprising measuring the physiological parameter at the second location between steps k) and l). 10. The method of claim 1 wherein the catheter further comprises a second stimulation electrode, the method further comprising, after performing steps a)-j): k) emitting an electrical pulse from the second stimulation electrode at a second location in the artery; l) after step k), measuring the physiological parameter at the second location, m) after step l), ablating the artery wall at the second location. 11. The method of claim 1 wherein the artery is a renal artery. 12. A... |  | A61B018/14 A61B005/0205 A61B018/22 A61B005/04 A61N007/02 A61B018/18 A61B005/00 A61B005/026
US20160324442 | A1 | 2016-11-10 | LOOSE WEARABLE RECEIVER SYSTEMS | 2016-05-05 | A loose wearable receiver system is disclosed. A loose wearable receiver system is a body-associated personal communicator capable of detecting, monitoring, analyzing, and/or transmitting information about a wearer. The loose wearable system may be operable to detect an electrical current signature from an ingestible device indicator system. The loose wearable system may store and/or access data on a remote system. The loose wearable system may comprise a wearable component configured to be removably worn, such as on a limb. The loose wearable system comprises a compartment and optionally a battery-powered electronics module configured to be removably attached to the compartment or a charging station for charging a battery within the wearable system. | 1. A wearable system, comprising: a loose wearable component, configured to be removably attached to a user, the loose wearable component comprising a compartment configured to removably receive an electronics module, wherein the loose wearable component comprises at least one electrically conductive element to couple to an external body portion of the user; anda battery-operated electronics module configured to be removably attached to the compartment and electrically coupled to the least one electrically conductive element;wherein the loose wearable component is configured to detect an electrical current signature through the at least one electrically conductive element and wherein the electrical current signature is produced by an ingestible device after ingestion by the user;wherein the electrical current signature comprises information related to a physical environment of the ingestible device and physiological information associated with the user. 2. The system of claim 1, wherein the electrically conductive element comprises an electrically conductive band configured to be worn on a body limb of the user. 3. The system of claim 1, wherein the electrically conductive element comprises at least one electrode configured to detect the electrical current signature produced by the ingestible device. 4. The system of claim 3, wherein the electrically conductive element comprises at least two electrodes. 5. The system of claim 1, further comprising at least one sensor electrically coupled to the electronics module. 6. The system of claim 5, wherein the at least one sensor comprises one or more of a thermistor, an accelerometer, an ambient light sensor, a pressure sensor, a passive infrared sensor, or a gyroscope. 7. The system of claim 1, further comprising at least one communication module. 8. The system of claim 7, wherein the at least one communication module comprise one or more of a Bluetooth module, a cellular modem, a wireless antenna module, a GPS module, or a GNSS module. 9. The system of claim 1, further comprising at least one wearer interface. 10. The system of claim 9, wherein the at least one wearer interface comprises one or more of an LED, a vibration motor, a touch sensor, or a tap sensor. 11. The system of claim 1, further comprising a battery charging station configured to charge the battery of the electronics module. 12. The system of claim 11, wherein the battery charging station comprises a communications module that is operable to communicate with the electronics module. 13. The system of claim 12, wherein the communications module comprises one or more of a Bluetooth module, a cellular modem, a wireless antenna module, a GPS module, or a GNSS module. 14. A device comprising: a loose wearable component configured to be removably worn, the loose wearable component comprising a compartment configured to removably receive an electronics module configured to detect an electrical current signature produced by an inge... |  | A61B005/07 A61B005/00 A61B005/11
US20160331250 | A1 | 2016-11-17 | PULSIMETER | 2016-04-08 | It is possible to reduce power consumption of a pulsimeter. A pulsimeter 2 includes a light emitter 10, a photodetector 12, a sample and hold circuit 20, an AD converter 14, and a time measurement unit 22. The light emitter 10 periodically repeats a light emission for a predetermined period of time to a blood vessel of a measurement target. The photodetector 12 detects light emitted by the light emitter 10 via the blood vessel. The sample and hold circuit 20 takes and holds an output voltage of the photodetector 12. The AD converter 14 analog/digital converts an output voltage of the sample and hold circuit 20. The time measurement unit 22 measures a time for an output of the sample and hold circuit to be constant. A light emitting time of the light emitter is set by the time measured by the time measurement unit 22. | 1. A pulsimeter comprising: a light emitter that periodically repeats a light emission for a predetermined period of time to a blood vessel of a measurement target;a photodetector that detects light emitted by the light emitter via the blood vessel;a sample and hold circuit that takes and holds an output voltage of the photodetector;a first analog/digital converter that analog/digital converts an output voltage of the sample and hold circuit; anda time measurement unit that measures a time for an output of the sample and hold circuit to be constant,wherein a light emitting time of the light emitter is set by the time measured by the time measurement unit. 2. The pulsimeter according to claim 1, wherein the time measurement unit comprises a timer that measures a time for the result of the output by the first analog/digital converter to be constant after the light emission by the light emitter, and sets the result of the measurement as the time for the output of the sample and hold circuit to be constant. 3. The pulsimeter according to claim 1, wherein the time measurement unit comprises a timer and a second analog/digital converter that receives the output voltage of the sample and hold circuit, a conversion accuracy in the second analog/digital converter being lower than that of the first analog/digital converter, measures, by the timer, the time for an output voltage by the second analog/digital converter to be constant after the light emission by the light emitter, and sets the result of the measurement as the time for the output of the sample and hold circuit to be constant. 4. The pulsimeter according to claim 1, comprising: an amplifier circuit that amplifies an output signal of the sample and hold circuit and outputs the amplified signal to the first analog/digital converter;an operational amplifier that receives an output of a digital/analog converter, the digital/analog converter digital/analog converting a first signal to control an amount of light emitted by the light emitter or a second signal to control a bias voltage of the amplifier circuit; anda switch that switches a first state and a second state, the first state being a state in which the operational amplifier is used as a constant current drive circuit to drive the light emitter based on the first signal and the second state being a state in which the operational amplifier is used as a buffer circuit to supply a bias voltage based on the second signal to the amplifier circuit. 5. The pulsimeter according to claim 1, wherein the photodetector detects light from the light emitter reflected in the blood vessel. 6. The pulsimeter according to claim 1, further comprising a frequency analyzing unit that frequency-analyzes data converted by the first analog/digital converter. 7. The pulsimeter according to claim 6, wherein the frequency analyzing unit performs the frequency analysis by Fast Fourier Transform. 8. The pulsimeter according to claim 1, wherein the sample and hold c... | Renesas Electronics Corporation | A61B005/024 A61B005/00 A61B005/0255
US20160338608 | A1 | 2016-11-24 | MAGNETIC MEASUREMENT SYSTEM | 2016-05-18 | A magnetic measurement system includes a heart magnetic field sensor that measures a first magnetic field and a second magnetic field, a noise magnetic sensor that measures the second magnetic field, and a magnetic measurement apparatus that computes an approximate value of the second magnetic field in the heart magnetic field sensor by using a measurement value in the noise magnetic sensor and a multi-variable polynomial. The magnetic measurement apparatus subtracts the approximate value of the second magnetic field from a measurement value in the heart magnetic field sensor. | 1. A magnetic measurement system comprising: a first magnetic sensor that measures a first magnetic field and a second magnetic field;a second magnetic sensor that measures the second magnetic field; anda processing apparatus that computes an approximate value of the second magnetic field in the first magnetic sensor by using a measurement value in the second magnetic sensor and a multi-variable polynomial. 2. A magnetic measurement system comprising: a first magnetic sensor that measures a first magnetic field and a second magnetic field;a second magnetic sensor that measures the second magnetic field; anda processing apparatus that computes an approximate value of the second magnetic field in the first magnetic sensor by using a measurement value in the second magnetic sensor and a non-linear polynomial. 3. The magnetic measurement system according to claim 1, wherein the processing apparatus subtracts the approximate value of the second magnetic field from a measurement value in the first magnetic sensor. 4. The magnetic measurement system according to claim 2, wherein the processing apparatus subtracts the approximate value of the second magnetic field from a measurement value in the first magnetic sensor. 5. The magnetic measurement system according to claim 1, wherein the multi-variable polynomial is expressed by Equation (1): Bi=ai1+ai2x+ai3y+ai4z+ai5xy+ai6yz+ai7zx (1)in Equation (1), aij, (where i is an integer of 1 to 3, and j is an integer of 1 to 7) is a coefficient, x, y, and z are space coordinates of an approximate value B of a magnetic field, and Bi is an i-th component of the approximate value B of the magnetic field. 6. The magnetic measurement system according to claim 2, wherein the non-linear polynomial is expressed by the above Equation (1). 7. The magnetic measurement system according to claim 1, wherein a solution of the multi-variable polynomial is obtained by using a least square method on the basis of the measurement value in the second magnetic sensor. 8. The magnetic measurement system according to claim 2, wherein a solution of the non-linear polynomial is obtained by using a least square method on the basis of the measurement value in the second magnetic sensor. 9. The magnetic measurement system according to claim 5, wherein the second magnetic sensor measures 21 or more magnetic field vector components of the second magnetic field. 10. The magnetic measurement system according to claim 6, wherein the second magnetic sensor measures 21 or more magnetic field vector components of the second magnetic field. 11. The magnetic measurement system according to claim 9, wherein, when a first matrix formed of unknowns of the above Equation (1) is indicated by a which is expressed by Equation (2), a second matrix formed of the measurement value in the second magnetic sensor is indicated by M which is expressed by Equation (3), and a third matrix formed of a position of the second magnetic sensor is indicated by P w... | SEIKO EPSON CORPORATION | A61B005/04 A61B005/00
US20160317098 | A1 | 2016-11-03 | IMAGING APPARATUS, IMAGE PROCESSING APPARATUS, AND IMAGE PROCESSING METHOD | 2015-12-21 | An imaging apparatus includes: an imaging element that generates image data by photoelectrically converting light received by pixels; a filter array including a unit including different types of visible light filters with different transmission spectrum maximum values within a visible light band, and invisible light filters having a transmission spectrum maximum value in an invisible light range of wavelengths longer than those of the visible light band; a partial area detection unit that detects a partial area of the subject on an image corresponding to the image data; and a vital information generation unit that generates vital information on a subject based on image signals output by pixels, in an imaging area of the imaging element corresponding to the detected partial area, on which the invisible light filters are disposed. | 1. An imaging apparatus that generates image data for detecting vital information on a subject, the imaging apparatus comprising: an imaging element that generates the image data by photoelectrically converting light received by each of a plurality of pixels arranged two-dimensionally;a filter array including a unit including different types of visible light filters with different transmission spectrum maximum values within a visible light band, and invisible light filters having a transmission spectrum maximum value in an invisible light range of wavelengths longer than those of the visible light band, the visible light filters and the invisible light filters being disposed in correspondence with the plurality of pixels;a partial area detection unit that detects a partial area of the subject on an image corresponding to the image data generated by the imaging element; anda vital information generation unit that generates vital information on the subject, based on image signals output by pixels, in an imaging area of the imaging element corresponding to the partial area detected by the partial area detection unit, on which the invisible light filters are disposed. 2. The imaging apparatus according to claim 1, wherein number of the invisible light filters is lower than number of the visible light filters of each type. 3. The imaging apparatus according to claim 1, further comprising an optical filter disposed on a light-receiving surface of the filter array, the optical filter transmitting light included in either a first wavelength band that includes the respective transmission spectrum maximum values of the different types of visible light filters or a second wavelength band that includes the transmission spectrum maximum value of the invisible light filters. 4. The imaging apparatus according to claim 3, further comprising a first light source that emits, toward the subject, light having a wavelength within the second wavelength band, light of a first wavelength having a half-value width less than or equal to half of the second wavelength band. 5. The imaging apparatus according to claim 1, further comprising a first light source that emits, toward the subject, light having a wavelength in a transmission wavelength band of the invisible light filters. 6. The imaging apparatus according to claim 1, wherein the vital information generation unit generates vital information on the subject, based on image signals output by pixels on which the different types of visible light filters are disposed and image signals output by pixels on which the invisible light filters are disposed, of pixels in an imaging area of the imaging element corresponding to the partial area detected by the partial area detection unit. 7. The imaging apparatus according to claim 1, wherein when the partial area detection unit detects a plurality of the partial areas, the vital information generation unit generates vital information on the subject on each of the pluralit... | OLYMPUS CORPORATION | A61B005/00 H04N005/225 A61B005/0205 A61B001/06 A61B001/00 H04N005/33 A61B001/04
US20160338616 | A1 | 2016-11-24 | MEDICAL DEVICE FOR DETERMINING COMPONENTS OF THE EXPIRATION VOLUME | 2016-05-13 | A medical apparatus for determining constituents of expiration volume, using a through-flow sensor for determining constituents of expiration volume, designed as an interchangeable component in order to permit a simple and rapid exchange of the through-flow sensor with its sensor holder without having to dismantle the medical apparatus. The apparatus can thus be used for determining a very wide range of analytes (constituents of the exhalation). Preferred analytes are biomarkers in the breath condensate such as H2O2, leukotrienes, prostaglandins or interferons as indicators for diseased changes in the lung. | 1. A medical apparatus for determining constituents of expiration volume, comprising at least the following as apparatus components that are in fluid communication with each other an air distributor (1) comprising at least one air inlet (2) for filtered ambient air which is closable via a valve (3), a connection to a breathing tube (4) with a mouthpiece (10), wherein in the breathing tube (4) or in the connection from the air distributor (1) to the breathing tube (4), a closure means (14) is arranged which can at least be moved into the “closed breathing tube” and “opened breathing tube” positions, and an outlet (5) for the entire expiration volume,a through-flow sensor (6) installed on the outlet (5) of the air distributor (1) or in a flow guide tube (8) connected to the outlet (5) of the air distributor (1), and arranged in a sensor holder (7) for determining at least one constituent of the expiration volume,a flow generator (13) arranged in the direction of flow behind the through-flow sensor (6) at least for the controlled suctioning of the entire expiration volume through the through-flow sensor (6),a through-flow measuring unit (9) for determining the fluid flow flowing through the through-flow sensor (6),a pressure measuring unit (11) in front of or behind the through-flow sensor (6) for determining an activation pressure for the flow generator (13),a liquid dispensing device (17) for emitting or generating aerosol mist in the direction of flow in front of the through-flow sensor (6), anda control unit (12) at least for controlling the flow generator (13) and the liquid dispensing device (17). 2. The medical apparatus according to claim 1, further comprising a display and computing unit (15). 3. The medical apparatus according to claim 1, wherein the sensor holder (7) with the through-flow sensor (6) is designed as an interchangeable component. 4. The medical apparatus according to claim 1, wherein the closure means (14) can be moved using a servomotor and under the control of the control unit (12). 5. The medical apparatus according to claim 1, wherein the liquid dispensing device (17) is a nebulizer, sprayer or atomizer. 6. The medical apparatus according to claim 1, wherein the liquid dispensing device (17) has a separate air inlet for filtered ambient air which is suctioned in via a pump (20) under the control of the control unit (12), and the air enriched with liquid can be blown into the air distributor (1) via a further air inlet, or the liquid dispensing device (17) can be directly triggered via the control unit (12) in order to emit liquid into the air distributor (1). 7. The medical apparatus according to claim 1, wherein a calibration unit (21) is arranged on the air distributor (1), which has a separate air inlet for filtered ambient air which is suctioned in via a pump (20) under the control of the control unit (12), and which comprises a separate inlet (23) into the air distributor (1) for emitting a calibration gas or ... |  | A61B005/08 A61B005/087 A61M011/00 A61B005/097
US10504616 | B2 | 2019-12-10 | Display system and display device | 2016-07-15 | An example of a display system includes a sensor, a projector, and control means. The sensor senses user information for calculating a state regarding sleep of a user. The user information is, for example, biological information such as pulse. The projector projects and displays a predetermined image. The projector, for example, projects the image upward to project and display the image on the ceiling. The control means controls the projector in accordance with a state regarding sleep, which is calculated on the basis of the user information. | 1. A display system, comprising: a sensor configured to sense user information for calculating a sleep state of a user;a projector; andcontrol circuitry configured to cause the projector to project and display an image related to the sleep state calculated on the basis of the user information, whereinif the system judges, based on at least biological information calculated from the sensed user information, that the user is in a sleep state prior to awakening, the control circuitry causes the projector to automatically project and display an image for inducing awakening of the user when the system judges that the user is in the sleep state prior to awakening, andif the system judges, based on at least the calculated biological information, that the user is in a state of awakening, the control circuitry switches the image displayed by the projector so as to automatically project and display an evaluation result of sleep for the user when the system judges that the user is in the state of awakening. 2. A display system, comprising: a sensor configured to sense user information for calculating a sleep state of a user;a projector;processing circuitry configured to specify a timing regarding awakening of the user on the basis of the user information; andcontrol circuitry configured to cause the projector to start projection and display of the image in accordance with the specified timing, whereinif the system judges, based on at least biological information calculated from the sensed user information, that the user is in a sleep state prior to awakening, the control circuitry causes the projector to automatically project and display an image for inducing awakening of the user when the system judges that the user is in the sleep state prior to awakening, andif the system judges, based on at least the calculated biological information, that the user is in a state of awakening, the control circuitry switches the image displayed by the projector so as to automatically project and display an evaluation result of sleep for the user when the system judges that the user is in the state of awakening. 3. A display system, comprising: a sensor configured to sense user information for calculating a sleep state of a user in bed;a projector configured to project and display a predetermined image when the user is in bed;control circuitry configured to control the projector; andcommunication circuitry configured to perform communication with a server through a network, whereinif the system judges, based on at least biological information calculated from the sensed user information, that the user is in a sleep state prior to awakening, the control circuitry causes the projector to automatically project and display an image for inducing awakening of the user when the system judges that the user is in the sleep state prior to awakening, andif the system judges, based on at least the calculated biological information, that the user is in a state of awakening, the contro... | Nintendo Co., Ltd. | H04N009/31 G16H010/60 G16H040/63 G16H050/30 G06F016/22 G06Q030/02 G06Q050/22 A61B005/00 A61B005/11 A61B005/16 A61B005/024 G06F019/00 G06Q020/10 A63F013/212 A47C031/00 A61B005/0205 G06Q030/06 A61B005/08
US20160327622 | A1 | 2016-11-10 | JOINT RECONSTRUCTION OF ACTIVITY AND ATTENUATION IN EMISSION TOMOGRAPHY USING MAGNETIC-RESONANCE-BASED PRIORS | 2015-09-08 | According to some embodiments, emission projection data and second source scan data are received. A prior map and a prior weight map are generated from second source scan data. A penalty function calculates voxel-wise differences between the prior map and a given image, transforms the voxel-wise differences and calculates a weighted sum of the transformed differences, using weights based on the prior weight map. Joint reconstruction of an emission image and an attenuation map proceeds iteratively and uses the penalty function. | 1. A method, comprising: receiving emission projection data and second source scan data corresponding to a subject, said second source scan data from a mode of imaging different from emission projection imaging;reconstructing second source images based on the second source scan data;generating a prior map based on the second source images;generating a prior weight map, comprising: generating a confidence map based on the second source images; andgenerating a prior weight map that is spatially varying based on the confidence map;constructing a penalty function that calculates voxel-wise differences between the prior map and a given image;transforms each voxel-wise difference by using a potential function; andcalculates a weighted sum of the transformed voxel-wise differences where weights for the weighted sum are based on the prior weight map;reconstructing an emission image and an attenuation map, comprising: iteratively updating the emission image based on the attenuation map and the emission projection data;iteratively updating the attenuation map based on the emission image and the emission projection data by using the penalty function;obtaining a final attenuation map; andgenerating a final emission image. 2. The method of claim 1, wherein said second source scan data is magnetic resonance scan data. 3. The method of claim 1, wherein the prior weight map is binary-valued. 4. The method of claim 1, wherein the prior weight map is continuous-valued. 5. The method of claim 1, further comprising: estimating scattered coincidences in the emission projection data. 6. The method of claim 1, wherein said steps of iteratively updating the emission image and iteratively updating the attenuation map are performed a predetermined number of times. 7. The method of claim 1, further comprising: detecting a degree of change in at least one of said updated emission image and said updated attenuation map due to a most recent iteration of one or both of said updating steps; andceasing said iteratively updating steps based on a comparison of said detected degree or degrees of change with at least one threshold value. 8. The method of claim 1, wherein the steps of generating the confidence map and/or the prior weight map include at least one of: applying thresholding to the second source images;transforming the second source images by using a monotonic function;segmenting organs or uniform regions in the second source images;using anatomical knowledge; andspatially modulating the prior weight map. 9. The method of claim 8, wherein the step of spatially modulating the prior weight map is based on at least one of: emission sensitivities;emission images that are reconstructed without attenuation correction or based on the prior map; andbody contours obtained from the second source images and/or the emission images that are reconstructed without attenuation correction or based on the prior map. 10. The method of claim 1, further comprising: initializing an a... |  | G01R033/48 A61B005/00 A61B005/055 G01T001/164 G01T001/29
US20160331956 | A1 | 2016-11-17 | METHOD AND APPARATUS FOR MINIMALLY INVASIVE IMPLANTABLE MODULATORS | 2015-12-18 | Some embodiments of the present invention provide an apparatus for providing therapies and/or diagnostics with an implanted system. Some embodiments of the present invention include methods and apparatus for modulating tissues with conventional methods and/or new methods using mechanical forces. Some embodiments of the present invention include methods and apparatus for minimally invasive delivery of implanted systems. Some embodiments of the present invention include methods and apparatus for extensions of the implanted system that can expand, unroll, unfold, and/or unfurl. | 1. A medical apparatus for interfacing with tissue of a patient comprising: an implantable system comprising:a body portion for implanting within a patient; andat least one extension attached to the body portion;an external system that transcutaneously transmits at least one of power or data to the implantable system during operation; andan introducer for delivering the body portion and the at least one extension into the patient. 2. The medical apparatus according to claim 1, wherein the medical apparatus is configured to induce a physiologic response in tissue. 3. The medical apparatus according to claim 1, wherein the medical apparatus is configured to monitor tissue activity. 4. The medical apparatus according to claim 1, wherein the external system is configured to transcutaneously transmit both power and data to the implantable system during operation. 5. The medical apparatus according to claim 1, wherein the implantable system performs a function selected from the group consisting of: delivering energy to tissue; delivering therapy to tissue; delivering pharmaceutical agent to tissue; modulating tissue; sensing physiological activity; sensing neural activity; sensing environmental conditions; sensing therapeutic outcomes; sensing delivered therapy parameters; andcombinations thereof. 6. The medical apparatus according to claim 1, wherein the at least one extension comprises an element selected from the group consisting of: a lead; an electrode; a conformable electrode; two sliding beams; a cuff electrode; an anchor element; an antenna; an energy storage element; an energy harvesting element; and combinations thereof. 7. The medical apparatus according to claim 1, wherein the implantable system further comprises an element selected from the group consisting of: a tissue modulator; an actuator; an electromagnetic actuator; a sensor; and combinations thereof. 8. The medical apparatus according to claim 1, wherein the implantable system further comprises a harvesting element constructed and arranged to harvest energy from the patient, wherein the harvested energy comprises energy selected from the group consisting of: heat energy; motion energy; chemical energy; and combinations thereof. 9. The medical apparatus according to claim 1, wherein the implantable system comprises a power receiver configured to receive energy selected from the group consisting of: radiofrequency energy; ultrasound energy; and combinations thereof. 10. The medical apparatus according to claim 1, wherein the implantable system further comprises an energy storage element selected from the group consisting of: a battery; a capacitor; and combinations thereof. 11. The medical apparatus according to claim 1, wherein the at least one extension is constructed and arranged to transition from a compacted state to an expanded state, and wherein the transition comprises a physical change selected from the group consisting of: unfolding; unrolling; unfurling; and combi... |  | A61N001/05 A61B005/04 A61N001/378
US09480812 | B1 | 2016-11-01 | Methodology, system, use, and benefits of neuroacoustic frequencies for assessing and improving the health and well-being of living organisms | 2015-01-12 | The ANS of a subject is continuously monitored to obtain the sympathetic nervous system (SNS) and parasympathetic nervous system (PSNS) components of the autonomous nervous system while an external stimulus is applied to the subject having a frequency that sweeps across a frequency band. The stimulus may be a vibration, flickering light, or sound. The subject is determined to have entered into a state of homeostasis when the SNS component equals the PSNS component. The value of frequency that corresponds to the state of homeostasis is selected as the fundamental frequency of the subject for use in subsequent treatment protocols. | 1. A method for affecting any one or more of the mental, emotional, and physical conditions of a subject, the method comprising: determining the fundamental frequency of the automatic nervous system (ANS) of the subject, the subject's ANS being comprised of a sympathetic nervous system (SNS) component and a parasympathetic nervous system (PSNS) component, said determining set up comprising: calculating an extended range of lower octaves of the fundamental frequency that extend below the lowest normal range of hearing of the subject to yield a series of brainwave frequencies; andapplying at least one of the brainwave frequencies to the subject as a sonic signal to cause brainwave entrainment to the fundamental frequency resulting in homeostasis in the subject;employing a real time heart rate variability (RT-HRV) monitor having a display showing the ANS in real time as the SNS and the PSNS traces vary and achieve equilibrium from time to time, indicative of achievement of homeostasis in the subject;continually monitoring the ANS of the subject; andadjusting the applied signal to maintain the ANS of the subject at or near the condition of homeostasis. 2. The method of claim 1, the monitoring and adjusting steps being maintained for a predetermined period of time. 3. The method of claim 1, and further comprising: determining octaves or harmonics of the fundamental frequency; andapplying the fundamental frequency to the subject in the form of one or more octaves or harmonics of the fundamental frequency. 4. The method of claim 1, wherein the fundamental frequency is applied to the subject by a body support surface upon which is the subject, the fundamental frequency being converted from sonic form to vibrational form by the body support surface. 5. The method of claim 1, wherein the fundamental frequency is applied to the subject by audio headphones. 6. The method of claim 1, wherein the fundamental frequency is applied to the subject by speakers. 7. The method of claim 1, wherein the fundamental frequency is applied to the subject by light pulses. 8. A method for affecting any one or more of the mental, emotional, and physical conditions of a subject, the method comprising: determining the fundamental frequency of the automatic nervous system (ANS) of the subject, the subject's ANS being comprised of a sympathetic nervous system (SNS) component and a parasympathetic nervous system (PSNS) component;combining two different frequencies to create an interference pattern resulting in a binaural beat frequency that is an octave of the fundamental frequency, the binaural beat frequency being below the lowest normal range of hearing of the subject;employing a real time heart rate variability (RT-HRV) monitor having a display showing the ANS in real time as the SNS and the PSNS traces vary and achieve equilibrium from time to time, indicative of achievement of homeostasis in the subject;applying the binaural beat frequency to the subject in the form of... |  | A61B005/04 A61M021/02 A61M021/00
US10925536 | B2 | 2021-02-23 | Systems of centralized data exchange for monitoring and control of blood glucose | 2015-01-05 | A flexible system capable of utilizing data from different monitoring techniques and capable of providing assistance to patients with diabetes at several scalable levels, ranging from advice about long-term trends and prognosis to real-time automated closed-loop control (artificial pancreas). These scalable monitoring and treatment strategies are delivered by a unified system called the Diabetes Assistant (DiAs) platform. The system provides a foundation for implementation of various monitoring, advisory, and automated diabetes treatment algorithms or methods. The DiAs recommendations are tailored to the specifics of an individual patient, and to the patient risk assessment at any given moment. A central data exchange node or server collects patient data from individual DiAs devices and provides safety assurance, monitoring, telemedicine and database building for the DiAs system. | 1. A central data exchange system for treating a patient with insulin, comprising: a communication system comprising a communications interface, a hub device, a plurality of glucose measurement devices, a plurality of insulin delivery devices, and a diabetes assistant device, wherein: one or more of the plurality of glucose measurement devices are configured to measure glucose of the patient;one or more of the plurality of insulin delivery devices are configured to deliver a dosage of insulin to the patient;the hub device is configured for implementing inter-device connection between the diabetes assistant device and the plurality of glucose measurement devices and the plurality of insulin delivery devices, wherein the hub device is configured to receive input data from one or more of the plurality of glucose measurement devices and one or more of the plurality of insulin delivery devices and transmit the input data to the diabetes assistant device, the input data comprising glucose measurements or insulin delivery data;the diabetes assistant device comprises a processor and a non-volatile memory, the non-volatile memory comprising program instructions configured to cause the processor to: receive the input data transmitted from the hub device;classify the input data based on a type of glucose measurement device performing the glucose measurement;assign a risk value to at least one glucose measurement within the input data following a data transformation that addresses asymmetry of glucose measurements;generate output advisory messages based on the assigned risk values, the output advisory messages including one or more of insulin dosage information specific to the patient, patient alerts, and control signals for one or more of the plurality of glucose measurement devices or one or more of the plurality of insulin delivery devices;record the classification of input data, the assignment of risk values, and the output advisory messages as patient status data; andtransmit, via the communications interface, the patient status data to a central data exchange node; andthe communications interface is configured to establish a one-way connection that is from the diabetes assistance device to the central data exchange node. 2. The system recited in claim 1, wherein the plurality of glucose measurement devices comprises a self-monitoring blood glucose (SMBG) device and a continuous glucose monitoring (CGM) device. 3. The system recited in claim 1, wherein the plurality of insulin delivery devices comprises a multiple daily insulin injection pump and a continuous subcutaneous insulin injection pump. 4. The system recited in claim 1, wherein the program instructions are configured to cause the processor to classify the input data as one or more of SMBG data, SMBG plus insulin pump data, CGM data, or CGM plus insulin pump data. 5. The system recited in claim 1, and wherein the communication system further comprises a heart rate sensor, wherein the hub dev... | UNIVERSITY OF VIRGINIA PATENT FOUNDATION | A61B005/00 A61B005/0402 A61B005/11 A61B005/145 G06F019/00 G16H050/30 G16H040/63 A61B005/021 A61M005/142 A61M005/172 A61B005/0488 A61B005/022 A61B005/024
US10321873 | B2 | 2019-06-18 | Smart clothing for ambulatory human motion capture | 2016-08-03 | This invention is smart clothing (such as a shirt or pair of pants) for ambulatory motion capture comprising: an article of clothing; an electromagnetic energy emitter; an electromagnetic energy receiver; a helical stretching and/or bending electromagnetic energy pathway that spans a body joint, wherein motion of the body joint stretches and/or bends the pathway, and wherein stretching and/or bending of the pathway changes the flow of electromagnetic energy from the emitter to the receiver; and a data processor, wherein the data processor analyzes changes in the flow in order to measure motion of the body joint. | 1. Smart clothing for ambulatory human motion capture comprising: an article of clothing which is worn by a person;a first electromagnetic energy emitter;a first electromagnetic energy receiver;a first stretching and/or bending electromagnetic energy pathway which is configured to span along a helical path around between 50% and 100% of the circumference of an arm or leg which includes a body joint, wherein electromagnetic energy flows from the first electromagnetic energy emitter to the first electromagnetic energy receiver through the first pathway, wherein the first pathway is configured to span the body joint when the article of clothing is worn by the person, wherein motion of the body joint stretches and/or bends the first pathway, and wherein stretching and/or bending of the first pathway changes one or more first parameters of the flow of electromagnetic energy from the first electromagnetic energy emitter to the first electromagnetic energy receiver;a second electromagnetic energy emitter;a second electromagnetic energy receiver;a longitudinal stretching and/or bending electromagnetic energy second pathway,wherein the second pathway is configured to extend in a distal-to-proximal manner along a side of the arm or leg, wherein electromagnetic energy flows from the second electromagnetic energy emitter to the second electromagnetic energy receiver through the second pathway, wherein the second pathway is configured to span the body joint, wherein motion of the body joint stretches and/or bends the second pathway, and wherein stretching and/or bending of the second pathway changes one or more second parameters of the flow of electromagnetic energy from the second electromagnetic energy emitter to the second electromagnetic energy receiver; anda data processor, wherein the data processor analyzes changes in the one or more first parameters and changes in the one or more second parameters in order to measure motion of the body joint, and wherein combined multivariate analysis of data from both the first and second pathways provides more accurate measurement of body joint motion than data from either the first pathway or the second pathway alone. 2. The smart clothing in claim 1 wherein the first electromagnetic energy emitter is configured to be located on a different side of the person's arm or leg than the first electromagnetic energy receiver. 3. The smart clothing in claim 1 wherein the first electromagnetic energy emitter transmits electrical energy into one end of the first stretching and/or bending electromagnetic energy first pathway and the first electromagnetic energy receiver receives this electrical energy from the other end of the first stretching and/or bending electromagnetic energy first pathway. 4. The smart clothing in claim 1 wherein the resistance, impedance, capacitance and/or conductivity of the first stretching and/or bending electromagnetic energy first pathway changes as the first pathway stretches and/or bends. 5... | Medibotics LLC | A61B005/00 A61B005/11 A61B005/107 G06F003/01 G09B019/00 A61B090/00 A41D013/12 G06F001/16 A41H001/02 A41D001/00
US09480855 | B2 | 2016-11-01 | NIR/red light for lateral neuroprotection | 2013-03-04 | The use of red or near infrared light upon neurons of the lumbar plexus that are in distress due to retraction-induced ischemia. The surgeon may protect nerves made ischemic in the surgery by: a) making an incision in a patient,b) inserting an access device into the patient through the incision to at least partially create a path to a spine of the patient, andc) irradiating nervous tissue adjacent the path with an amount of NIR or red light effective to provide neuroprotection. | 1. A method of protecting nerves, comprising the steps of: a) making an incision in a patient,b) inserting an expandable retractor into the psoas muscle of the patient through the incision to at least partially create a path to a spine of the patient,c) irradiating nervous tissue in the psoas muscle with an amount of NIR or red light effective to provide neuroprotection,wherein the expandable retractor comprises i) a blade having an outer surface having a distal portion and ii) a light guide attached to the distal portion of the outer surface of the blade,wherein the outer surface of the blade has a red light emitter attached theretowherein the NIR/red light emitter mounted on the blade is electrically connected to a neuromonitoring system, so that a signal from the neuromonitoring system can automatically actuate the NIR/red light emitter. 2. The method of claim 1 wherein the light is NIR light. 3. The method of claim 1 wherein the light is red light. 4. The method of claim 1 wherein the irradiation is carried out in response to a warning. 5. The method of claim 4 wherein the warning is from a neuromonitoring system. 6. The method of claim 1 wherein the irradiation is carried out automatically via direction from a neuromonitoring system. 7. The method of claim 6 wherein the neuromonitoring system has detected a nerve within a predetermined proximity. 8. The method of claim 6 wherein the neuromonitoring system has detected a decline in nerve health. 9. The method of claim 1 wherein the path leads to an intervertebral disc space. 10. The method of claim 1 wherein the path is a lateral path to an intervertebral disc space. 11. The method of claim 1 wherein the path is a posterolateral path to an intervertebral disc space. 12. The method of claim 1 wherein the path is an anterolateral path to an intervertebral disc space. 13. The method of claim 1 wherein the path is a translaminar path to the intervertebral disc space. 14. The method of claim 1 wherein the access device has a NIR/red light emitter thereon, and step c) is carried out by actuation of the red light emitter. 15. The method of claim 14 wherein the red light emitter comprises a NIR/red light source mounted upon the access device. 16. The method of claim 15 wherein the NIR/red light source is a diode. 17. The method of claim 1 wherein the NIR/red light emitter comprises a light delivery catheter. 18. The method of claim 17 wherein the light delivery catheter is connected to a NIR/red light source. 19. The method of claim 1 wherein the irradiation is carried out for between 30 and 300 seconds. 20. The method of claim 1 wherein the irradiation delivers between about 0.1 J/cm2 and 30 J/cm2 of NIR/red light to the nervous tissue. 21. The method of claim 1 wherein the irradiation is carried out at an intensity of between 10 milliwatts/cm2 and 90 milliwatts/cm2. 22. The method of claim 1 wherein the nervous tissue is in an ischemic condition. 23. The method of claim 22 whe... | DePuy Synthes Products, Inc. | A61B001/32 A61N005/06 A61B017/02 A61B017/00 A61B005/00
US09480414 | B2 | 2016-11-01 | Elastography method, and magnetic resonance system for implementing an elastography method | 2013-06-26 | In a methods for elastography in a defined region of an examined person, a radio-frequency pulse is radiated to manipulate a transverse magnetization in the defined region and at least one additional radio-frequency pulse with a spatial selectivity of the amplitude is radiated to generate shear waves in the defined region. A magnetic resonance signal from the defined region is detected and a determination of a value describing the tissue elasticity in the defined region is made based on the magnetic resonance signal. | 1. A method for elastography of a defined region of an examination subject using a magnetic resonance system that comprises a radio-frequency (RF) generator connected to an RF coil array and to an RF antenna, said method comprising: operating the RF generator to radiate an RF excitation pulse from the RF antenna into a defined region of an examination subject in the magnetic resonance system, configured to manipulate a transverse magnetization of nuclear spins in the defined region so as to cause said nuclear spins to emit magnetic resonance signals;operating the RF generator to radiate at least one additional RF pulse from the RF coil array into said defined region of said examination subject in said magnetic resonance system, with a spatial selectivity of an amplitude of said at least one additional RF pulse configured to generate shear waves that originate in said defined region;operating said coil array of said magnetic resonance system to detect said magnetic resonance signals from said defined region; andin a computerized processor supplied with said magnetic resonance signals, automatically reconstructing an image of said defined region from said magnetic resonance signals in which said shear waves are detectable, and detecting said shear waves in said magnetic resonance image and determining a value describing tissue elasticity in said defined region from said shear waves detected in magnetic resonance image, and making said value available at an output of said processor in electronic form. 2. A method as claimed in claim 1 comprising operating the RF generator to radiate said at least one additional RF pulse with a spatial selectivity of said amplitude to generate quasiplanar shear waves by sequential radiation of multiple additional RF pulses with a maximum of said amplitude at respective different locations, said different locations being spaced substantially parallel to a wave front of said quasiplanar shear wave. 3. A method as claimed in claim 2 comprising operating the RF generator to repeat the sequential radiation of said multiple additional radio-frequency pulses with an additional frequency. 4. A method as claimed in claim 3 comprising selecting said additional frequency dependent on at least one of a wavelength of said quasiplanar shear wave and a spatial resolution of the elastography, with said additional frequency being in a range between 20 and 400 Hz. 5. A method as claimed in claim 4 wherein said additional frequency is in a range between 50 and 150 Hz. 6. A method as claimed in claim 1 comprising operating the RF generator to radiate said RF pulse and to detect said magnetic resonance signals in an MR measurement sequence selected from the group consisting of spin echo sequences and spin-lock sequences. 7. A method as claimed in claim 6 comprising operating the RF generator to radiate said at least one additional RF pulse with a spatial selectivity of said amplitude to generate quasiplanar shear waves by sequentia... | Siemens Aktiengesellschaft | A61B005/055 G01R033/563 A61B008/08 A61B005/02
US09504407 | B2 | 2016-11-29 | Method and system for processing runner data | 2014-05-21 | In an embodiment, a system for processing runner data includes a pressure sensor set having a first pressure sensor disposed in a footbed, the first pressure sensor including a first polyolefin sheet and a first gas chamber formed at least in part by the first polyolefin sheet, an electronics module coupled to the pressure sensor set, the electronics module including a first accelerometer, and a second accelerometer. | 1. A system for processing runner data, the system comprising: a pressure sensor set having a first pressure sensor disposed in a footbed, the first pressure sensor comprising a first conductive polyolefin sheet and a first gas chamber formed at least in part by the first conductive polyolefin sheet, wherein the first gas chamber is air-tight sealed;an electronics module coupled to the pressure sensor set, the electronics module including a first accelerometer, and a second accelerometer. 2. The system of claim 1, wherein the first pressure sensor includes a second conductive polyolefin sheet, the first gas chamber being formed in part by the first conductive polyolefin sheet and the second conductive polyolefin sheet. 3. The system of claim 2, wherein the first conductive polyolefin sheet and the second conductive polyolefin sheet are bonded together at a perimeter that encircles the first gas chamber. 4. The system of claim 1, wherein the first gas chamber enlarges a pressure sensing range of the first pressure sensor. 5. The system of claim 1, wherein the electronics module is coupled to the first pressure sensor via a first conductor and a ground conductor. 6. The system of claim 1, wherein the pressure sensor set includes a second pressure sensor comprising a third conductive polyolefin sheet and a second gas chamber formed at least in part by the third conductive polyolefin sheet, wherein the second gas chamber is air-tight sealed. 7. The system of claim 6, wherein the electronics module is coupled to the first pressure sensor using a first conductor and a third conductor, and wherein the electronics module is coupled to the second pressure sensor using a second conductor and the third conductor. 8. The system of claim 1, wherein the electronics module includes a third accelerometer. 9. The system of claim 1, wherein the electronics module includes a housing formed with two slots that are oppositely disposed on the housing, each slot being configured to receive at least one shoelace that secures the electronics module to a shoe. 10. The system of claim 9, wherein each slot includes a flexible flange that extends across the slot opening, the flange being configured to bend when a shoelace is pressed into the slot, and to spring back into place after the shoelace has been pressed far enough into the slot to pass the flange. 11. The system of claim 1, wherein the footbed is a removable shoe sole. 12. The system of claim 1, wherein the footbed is bonded to a shoe. 13. The system of claim 1, wherein system automatically recalibrates its sensitivity when the accelerometers detect that a user is not moving and that the output of the pressure sensor has held a maximum output level for more than a threshold period of time. 14. The system of claim 1, wherein the system is configured to wirelessly relay accelerometer data and pressure sensor data to a smartphone for developing a runner profile. 15. The system of claim 14, wherein the run... |  | A61B005/05 A61B005/11 A61B005/00 A61B005/103
US09480407 | B2 | 2016-11-01 | Device and method for removal of ambient noise signal from a photoplethysmograph | 2012-01-05 | A device and method for removal of ambient noise signal from a photoplethysmographic measurement is provided. The method comprises obtaining a first signal waveform based on detecting light based on a first light illumination; obtaining a second signal waveform based on detecting light based on a second light illumination; tuning the first light and second light illumination such that the maximum amplitudes of the first and second signal waveforms are maximized and within a predetermined saturation range, such that ambient light interference for the first and second signal waveforms is reduced; obtaining a third signal waveform based on detecting ambient light; obtaining respective maximum and minimum values of the first and the second signal waveforms; and deriving signal values of the first and second signal waveforms with the removal of ambient noise by subtracting AC and DC average values of the third signal waveform from the first and second signals. | 1. A method for removal of ambient noise signal from an optical measurement, the method comprising: obtaining a first signal waveform based on detecting light based on a first light illumination;obtaining a second signal waveform based on detecting light based on a second light illumination;tuning the first light and second light illumination such that the maximum amplitudes of the first and second signal waveforms are maximised and within a predetermined saturation range, such that ambient light interference for the first and second signal waveforms is reduced;obtaining a third signal waveform based on detecting ambient light;obtaining respective maximum and minimum values of the first and the second signal waveforms, said obtaining respective maximum and minimum values being performed at a plurality of identified sample points; andderiving signal values of the first and second signal waveforms with the removal of ambient noise using the third signal waveform and by using the maximum and minimum values of the first and the second signal waveforms. 2. The method of claim 1, wherein the step of obtaining the third signal waveform is performed with both the first and second light illumination switched off. 3. The method of claim 1, wherein the first light illumination is based on a red light source and the second light illumination is based on an infra-red light source. 4. The method of claim 1, further comprising applying one or more optical filters to reduce ambient light interference. 5. The method of claim 1, further comprising toggling between switching on the first light illumination and switching on the second light illumination in a toggling sequence to obtain the first signal waveform and the second signal waveform. 6. The method of claim 5, further comprising switching off both the first light illumination and the second light illumination before or after the toggling sequence for obtaining the third signal waveform in an ambient light detection period. 7. The method of claim 5, further comprising switching off both the first light illumination and the second light illumination in a time period Δt during the toggling sequence to reduce crosstalk interference. 8. The method of claim 1, wherein said using the third signal waveform and using the maximum and minimum values of the first and the second signal waveforms comprises obtaining alternating-current (AC) values of the first, second and third signal waveforms based on the respective maximum and minimum values of the first and second signal waveforms at the plurality of identified sample points and maximum and minimum values of the third signal waveform. 9. The method of claim 8, wherein direct-current (DC) and the AC values of the third signal waveform are average values obtained over a plurality of cycles of different ambient light detection periods and for the average AC values of the third signal waveform, further based on the maximum and minimum values of the third signal wa... | NITTO DENKO CORPORATION | A61B005/1455 A61B005/0295 G01N021/31 A61B005/024 A61B005/00
US09506808 | B2 | 2016-11-29 | Handpiece with integrated optical system for photothermal radiometry and luminescence measurements | 2011-05-13 | An apparatus is provided for performing photothermal measurements on a object. The apparatus, which may be provided as a handpiece, houses optical components including a laser, an infrared detector, a dichroic beamsplitter, and focusing and beam directing optics for the delivery of a laser beam to, and the collection of photothermal radiation from, a measured object. Some of the optical components may be provided on an optical bench that is directly attached to a thermally conductive tip portion for the passive heat sinking of internal optical components. The apparatus may further include a sampling optical element and a photodetector for the detection of luminescence, and a camera for obtaining an image of the object during a diagnostic procedure. The apparatus may be employed for the scanning of a tooth to determine an oral health status of the tooth. | 1. An apparatus for detecting photothermal radiation from an object, said apparatus comprising: an elongate housing comprising:a handheld proximal portion comprising an inner recess; anda thermally conductive distal portion connected to said handheld proximal portion, said thermally conductive distal portion comprising a longitudinal inner bore and a distal aperture;a thermally conductive optical bench attached to said thermally conductive distal portion;a laser for producing a laser beam within said housing, said laser is mounted on said thermally conductive optical bench;a focusing element positioned to focus said laser beam through said distal aperture within said thermally conductive distal portion and onto a surface of said object, and to collect photothermal radiation generated within said object in response to said laser beam;a dichroic beamsplitter positioned within said housing to spatially separate said photothermal radiation from said laser beam; andan infrared detector for detecting said photothermal radiation,infrared detector is mounted on said thermally conductive optical bench; said thermally conductive optical bench is mechanically suspended within said inner recess of said proximal portion, without contacting said proximal portion, via attachment to said thermally conductive distal portion, such that heat generated by said laser and said infrared detector flows through said optical bench into said thermally conductive distal portion for passive heat sinking therefrom. 2. The apparatus according to claim 1 wherein a propagation axis of said laser beam within said housing is substantially collinear to a propagation axis of said photothermal radiation within said housing over a portion of a beam path of said laser beam. 3. The apparatus according to claim 1 wherein said laser beam comprises a wavelength suitable for generating luminescence radiation within said object, and wherein said focusing element is positioned to collect said luminescence radiation in addition to said photothermal radiation, said apparatus further comprising: an optical sampling element provided within said housing, wherein said optical sampling element is positioned to redirect sampled luminescence radiation;an optical filter positioned to transmit said sampled luminescence radiation and to reject scattered laser power; anda photodetector positioned to detecting said sampled luminescence radiation. 4. The apparatus according to claim 3 wherein said optical sampling element is a pick-off prism. 5. The apparatus according to claim 1 wherein said dichroic beamsplitter is positioned to reflect said laser beam and transmit said photothermal radiation. 6. The apparatus according to claim 5 wherein said dichroic beamsplitter is further configured to reflect luminescence radiation that is generated within said object and collected by said focusing element. 7. The apparatus according to claim 1 wherein said dichroic beamsplitter is positioned to transmit said l... | QUANTUM DENTAL TECHNOLOGIES, INC. | G01J005/04 A61B006/14 G01N021/63 A61B018/20 G01J005/10 A61B001/00 A61B001/24 A61B005/00 G01J001/02 G01J001/58 G01J003/02 H04N007/18 A61B001/05
US09492065 | B2 | 2016-11-15 | Surgical retractor with video cameras | 2013-03-13 | A surgical device includes a plurality of cameras integrated therein. The view of each of the plurality of cameras can be integrated together to provide a composite image. A surgical tool that includes an integrated camera may be used in conjunction with the surgical device. The image produced by the camera integrated with the surgical tool may be associated with the composite image generated by the plurality of cameras integrated in the surgical device. The position and orientation of the cameras and/or the surgical tool can be tracked, and the surgical tool can be rendered as transparent on the composite image. A surgical device may be powered by a hydraulic system, thereby reducing electromagnetic interference with tracking devices. | 1. A medical apparatus comprising: a surgical retractor configured to hold open an incision and thereby provide a pathway for access of surgical tools to a surgical site, the surgical retractor having a first end, a second end, a retractor frame configured to support surfaces that hold open the incision from of sides of the incision, and a longitudinal axis extending between the first and second ends, wherein the pathway extends along the longitudinal axis into the surgical site and the first end is more proximal than the second end;a proximal support frame comprising a camera platform and a curved support, the camera platform configured to move along the curved support the proximal support frame disposed above said retractor frame closer to said first end of said retractor than said second end of said retractor; anda plurality of video cameras inwardly facing toward the pathway, the video cameras comprising a distal video camera at a distal location with respect to said first end of said surgical retractor within said pathway provided by said surgical retractor, and a proximal video camera attached to the camera platform of said proximal support frame,wherein said proximal video camera is configured to be moved from one location on said proximal support frame to another location on said proximal support frame while still coupled to the proximal support frame. 2. The medical apparatus of claim 1, wherein the surgical retractor comprises a plurality of retractor blades and said distal video camera is disposed on at least one of the plurality of the retractor blades, said retractor frame configured to support said retractor blades. 3. The medical apparatus of claim 1, wherein the surgical retractor comprises a tube and said distal video camera is disposed on an inside surface of the tube. 4. The medical apparatus of claim 1, wherein the proximal support frame is attached to the retractor. 5. The medical apparatus of claim 1, wherein the plurality of video cameras comprises a plurality of proximal video cameras at a plurality of proximal locations or a plurality of distal video cameras at a plurality of distal locations. 6. The medical apparatus of claim 5, wherein the plurality of proximal video cameras comprises at least 3 video cameras. 7. The medical apparatus of claim 5, wherein the plurality of distal video cameras comprises at least 3 video cameras. 8. The medical apparatus of claim 1, wherein the surgical retractor is configured for use in spine surgery. 9. The medical apparatus of claim 1, wherein the surgical retractor is configured for use in head or neck surgery. 10. The medical apparatus of claim 1, wherein the surgical retractor is configured for use in neurosurgery. 11. The medical apparatus of claim 1, wherein the plurality of video cameras comprises at least 8 video cameras. 12. The medical apparatus of claim 1, wherein the plurality of video cameras comprises at least 6 video cameras. 13. The medical apparatus of claim ... | CAMPLEX, INC. | A61B017/02 A61B001/045 A61B001/04 A61B001/32 A61B017/16 A61B017/00 A61B001/24 A61B001/00 A61B001/05 A61B017/3211 A61B019/00 A61B005/00
US10130280 | B2 | 2018-11-20 | Detector arrays with electronically adjustable detector positions | 2015-05-13 | A system including a detector array configured to receive electromagnetic (EM) radiation from a target object, the detector array having one or more detectors is disclosed. The system also includes a readout integrated circuit and one or more processors. The readout integrated circuit has a circuit comprising a number of detector boundary selection components, each one of the number of detector boundary selection components configured to select or adjust a detector boundary from least one of a sub-column boundary or an adjustable boundary. | 1. An apparatus comprising: a detector array configured to receive electromagnetic (EM) radiation from a target object, the detector array comprising one or more detectors, each detector organized into a plurality of segments, each segment comprising one or more rows of the detector substantially perpendicular to a designed scan axis, each segment comprising one or more columns of detecting components substantially parallel to the designed scan axis, each of the one or more columns comprising one or more sub-columns; each one of the one or more sub-columns having a predetermined position, the predetermined position being defined by one of predetermined sub-column edges or adjustable sub-column edges;a readout circuit comprising a number of detector boundary selection components, each one of the number of detector boundary selection components configured to select or adjust a detector boundary from least one of a sub-column boundary or an adjustable sub-column boundary; andone or more processors configured to perform the following for each segment of the detector array:if a correction signal is received, activate selected ones of the number of detector boundary selection components;otherwise, use detector boundaries in a conventional configuration; andobtain, from each detector, a plurality of signals. 2. The apparatus of claim 1 wherein each detector boundary selection component from the number of detector boundary selection components comprises a switch. 3. The apparatus of claim 1 wherein each detector boundary selection component from the number of detector boundary selection components comprises at least two field manipulators operatively attached to the detector array. 4. The apparatus of claim 1 wherein the correction signal is received when there is misalignment at any of said each segment. 5. The apparatus of claim 2 wherein detector boundaries are moved by one of right shifting or left shifting; and wherein detector size is substantially preserved. 6. The apparatus of claim 2 wherein detector boundaries are moved and wherein detector size is not required to be constant. 7. The apparatus of claim 4, wherein the one or more processors are configured to perform the following for each signal from the plurality of signals in order to yield a plurality of portions of a resulting image: obtain scan data from said each signal, said each signal accumulating scan data of a portion of the target object; and generate image data from the scan data for a portion of the resulting image that corresponds to the portion of the target object. 8. The apparatus of claim 1, wherein a number of the one or more sub-columns per column is n; and wherein there is misalignment at the each segment if a portion of the target object has moved substantially at least ½n of a column relative to the column. 9. The apparatus of claim 1, each segment comprising two or more rows of the detector. 10. The apparatus of claim 1 wherein the one or more processors are con... | Raytheon Company | H04N001/46 G06F003/12 A61B005/05 H01L027/148 H04N005/347 H04N005/372 H04N005/374 A61B005/00
US09700272 | B2 | 2017-07-11 | Medical imaging system and methods | 2016-08-03 | A mobile medical imaging device that allows for multiple support structures, such as a tabletop or a seat, to be attached, and in which the imaging gantry is indexed to the patient by translating up and down the patient axis. In one embodiment, the imaging gantry can translate, rotate and/or tilt with respect to a support base, enabling imaging in multiple orientations, and can also rotate in-line with the support base to facilitate easy transport and/or storage of the device. The imaging device can be used in, for example, x-ray computed tomography (CT) and/or magnetic resonance imaging (MRI) applications. | 1. An x-ray medical imaging system, comprising: a gantry ring comprising an outer shell containing an x-ray source and a detector and defining an inner bore, the gantry ring having an inner bore diameter that is greater than about 38 inches and an outer diameter of the outer shell of the gantry ring is less than about 70 inches;a support having a first surface, the gantry ring mounted to the support and rotatable relative to the support at least about 90 degrees with respect to an axis extending generally normal to the first surface of the support; anda motorized system that translates the gantry ring along a length of the support in an imaging mode. 2. The system of claim 1, wherein the motorized system translates the gantry ring at least a meter along the length of the support. 3. The system of claim 1, wherein the motorized system translates the gantry ring at least 2 meters along the length of the support. 4. The system of claim 1, wherein the support has a width that is less than 36 inches. 5. The system of claim 1, further comprising a computer control system that is coupled to the motorized system for controlling the translation motion of the gantry ring along the length of the support. 6. The system of claim 5, further comprising a second motorized system that rotates the gantry ring relative to the support under control of the computer control system. 7. The system of claim 1, wherein the x-ray source and detector are mounted to a rotor that rotates around the interior of the gantry ring. 8. The system of claim 7, wherein at least one of the x-ray source and the detector are powered by a rechargeable battery-based power supply located on the rotor. 9. The system of claim 7, wherein data signals from at least one component mounted to the rotor are sent to a computer located off of the rotor via a wireless link. 10. The system of claim 1, wherein the gantry ring rotates relative to support between a first position in which an imaging axis of the bore of the gantry ring extends parallel to the length of the base and a second position in which the imaging axis of the bore of the gantry ring extends perpendicular to the length of the base. 11. The system of claim 1, wherein the inner bore diameter is between about 40 and 50 inches. 12. The system of claim 1, wherein the gantry ring has a width of about 17 inches or less. 13. The system of claim 1, wherein the inner bore diameter is between about 40 and 50 inches, and the width of the gantry ring less than about 15 inches. 14. The system of claim 1, wherein the system comprises an x-ray computed tomography (CT) system, and the x-ray source and detector rotate around the interior of the gantry ring while the gantry ring translates along the length of the support to obtain helical scan x-ray CT images. 15. The system of claim 1, further comprising: a gimbal mounted to the support, the gimbal comprising a pair of arms extending away from the first surface of the support and connecti... | MOBIUS IMAGING, LLC | H05G001/02 A61B006/00 A61B005/055 A61B006/03 A61B006/04
US09480406 | B2 | 2016-11-01 | Intrinsic frequency analysis for left ventricle ejection fraction or stroke volume determination | 2014-10-17 | Hardware and software methodology are described for non-invasively monitoring cardiac health. Hemodynamic waveforms variously acquired for a subject are analyzed to calculate or approximate intrinsic frequencies in two domains in two domains across the Dicrotic Notch. Together with associated notch timing, heart rate and blood pressure values left ventricle ejection fraction and/or stroke volume can be determination. | 1. A system for acquiring and analyzing a hemodynamic waveform of a subject by Intrinsic Frequency (IF) analysis, the system comprising: a scanner adapted to capture a signal corresponding to a hemodynamic waveform; andat least one computer processor connected to the scanner by a wired or wireless connection, wherein the computer processor is adapted to receive the signal for the hemodynamic waveform, determine a Dicrotic Notch using the signal, calculate first and second intrinsic frequencies (ω1, ω2) on each side of the Dicrotic Notch and at least one of other IF parameters including a1, b1, a2, b2, and c for the waveform, and output a signal corresponding to at least one of left ventricle ejection fraction (LVEF) and stroke volume (SV). 2. The system of claim 1, wherein LVEF is calculated as a function of the IF parameters and pmin, pmax, pmean, T0 and HR. 3. The system of claim 1, wherein SV is calculated as a function of the IF parameters and pmin, pmax, pmean, T0 and HR. 4. A non-transitory computer readable medium having stored thereon instructions, which when executed cause one or more processors to: determine a Dicrotic Notch using an input signal corresponding to a hemodynamic waveform;calculate, by Intrinsic Frequency (IF) analysis, first and second intrinsic frequencies (ω1, ω2) on each side of the Dicrotic Notch and at least one of other IF parameters including a1, b1, a2, b2, c for the hemodynamic waveform; andoutput a signal corresponding to at least one of left ventricle ejection fraction (LVEF) and stroke volume (SV). 5. The computer readable medium of claim 4, including instructions for LVEF calculation as a function of the IF parameters and pmin, pmax, pmean, T0 and HR. 6. The computer readable medium of claim 4, including instructions for SV calculation as a function of the IF parameter and pmin, pmax, pmean, T0 and HR. 7. A method of analyzing a signal using a computer comprising a processor, the method comprising: noninvasively acquiring a signal for a hemodynamic waveform of a subject with a sensor device, wherein the signal is acquired without calibrating the sensor device, and wherein the sensor device outputs signal magnitude by a selection of voltage, light intensity, microwave intensity, displacement or pressure;analyzing, by the processor, the signal magnitude of each of a first section and a second section of the hemodynamic waveform signal, wherein the waveform includes a Dicrotic Notch, to determine first and second intrinsic frequencies (ω1, ω2) on opposite sides of the Dicrotic Notch; andoutputting, by the processor, a result for at least one of left ventricle ejection fraction (LVEF) and stroke volume (SV). 8. The method of claim 7, wherein LFEF is calculated as a function of at least some of Intrinsic Frequency parameter (ω1, ω2, a1, b1, a2, b2, c) and pmin, pmax, pmean, T0 and HR. 9. The method of claim 7, wherein SV is calculated as a function of at least some of Intrinsic Frequency parameter (ω1, ω2,... | CALIFORNIA INSTITUTE OF TECHNOLOGY | A61B005/05 A61B005/024 A61B008/02 A61B008/08 A61B005/029 A61B005/00 A61B008/06 A61B005/02
US09737222 | B2 | 2017-08-22 | Method for non-contrast enhanced magnetic resonance angiography | 2015-05-20 | A method for performing a non-contrast-enhanced magnetic resonance angiography (“MRA”) for a subject is provided. The method includes directing a magnetic resonance imaging (“MRI”) system to perform a pulse sequence to acquire k-space data from imaging slices that are oriented away from an axial direction of the subject. The method includes repeating the pulse sequence for a plurality of imaging slices, wherein a field-of-view (“FOV”) of at least one of the plurality of imaging slices is shifted by a predetermined value. The method also includes reconstructing, using the acquired k-space data, one or more angiographic images indicative of the subject's vasculature. | 1. A method for performing a non-contrast-enhanced magnetic resonance angiography (“MRA”) for a subject, the method comprising: a) directing a magnetic resonance imaging (“MRI”) system to perform a pulse sequence to acquire k-space data from imaging slices that are oriented away from an axial direction of the subject, the pulse sequence comprising: i) applying at least one radio frequency (“RF”) saturation pulse to a selected region in the subject at least partially suppressing magnetic resonance signals therein;ii) applying at least one RF saturation pulse to an imaging slice outside the selected region at least partially suppressing magnetic resonance signals therein;iii) waiting a period of time sufficiently long to allow saturated vascular spins from the selected region to flow into the imaging slice and to allow unsaturated vascular spins from outside the selected region to flow into the imaging slice;iv) acquiring k-space data from the imaging slice following the period of time;b) repeating steps a)i) through a)iv) for a plurality of imaging slices, wherein a field-of-view (“FOV”) of at least one of the plurality of imaging slices is shifted by a predetermined value; andc) reconstructing, using the acquired k-space data, one or more angiographic images indicative of the subject's vasculature. 2. The method as recited in claim 1 in which step a)iv) includes acquiring k-space data from one segment of k-space, and step a) is repeated a plurality of times to acquire k-space data from different segments of k-space. 3. The method as recited in claim 2 in which step c) includes reconstructing from the acquired k-space data, a plurality of images that depict the unsaturated vascular spins in the subject's vasculature, each of the plurality of images corresponding to a different slice location. 4. The method as recited in claim 3 further comprising producing the one or more angiographic images from the plurality of images. 5. The method as recited in claim 2 in which step c) includes reconstructing the image from k-space data corresponding to only a subset of the different segments of k-space. 6. The method as recited in claim 2 further comprising detecting whether motion-related artifacts are present in the acquired k-space data by analyzing the k-space data associated with the different segments of k-space. 7. The method as recited in claim 6 further comprising correcting the acquired k-space data when motion-related artifacts are present in the acquired k-space data. 8. The method as recited in claim 6 in which the motion-related artifacts are flow-related artifacts. 9. The method as recited in claim 1 further comprising acquiring navigator data and detecting whether motion-related artifacts are present in the acquired k-space data by analyzing the navigator data. 10. The method as recited in claim 9 further comprising correcting the acquired k-space data when motion-related artifacts are present in the acquired k-space data. 11. The me... | ENH RESEARCH INSTITUTE | A61B005/02 A61B005/026 A61B005/00 G01R033/483 G01R033/563 G01R033/56
US10537388 | B2 | 2020-01-21 | Systems and methods for planning and performing image free implant revision surgery | 2015-12-01 | Systems and methods for planning and performing image free implant revision surgery are discussed. For example, a method for generating a revision plan can include collecting pre-defined parameters characterizing a target bone, generating a 3D model, collecting a plurality of surface points, and generating a reshaped 3D model. Generating the 3D model of the target bone can be based on a first portion of the pre-defined parameters. Generating the reshaped 3D model can be done based on the plurality of surface points collected from a portion of the surface of the target bone. | 1. A method for interoperatively generating a three dimensional (3D) model for use in an implant revision procedure comprising: generating, using one or more processors, a voxellized three dimensional (3D) model to approximate a previously resected target bone based at least in part on a pre-defined set of parameters characterizing the previously resected target bone, wherein the previously resected target bone was resected to accommodate a previously installed prosthetic implant;receiving, from a tracking system tracking a surgical instrument, a plurality of surface points from a portion of the previously resected target bone associated with the implant revision procedure based on a tracing of the surgical instrument along a surface of the portion of the previously resected target bone associated with the implant revision procedure; andgenerating, using the one or more processors, a reshaped voxellized 3D model by performing volume subtraction from the voxellized 3D model based on the plurality of surface points collected from the portion of the previously resected target bone to update voxels within the voxellized 3D model. 2. The method of claim 1, further comprising generating a revision plan for preparing the previously resected target bone for implantation of new prosthetic implants. 3. The method of claim 2, further comprising controlling a tracked surgical cutting instrument to resect the previously resected target bone according to the revision plan. 4. The method of claim 1, wherein the generating the 3D model includes generating a voxellized 3D cylinder enclosing the portion of the previously resected target bone associated with the implant revision procedure. 5. The method of claim 1, wherein the pre-defined set of parameters is received from the tracked surgical instrument; and wherein generating the 3D model includes calculating dimensions of the previously resected target bone from the pre-defined set of parameters. 6. The method of claim 1, wherein generating the reshaped 3D model occurs iteratively during collection of the plurality of surface points. 7. A system comprising: a surgical instrument including a tracking array;a tracking system including a tracking sensor, the tracking system monitoring, in real-time, three dimensional position and orientation of the surgical instrument and a previously resected target bone of the implant host;a control system, the control system including: a communication interface coupled to the tracking system to receive tracking information identifying a current surgical instrument position and a current previously resected target bone position;one or more processors coupled to a memory device, the memory device including instructions that, when executed by the one or more processors, cause the control system to perform operations including: collecting, from the tracking system based on locations of the surgical instrument associated with the previously resected target bone, pre-defined par... | Blue Belt Technologies, Inc. | A61B034/10 G16H050/50 A61B034/20 A61B034/30 A61B005/06 G06T017/10 G06T019/20 A61B034/35
US09486544 | B2 | 2016-11-08 | Manganese chelates and their use as contrast agents in magnetic resonance imaging (MRI) | 2010-12-17 | The present invention relates to manganese(II). The invention also relates to manganese(II) chelates attached to other molecules and their use as contrast agents in magnetic resonance imaging (MRI). | 1. A compound having formula (II)wherein RL is a hydrogen or a linker whereby the compound of formula (II) can be linked to another molecule,wherein the linker RL is selected from group consisting of: andwherein n is an integer from 1 to 7 and * denotes the position whereby the linker, if present, is attached to the compound and said another molecule. 2. The compound of claim 1, wherein said another molecule is an aromatic ring, inositol or carbohydrate, or any derivative thereof. 3. The compound of claim 1, wherein said another molecule is a natural or synthetic peptide, an amino acid or derivatives thereof, polyamines and derivatives thereof, a peptidomimetic, a polypeptide, a protein, an antibody, a natural or synthetic polymer, a dendrimer, a nanoparticle or a lipophilic compound. 4. The compound of claim 3, wherein said another molecule is a dendrimer. 5. The compound of claim 1, wherein the compound is of the following structures: 6. A compound having the formula:wherein X is alkyl or a linker;Y is alkyl, —PEG, —COOH, —PO(OH)2, —H, or a linker;R is alkyl, —PEG, —N(alkyl)2, —N(PEG)2, —O(alkyl), —O(PEG), —NMe2, —NH2, —OMe, —OH, —H, or a linker;wherein the compound is attached to another molecule if a linker is present;wherein the linker moiety is selected from group consisting of:and wherein n is an integer from 1 to 7 and * denotes the position whereby the linker, if present, is attached to the compound and said another molecule. 7. Compound according to claim 6, wherein Y is methyl, —COOH, —PO(OH)2, —H or a linker. 8. Compound according to claim 6, wherein Y is —H or a linker. 9. Compound according to claim 6, wherein R is H, methyl, —NMe2, —NH2, —OMe, —OH or a linker. 10. Compound according to claim 6, wherein the compound is attached to another molecule via said linker. 11. Compound according to claim 10, wherein said another molecule is an aromatic ring, inositol or carbohydrate, or any derivative thereof. 12. Compound according to claim 10, wherein said another molecule is a natural or synthetic peptide, an amino acid or derivatives thereof, polyamines and derivatives thereof, a peptidomimetic, a polypeptide, a protein, an antibody, a natural or synthetic polymer, a dendrimer, a nanoparticle or a lipophilic compound. 13. Compound according to claim 12, wherein said another molecule is a dendrimer. 14. Compound according to claim 6 for use as MR contrast agents. 15. Composition comprising a compound according to claim 6 and at least one physiologically tolerable carrier. 16. Composition according to claim 15 for use as MR contrast medium in MRI. 17. Method of MR imaging wherein a composition according to claim 15 is administered to a subject and the subject is subjected to an MR examination wherein MR signals are detected from the subject or parts of the subject into which the composition distributes and optionally MR images and/or MR spectra are generated from the detected signals. 18. Compound according to claim 6, whe... | GE Healthcare AS | A61B005/055 A61K049/10 C07D471/04
US09504396 | B2 | 2016-11-29 | Exercise apparel | 2012-07-05 | An apparel is disclosed. The apparel comprises a base layer, at least one electrode layer arranged on the base layer either directly or through at least one intermediate layer. The at least one electrode layer is made at least partly of a conductive material. The apparel further comprises a flocked fiber layer comprising conductive fiber particles arranged on the at least one electrode layer through flocking. | 1. An apparel comprising: a base layer;a plurality of different electrically conductive layers comprising:at least one electrode layer arranged on the base layer either directly or through at least one intermediate layer, the at least one electrode layer being made at least partly of a conductive material;an adhesive layer arranged on the at least one electrode layer; anda flocked fibre layer comprising conductive fibre particles arranged on the adhesive layer through flocking, wherein the conductive fibre particles of the flocked fibre layer comprise a substrate component of electrically insulating material and a doping component, wherein the doping component comprises metal fibres, carbon nanotubes, or at least one of the following types of intrinsically conducting polymer particles: polyphenylene vinylene, polyphenylene sulphine, polyacetylene, poly(3,4-ethylenedioxythiophene), polypyrrole, polythiophene; andan isolation layer comprising insulating material, wherein the plurality of different electrically conductive layers is at least partially disposed between the isolation layer and the base layer. 2. The apparel of claim 1, wherein the flocked fibre layer has a fluffy surface of said conductive fibre particles. 3. The apparel of claim 1, wherein the flocked fibre layer covers the at least one electrode layer completely. 4. The apparel of claim 1, wherein the flocked fibre layer covers the at least one electrode layer only partially. 5. The apparel of claim 1, wherein a surface of the electrode layer that contacts with the flocked fibre layer comprises conductive material and is a conductive surface. 6. The apparel of claim 5, wherein the electrode layer further comprises a non-conductive electrode substrate layer, and wherein the conductive surface of the electrode layer is between the electrode substrate layer and the flocked fibre layer. 7. The apparel of claim 5, wherein the conductive surface comprises conductive silicone. 8. The apparel of claim 1, wherein the base layer comprises a textile layer. 9. The apparel of claim 8, wherein the apparel is a garment. 10. The apparel of claim 8, wherein the apparel is a strap. 11. The apparel of claim 1, further wherein the doping component comprises intrinsically conductive polymer particles. 12. The apparel of claim 1, wherein the flocked fibre layer is moisture absorbing. 13. The apparel of claim 1, wherein the flocked fibre layer extends to cover the apparel in an area where the electrode layer is not provided. | POLAR ELECTRO OY | A61B005/0408 A61B005/0492 A61B005/00
US09480404 | B2 | 2016-11-01 | Method for imaging biomaterial erosion in vivo | 2009-10-13 | A method for imaging the erosion of a biomaterial is disclosed. More specifically, the present invention provides a method for imaging a labeled biomaterial so that the erosion of the biomaterial is measured in vivo over a period of time. A biomaterial such as, for example, a hydrogel including polyethylene glycol (PEG) is labeled with a fluorescent or bioluminescent marker. The labeled biomaterial is then employed in the construction of an implanted medical device such as, for example, an endovascular stent. Furthermore, the labeled biomaterial may be utilized to form a drug delivery system that releases a controlled amount of a drug into a local region within a patient. The erosion of the biomaterial is monitored through a noninvasive imaging method. | 1. A method for noninvasively imaging erosion of a biomaterial in vivo within a subject, the method comprising the steps of: a) preparing an in vivo biomaterial sample by tagging a sample of the biomaterial with a marker that bonds to the biomaterial;b) introducing the tagged biomaterial sample to an in vivo environment, wherein the in vivo environment is within the subject;c) acquiring imaging data using a luminescence imaging system from the in vivo environment within the subject including the tagged sample of the biomaterial over a selected time period;d) reconstructing a series of images from the imaging data using an image processor, each image characterizing a luminescent property of the in vivo biomaterial sample at a given time in the selected time period; ande) determining, from the images, changes in the luminescent property of the biomaterial sample over the selected time period;f) determining an in vivo marker characteristic based on the changes in the luminescent property of the biomaterial sample, the in vivo marker characteristic indicative of the erosion of the biomaterial in vivo. 2. The method as recited in claim 1 wherein the in vivo erosion is characteristic of the erosion rate. 3. The method as recited in claim 1 wherein the marker is a fluorophore and the luminescent property of the biomaterial is fluorescence. 4. The method as recited in claim 1 further comprising step g) relating the marker characteristic to viability of cells embedded within the in vivo biomaterial sample. 5. The method as recited in claim 4 wherein step a) includes labeling cells within the biomaterial with a bioluminescent marker and step g) includes generating a bioluminescent marker characteristic indicative of cell viability in the in vivo biomaterial sample and further comprising h) comparing the bioluminescent marker characteristic to the in vivo marker characteristic. 6. The method as recited in claim 5 wherein the marker labeling the cells within the biomaterial is luciferase. 7. The method as recited in claim 1 further comprising g) relating the in vivo marker characteristic to drug release from the in vivo biomaterial sample. 8. The method as recited in claim 7 wherein step a) includes labeling a drug within the biomaterial with a luminescent marker and step g) includes generating a drug release characteristic by analyzing changes in the luminescent property of the biomaterial sample between the acquired images and further comprising h) comparing the drug release characteristic to the in vivo marker characteristic. 9. The method as recited in claim 1 further comprising repeating steps a) through d) using biomaterial samples with varying bulk material properties and wherein step f) includes characterizing changes to biomaterial bulk properties to biomaterial degradation and erosion. 10. The method as recited in claim 1 wherein step: a) includes preparing an in vitro biomaterial sample by tagging a sample of the biomaterial with a marker... | Massachusetts Institute of Technology | G06K009/00 A61B005/00 G06F019/00 G06T007/00
US09504398 | B2 | 2016-11-29 | Methods and apparatus for locating the fossa ovalis and performing transseptal puncture | 2010-12-20 | The instant disclosure relates to a family of devices and methods for both measuring electrophysiological signals and delivering elongate medical devices. In an embodiment, a kit is described that includes a hollow catheter adapted to navigate a patient's vasculature having a hollow lumen terminating at a distal end, structure configured for sensing cardiac electrical activity adjacent the distal end of the hollow catheter and for acquiring electrograms. The fossa ovalis of a subject can be located therefrom and a second medical device can be advanced into and through the hollow lumen to such an extent that a distal tip of the second medical device protrudes beyond a proximal end and the distal end of the hollow catheter at the same time. | 1. An apparatus comprising: a hollow catheter comprising a hollow lumen terminating at a distal end;means for measuring cardiac electrical activity coupled to the distal end of the hollow catheter, wherein the hollow catheter is navigable through a patient's vasculature; andwherein said hollow lumen is adapted to receive a second medical device having a length greater than that of the hollow catheter, andwherein the second medical device comprises a transseptal needle comprising means for advancing and retracting said transseptal needle into and through the hollow lumen to an extent that, when said transseptal needle is advanced, a distal tip of the transseptal needle protrudes beyond the distal end of the hollow catheter. 2. The apparatus according to claim 1, wherein the means for measuring cardiac electrical activity comprises means for measuring at least one parameter selected from the group consisting of: a unipolar voltage reduction, a signal fractionation, a broadened signal, a reduced signal slew rate, a reduced local myocardial impedance, an increased phase angle, and an increased pacing threshold. 3. The apparatus according to claim 2, wherein the means for measuring cardiac electrical activity comprises means for measuring at least two parameters selected from the group consisting of: the unipolar voltage reduction, the signal fractionation, the broadened signal, the reduced signal slew rate, the reduced local myocardial impedance, the increased phase angle, and the increased pacing threshold. 4. The apparatus according to claim 1, wherein the means for measuring cardiac electrical activity comprises a pair of bipolar electrodes including a first electrode coupled adjacent a distal end of the hollow catheter and a second electrode coupled to the hollow catheter proximal of and spaced apart from the first electrode. 5. The apparatus according to claim 4, wherein the distal end of the hollow catheter is tapered and the first electrode and second electrode are spaced apart a distance between about 2 mm and about 4 mm. 6. The apparatus according to claim 4, further comprising: a device for recording electrograms;a first electrical lead in electrical communication with the first electrode and the device for recording electrograms; anda second electrical lead in electrical communication with the second electrode and the device for recording electrograms. 7. The apparatus according to claim 1, wherein the means for measuring cardiac electrical activity comprises a unipolar electrode positioned on the hollow catheter adjacent the distal end thereof. | St. Jude Medical, Atrial Fibrillation Division, Inc. | A61B005/04 A61B005/042 A61B005/05 A61B005/107 A61B017/00
US10154814 | B2 | 2018-12-18 | Wearable personal information system | 2016-07-11 | A personal information system is provided. The system may include a portable information device having a housing including a top surface defined at least partially by a display, a bottom surface configured with a central region in which an optical sensor, electrical connector, and data connector are positioned, the housing enclosing an internal volume in which a processor is provided, the top surface and bottom surface being coupled by a perimeter side edge extending therebetween, and a mounting structure formed at least partially around the perimeter side edge of the housing. The system may further include a frame, which may be connected to a band, the frame surrounding a void and configured to receive the mounting structure, the frame and mounting structure being releasably securable via a tongue and groove connection. The system may further comprise a dock to which the information device may be connected. | 1. A personal information system, comprising: a portable information device having: a housing including a top surface defined at least partially by a display, a bottom surface in which an electrical connector is positioned, the housing enclosing an internal volume in which a processor is provided, the top surface and bottom surface being coupled by a perimeter side edge extending therebetween; anda mounting structure formed on a surface of the housing;a band having a void formed therein, a portion of the band surrounding the void having a complementary shape configured to surround the perimeter side edge of the housing and being configured to releasably secure to the mounting structure, the portion of the band and mounting structure being releasably securable via engagement and disengagement of a tongue and groove connection based on at least a force applied such that when the band is secured to the mounting structure the housing and the mounting structure are coupled to the band in an orientation in which the housing and the mounting structure extend into the void and the display of the portable information device is positioned so as to face upward from the void, wherein ingress of the housing and mounting structure into the void are stopped by contact of a laterally extending surface of the housing with a surface of the portion of the band. 2. The system of claim 1, further comprising a dock configured with a mounting well configured to receive and releasably secure the portable information device, the mounting well having an outer perimeter wall sized to accommodate the mounting structure of the portable information device. 3. The system of claim 2, wherein the bottom surface is configured with a central region within which the electrical connector is positioned, and wherein the dock further includes a corresponding dock-side electrical connector in a central region of the mounting well of the dock. 4. The system of claim 2, wherein the portable information device is releasably secured by magnets to the dock. 5. The system of claim 1, wherein the portion of the band is a frame, andwherein the laterally extending surface is a lip formed at least partially around a perimeter of the frame, a reduced perimeter wall of the mounting structure extending upwardly from the lip to the top surface and extending at least partially around the perimeter of the frame, the reduced perimeter wall having a shape that corresponds to the shape of an inside perimeter wall of the frame and the lip contacting a bottom surface of the frame when the mounting structure is engaged with the frame to stop ingress thereof. 6. The system of claim 5, wherein the housing is configured to be mounted to a mounting well of a dock while the frame is coupled to the housing. 7. The system of claim 1, wherein the bottom surface further includes an optical sensor, the optical sensor including a light emitter and at least one light sensor, and wherein the light emitter is config... | MICROSOFT TECHNOLOGY LICENSING, LLC | A61B005/00 A61B005/024 A61B005/11 G06F001/16 G04G017/08 G04G021/02
US09504831 | B2 | 2016-11-29 | Methods, systems, and devices for pairing vagus nerve stimulation with motor therapy in stroke patients | 2014-11-11 | A method of treating motor deficits in a stroke patient, comprising assessing a patient's motor deficits, determining therapeutic goals for the patient, based on the patient's motor deficits, selecting therapeutic tasks based on the therapeutic goals, performing each of the selected therapeutic tasks repetitively, observing the performance of the therapeutic tasks, initiating the stimulation of the vagus nerve manually at approximately a predetermined moment during the performance of the therapeutic tasks, stimulating the vagus nerve of the patient during the performance of the selected therapeutic tasks, and improving the patient's motor deficits. | 1. A method of improving motor deficits in a stroke patient, the method comprising: stimulating a vagus nerve of the patient by delivering pulse trains of artificial electrical stimulation energy from a stimulation device to the vagus nerve while the patient is performing a movement of a therapeutic task;terminating the stimulation of the vagus nerve so that there is no stimulation between movement execution; andimproving the patient's motor deficits,wherein the action of stimulating the vagus nerve of the patient further comprises determining respective beginnings of performances of the therapeutic task, and applying the pulse trains to the vagus nerve based on the determined beginnings of the performances, wherein the vagus nerve stimulation pulse trains begin after the beginning of the respective therapeutic tasks, wherein the vagus nerve stimulation pulse trains end prior to the end of the respective therapeutic tasks, and wherein the vagus nerve stimulation pulse train is not presented between performances of the therapeutic task. 2. The method of claim 1, wherein the pulse trains are about 500 milliseconds in duration. 3. The method of claim 1, wherein the pulse trains have an amplitude of about 0.8 milliamperes. 4. The method of claim 1, wherein a therapeutic task level is selected for each therapeutic task and the therapeutic task level is changed between repetitive performances of the therapeutic task. 5. A method of improving motor deficits in a stroke patient, the method comprising: stimulating a vagus nerve of the patient by delivering pulse trains of electrical stimulation energy from a stimulation device to the vagus nerve while the patient is performing a movement of a therapeutic task;terminating the stimulation of the vagus nerve; andimproving the patient's motor deficits,wherein the action of stimulating the vagus nerve of the patient further comprises determining respective beginnings of performances of the therapeutic task, and applying the pulse trains to the vagus nerve based on the determined beginnings of the performances, wherein the vagus nerve stimulation pulse trains begin after the beginning of the respective therapeutic tasks, wherein the vagus nerve stimulation pulse trains end prior to the end of the respective therapeutic tasks, and wherein the vagus nerve stimulation pulse train is not presented between performances of the therapeutic task. 6. The method of claim 5, wherein the pulse trains are about 500 milliseconds in duration. 7. The method of claim 5, wherein the pulse trains have an amplitude of about 0.8 milliamperes. 8. The method of claim 5, wherein a therapeutic task level is selected for each therapeutic task and the therapeutic task level is changed between repetitive performances of the therapeutic task. | THE BOARD OF REGENTS, THE UNIVERSITY OF TEXAS SYSTEM | A61N001/00 A61N001/36 A61N001/372 G09B023/28 A61B005/11
US09498165 | B2 | 2016-11-22 | Receivers for analyzing and displaying sensor data | 2013-12-05 | This disclosure provides systems, methods and apparatus for processing, transmitting and displaying data received from an analyte sensor, such as a glucose sensor. The system may include a display device with at least one input device. In response to movement of or along the input device, the display device may change a glucose data output parameter and update an output of the display device using the changed output parameter. | 1. A method for displaying glucose information to a user using a hand-held computing device, comprising: displaying on a touch-sensitive display of a computing device a glucose chart including a trend line indicative of a glucose level of a host over a first time period;displaying one or more event indicators on the chart, each event indicator positioned on the chart to indicate when an associated event occurred in time, wherein the associated event includes one or more of a calibration reference event, an insulin delivery event, a meal event, an activity event, a sleep event, or an illness event, and wherein displaying the one or more event indicators includes presenting an icon illustrative of the associated event proximate to the trend line of the glucose chart corresponding to the particular point in time; andchanging the time period of the chart from the first time period to a second, different time period, wherein changing the time period causes the event indicators to move on the chart so that the one or more event indicators continue to indicate when the associated event occurred in time. 2. The method of claim 1, wherein changing the time period comprises receiving user input indicative of a request to change the time period. 3. A method for displaying glucose information to a user using a hand-held computing device, comprising: displaying on a touch-sensitive display of a computing device a glucose chart including a trend line indicative of a glucose level of a host over a first time period;displaying one or more event indicators on the chart, each event indicator positioned on the chart to indicate when an associated event occurred in time, wherein the associated event includes one or more of a calibration reference event, an insulin delivery event, a meal event, an activity event, a sleep event, or an illness event, and wherein displaying the one or more event indicators includes presenting an icon illustrative of the associated event proximate to the trend line of the glucose chart corresponding to the particular point in time; andadding an indicator to the chart in response to the computing device detecting a predefined user input. 4. The method of claim 3, wherein the predefined user input comprises touching a selected portion of the glucose chart. 5. A method for displaying glucose information to a user using a hand-held computing device, comprising: displaying on a touch-sensitive display of a computing device a glucose chart including a trend line indicative of a glucose level of a host over a first time period;displaying one or more event indicators on the chart, each event indicator positioned on the chart to indicate when an associated event occurred in time, wherein the associated event includes one or more of a calibration reference event, an insulin delivery event, a meal event, an activity event, a sleep event, or an illness event, and wherein displaying the one or more event indicators includes presenting an icon ill... | DexCom, Inc. | G06T011/20 A61B005/00 H04N021/431 G06T003/00 A61B005/145 G06F003/0488 G06F003/041 A61B005/1495 G01N033/66 G06F019/00 G06F003/0484
US10342478 | B2 | 2019-07-09 | Method and system for determining whether a caretaker takes appropriate measures to prevent patient bedsores | 2016-05-06 | Systems and methods for reducing the chance that a patient will develop a bedsore may determine whether a caregiver physically approaches a patient and remains in close physical proximity to a patient for a time sufficient to perform a bedsore prevention action. If a planned bedsore prevention action does not appear to be performed, the systems and methods may alert the patient, the caregiver, or others. A determination may be made as to whether the patient's position has changed in a manner consistent with a bedsore prevention action. | 1. A method of reducing the chance that a patient will develop a bedsore, the method performed by one or more processors of a computerized monitoring system and comprising: receiving, from a wireless receiver associated with one of a caregiver and a patient, data indicating a signal strength for a signal received from a wireless transmitter associated with the other of the caregiver and the patient, wherein the wireless receiver associated with one of the caregiver and the patient is worn or carried by one of the caregiver and the patient and wherein the wireless transmitter associated with the other of the caregiver and the patient is worn or carried by the other of the caregiver and the patient;determining whether the signal strength is above a threshold signal strength;determining whether one or more bedsore prevention actions have been performed at least by determining whether the signal strength remains over the threshold signal strength for at least a predetermined period of time; andelectronically communicating a determination of whether one or more bedsore prevention actions have been performed. 2. The method of claim 1, wherein when the signal strength has not remained over the threshold signal strength for at least the predetermined period of time, electronically communicating the determination comprises notifying a computerized communication system in electronic communication with the computerized monitoring system that the caregiver has not performed one or more bedsore prevention actions. 3. The method of claim 2, wherein the computerized communication system issues an alert directed to the patient, the caregiver, an alternate caregiver, a centralized monitoring station, or a combination thereof. 4. The method of claim 1, further comprising receiving data from a 3D motion sensor co-located with the patient. 5. The method of claim 4, further comprising determining, based on the data from the 3D motion sensor, whether the patient has changed position consistent with a bedsore prevention action within a specified time interval. 6. The method of claim 5, further comprising electronically communicating to a computerized communication system in electronic communication with the computerized monitoring system that the patient has not sufficiently changed position to comply with a bedsore prevention action within the specified time interval and wherein the computerized communication system issues an alert. 7. The method of claim 6, wherein the alert is directed to the patient, the caregiver, an alternate caregiver, a centralized monitoring station, or a combination thereof. 8. The method of claim 4, wherein images from the 3D motion sensor are displayed on a centralized monitoring station primary display. 9. The method of claim 1, wherein the wireless transmitter is associated with the caregiver and the method further comprises identifying the caregiver based on data received from the wireless transmitter. 10. The method of claim 9,... | Cerner Innovation, Inc. | A61B005/00 A61B005/11
US20160335396 | A1 | 2016-11-17 | MONITORING IMPACTS BETWEEN INDIVIDUALS FOR CONCUSSION ANALYSIS | 2015-05-12 | Embodiments include methods, systems and computer program products for monitoring impacts between users of uniforms for concussion analysis. Aspects include monitoring one or more sensors in a uniform of a user, determining whether the user experienced an impact and storing data from the one or more sensor associated with the impact in a memory. Aspects also include transmitting a user identification code associated with the uniform and storing a second user identification code that is associated with another uniform involved in the impact in the memory. | 1. (canceled) 2. (canceled) 3. (canceled) 4. (canceled) 5. (canceled) 6. (canceled) 7. (canceled) 8. A computer program product for monitoring impacts between users of uniforms for concussion analysis, the computer program product comprising: a non-transitory storage medium readable by a processing circuit and storing instructions for execution by the processing circuit for performing a method comprising:monitoring one or more sensors in a uniform of a user;determining whether the user experienced an impact;storing data from the one or more sensors associated with the impact in a memory;transmitting a user identification code associated with the uniform; andstoring a second user identification code that is associated with another uniform involved in the impact in the memory. 9. The computer program product of claim 1, further comprising performing analysis on data stored in the memory. 10. The computer program product of claim 8, wherein transmitting the user identification code through a personal area network created by contact between the users of uniforms. 11. The computer program product of claim 8, further comprising transmitting, by the uniform, data stored in the memory to a separate processing system. 12. The computer program product of claim 11, further comprising creating an impact database by the separate processing system from the data received from multiple uniforms. 13. The computer program product of claim 12, wherein the impact database includes entries for all detected impacts between users of uniforms and wherein the method further comprises performing analysis on the impact database to identify a concussion risk for each user. 14. The computer program product of claim 8, wherein determining whether the user experienced the impact includes comparing an output of the one or more sensors to one or more threshold levels associated with a medical history of the user. 15. A uniform for monitoring impacts between users for concussion analysis comprising: one or more sensors and a processor configured to:monitor one or more sensors in a uniform of a user;determine whether the user experienced an impact;store data from the one or more sensors associated with the impact in a memory;transmit a user identification code associated with the uniform; andstore a second user identification code that is associated with another uniform involved in the impact in the memory. 16. The uniform of claim 15, wherein the method further comprises performing analysis on data stored in the memory. 17. The uniform of claim 15, wherein transmitting the user identification code associated with the uniform includes wirelessly transmitting the user identification code. 18. The uniform of claim 15, wherein the method further comprises transmitting, by the uniform, data stored in the memory to a separate processing system. 19. The uniform of claim 15, wherein determining whether the user experienced the impact includes comparing an output of the ... |  | G06F019/00 A61B005/00 H04Q009/00
US09488649 | B2 | 2016-11-08 | Imaging method using magnetic small particles and corresponding device | 2011-04-01 | The invention relates to a method for imaging from a distribution of small magnetic particles. According to said method, the magnetisation of the small particles is rotated asynchronously to the magnetic field by means of an outer magnetic field of suitable field intensity and rotational frequency, which rotates about a longitudinal axis (z), whereby an asynchronous average rotational frequency is generated for a set of particles according to the field intensity; a spatial dependence is impressed on each set of particles by means of a magnetic gradient field of the asynchronous average rotational frequency; the frequency parts of the superpositioned transverse magnetisation (MQ) of the set of particles are detected; and a spatially resolved distribution of the transverse magnetisation (MQ) determines the small particles and emits same by means of the frequency parts. The invention also relates to a suitable device (1). An improved spatial resolution can be obtained, compared to the previous magnetic particle imaging methods, with essentially lower field intensities. | 1. A method for imaging from a distribution of magnetic small particles, the method comprising: setting the magnetizations of the magnetic small particles in a rotation using an external magnetic field of a field strength and rotation frequency rotating about a longitudinal axis (z), wherein the rotation of the magnetizations of the magnetic small particles is asynchronous with respect to the external magnetic field, wherein an asynchronous average rotation frequency dependent on the field strength results for a magnetic small particle ensemble of the magnetic small particles,applying a magnetic gradient field to impose a position dependency on the asynchronous average rotation frequency of the magnetic small particle ensemble,recording the frequency components of the superimposed transverse magnetization (MQ) of the magnetic small particle ensemble using a coil aligned parallel with the longitudinal axis (z) and using a low pass filter to select average asynchronous rotation frequencies that are reduced relative to the rotation frequency of the external magnetic field,converting the recorded frequency components into spatially resolved distribution of the transverse magnetization (MQ) of the magnetic small particle ensemble, anddetermining the spatially resolved distribution of the superimposed transverse magnetization (MQ) using the recorded frequency components and outputting the spatially resolved distribution. 2. The method as claimed in claim 1, wherein the magnetic gradient field is generated for frequency encoding during the recording of the frequency components of the transverse magnetization (MQ). 3. The method as claimed in claim 1, wherein the magnetic gradient field is generated for a predetermined time period for phase encoding before recording the frequency components of the transverse magnetization (MQ). 4. The method as claimed in claim 3, wherein, after the magnetic gradient field is switched off, a second equal magnetic gradient field of opposite sign is generated with the same time period, and wherein the spatially resolved distribution of the transverse magnetization (MQ) is subsequently determined in a plane perpendicular to the profile of the gradient. 5. The method as claimed in claim 1, wherein the magnetic gradient field is generated by spatial variation of the field strength of the rotating magnetic field. 6. The method as claimed in claim 1, wherein the frequency components of the transverse magnetization (MQ) are recorded several times for different magnetic gradient fields. 7. The method as claimed in claim 1, wherein: a first magnetic gradient field is generated along a first direction in a first step for a time period,a second magnetic gradient field is generated along a second direction in a second step,the frequency distribution of the transverse magnetization (MQ) is recorded in a third step,steps one to three are repeated with a number of modified first magnetic gradient fields in a fourth step, anda two-... | Martin Rückert Volker C. Behr | A61B005/05 G01N033/569 A61B005/055 G01N033/543 G01R033/12 A61B005/00 C12Q001/04 G01N033/68
US09486272 | B2 | 2016-11-08 | Force feedback device and method for catheters | 2013-03-12 | An ablation apparatus includes a flexible probe adapted for insertion into a heart of a living subject. The probe has a distally disposed ablation electrode to be brought into contact with a target tissue in the heart, and has facilities for measuring contact force with the target tissue. The apparatus includes a transmitter, operative to transmit an indication of the contact force to a wearable device having an actuator operative to haptically stimulate the operator responsively to the indication. | 1. An ablation apparatus, comprising: a flexible probe adapted for insertion into a heart of a living subject and having a distally disposed ablation electrode to be brought into contact with a target tissue in the heart, wherein the probe is operative for making a measurement of a contact force between the probe and the target tissue;a power source, controlled by an operator, and operative to apply a dosage of energy via the ablation electrode to the target tissue to ablate the target tissue;a transmitter, operative to transmit an indication of the measurement of the contact force; anda wearable device having a receiver for receiving signals from the transmitter and an actuator operatively connected to the receiver and operative to haptically stimulate the operator responsively to the signals such that the degree of the haptic stimulation experienced by the operator correlates to the amount of the contact force, wherein the haptic stimulation is a vibration with a periodicity, and the period correlates with the contact force. 2. An ablation apparatus, comprising: a flexible probe adapted for insertion into a heart of a living subject and having a distally disposed ablation electrode to be brought into contact with a target tissue in the heart, wherein the probe is operative for making a measurement of a contact force between the probe and the target tissue;a power source, controlled by an operator, and operative to apply a dosage of energy via the ablation electrode to the target tissue to ablate the target tissue;a transmitter, operative to transmit an indication of the measurement of the contact force; and a wearable device having a receiver for receiving signals from the transmitter and an actuator operatively connected to the receiver and operative to haptically stimulate the operator responsively to the signals such that the degree of the haptic stimulation experienced by the operator correlates to the amount of the contact force, wherein the haptic stimulation occurs at intervals over time, and time between intervals correlates with the contact force. 3. The ablation apparatus according to claim 1 or 2, wherein the wearable device comprises: a bracelet; anda processor linked to the actuator; andwherein the actuator is an electromechanical actuator linked to the processor operative for vibrating the bracelet when the contact force reaches a predetermined value. 4. The ablation apparatus according to claim 3, wherein vibrating is independently performed on subdivisions of the bracelet, wherein the subdivisions are adapted for approximation to respective locations on a body part of the operator, and wherein the subdivisions comprise inflatable cells, and vibrating comprises independently inflating and deflating the cells pneumatically or hydraulically. 5. The ablation apparatus according to claim 3, wherein vibrating is independently performed on subdivisions of the bracelet, wherein the subdivisions are adapted for approximation to respe... | Biosense Webster (Israel) Ltd. | A61B018/14 A61B018/00 A61B005/00 A61B018/12 A61B005/01 A61B005/053 A61B017/32
US09507917 | B2 | 2016-11-29 | Monitoring device for management of insulin delivery | 2015-01-21 | Monitoring system and method for use with diabetic treatment management. The system comprises: a communication interface configured to permit access to stored raw log data, obtained over a certain time, being indicative of glucose measurements, meals consumed and insulin delivery; and a control unit comprising an unsupervised learning controller configured to receive and process said raw log data and determine at least one global insulin pump setting of basal rate, correction factor, carbohydrate ratio and insulin activity curve parameters. The system may comprise a processing unit comprising a first processor for processing measured data indicative of blood glucose level and generating first processed data, a second processor comprising at least one fuzzy logic module which receives input parameters corresponding to the measured data, the first processed data and a reference data, and processes the data to produce a qualitative output parameter to determine whether any treatment parameter should be modified. | 1. A monitoring system for use with disease treatment management, the monitoring system comprising: a communication interface to permit input of raw log data, said raw log data being indicative of data obtained over a certain time and including time spaced data points of glucose measurements, meals consumed and insulin delivery;a control unit configured for receiving and processing said raw log data, the control unit comprising: a sectioning module configured to section the raw log data within at least one time window; the sectioned time window being at least one of Basal data Section (BaS), Meals data Section (MS) and Bolus data Section (BS), each sectioned time window having a starting point and having an end point such that the BaS is selected outside an effect window of either a meal event or an insulin bolus, the MS is selected at a predetermined time ahead of a meal data point, and the starting point of the BS is selected as one of the following: (a) the end point of the MS or the BaS, and (b) an insulin bolus data point which is outside the MS; the end point of the BS being selected as one of the following, (i) the starting point of the MS or BaS and (ii) a predetermined time ahead of the insulin bolus data point without any intervening insulin bolus;an unsupervised learning controller configured and operable to determine an informative data piece from a residual log data portion of said raw log data, analyze said informative data piece and select a sectioned time window for calculation of an individualized patient's profile related data comprising at least one of drug injection setting of basal insulin treatment, correction factor (CF), carbohydrate ratio (CR) and activity curve parameters of said drug, wherein calculation of the basal insulin treatment is based on BaS, calculation of at least one of the drug activity curve parameters, correction factor (CF) and carbohydrate ratio (CR) is based on MS, and calculation of the correction factor (CF) or the drug activity curve parameters is based on BS; andan output module for generating treatment data which is indicative of the individualized patient's profile related data and is configured for at least one of the following: for operating a drug injection device, and for presentation on user interface. 2. The system of claim 1, wherein said communication interface comprises user interface to permit user input of at least a part of the raw log data indicative at least of the insulin delivery over said certain time. 3. The system of claim 1, wherein said communication interface is configured to permit input of at least a part of the input raw log data from an external device. 4. The system of claim 3, wherein said external device comprises at least one of the following: a measurement device, a storage device, and a drug injection device. 5. The system of claim 3, wherein said external device comprises a measurement device comprising a glucometer. 6. The system of claim 1, wherein said uns... | DreaMed Diabetes Ltd. | G06N007/00 G06F019/00 A61B005/145 A61M005/172 A61M005/142
US20160317057 | A1 | 2016-11-03 | COMPLIANT WEARABLE PATCH CAPABLE OF MEASURING ELECTRICAL SIGNALS | 2016-07-13 | A wearable patch capable of wireless communications includes an elastic layer, an adhesive layer under the elastic layer, and a shearable electrode layer that includes: a support substrate comprising one or more openings so positioned to allow the shearable electrode layer to be sheared and elongated, and breathable, an upper electrode layer on the support substrate, and a lower electrode layer under the support substrate. The support substrate can include a via that is conductively connected to the upper electrode layer and the lower electrode layer. The lower electrode can be in contact with a user's body and to pick up electric signals from the user's body. | 1. A wearable patch for measuring electrical signals from a user's body, comprising: an elastomer matrix comprising a lower surface; a conductive circuit;a semiconductor chip in electric connection with the conductive circuit; anda lower electrode layer positioned at the lower surface of the elastomer matrix,wherein the lower electrode layer is in electric connection with the conductive circuit;a first adhesive layer on at least a portion of the lower surface of the elastomer matrix layer; anda layer of conductive gel below the lower electrode layer, wherein least a portion of the first adhesive layer is configured to be attached to a user's skin, wherein the layer of conductive gel is configured to be in contact with the user's skin to form an electric connection between the lower electrode layer and the user's skin, which allows the lower electrode layer to pick up electric signals from the user's body. 2. The wearable patch of claim 1, wherein the first adhesive layer includes an opening that exposes the lower electrode layer, wherein the layer of conductive gel is formed on a lower surface of the lower electrode layer. 3. The wearable patch of claim 1, wherein the first adhesive layer is uniformly formed on the lower surface of the elastomer matrix layer and a lower surface of the lower electrode layer, wherein the layer of conductive gel is formed on portion of a lower surface of the first adhesive layer that is below the lower electrode layer, wherein the conductive gel forms the electric connection with the lower electrode layer through holes in the first adhesive layer. 4. The wearable patch of claim 1, further comprising: a first circuit module in the elastomer matrix, wherein the first circuit module includes the conductive circuit and the semiconductor chip;a second circuit module in the elastomer matrix, wherein the second circuit module includes the lower electrode layer; andflexible ribbons in the elastomer matrix and comprising a connecting line configured to transmit the electrical signal from the lower electrode layer to the conductive circuit in the first circuit module. 5. The wearable patch of claim 1, further comprising: a support substrate in the elastomer matrix, wherein the lower electrode layer is below the support substrate, wherein the semiconductor chip is positioned above the support substrate;an upper electrode layer on the support substrate;a via through the support substrate and that conductively connects the upper electrode layer and the lower electrode layer. 6. The wearable patch of claim 1, wherein the semiconductor chip is configured to wireless communicate with an external device in response to the electric signals from the user's body picked up by the lower electrode. 7. The wearable patch of claim 6, wherein the conductive circuit includes an antenna circuit configured to receive or transmit wireless signals in communications with an external device. 8. The wearable patch of claim 1, further comprisi... |  | A61B005/0408 A61B005/0492 A61B005/00 A61B005/0478
US10644617 | B2 | 2020-05-05 | Vibration type actuator apparatus increased in position detection accuracy, controller, and medical system | 2016-04-29 | A controller is capable of improving position detection accuracy during the stopping of an actuator, and controlling the actuator with high stability and quick responsiveness during driving. A first position signal corresponding to an amount of relative movement between the actuator and a driven element is output to a filter, and the filter outputs a second position signal generated by attenuating signal components having frequencies except a specific frequency band. Driving and stopping of the actuator are controlled according to the second position signal. As the specific frequency band, a first frequency band is set in the filter during the driving of the actuator, and a second frequency band is set in the filter during the stopping of the actuator. The first frequency band and the second frequency band both include 0 Hz, and the second frequency band is narrower than the first frequency band. | 1. A controller that controls driving of an actuator, wherein a contact element and the actuator are relatively moved by a driving force of the actuator, and a relative positional relationship between the actuator and the contact element is held in a state in which driving the actuator is stopped, the controller comprising: a position detection unit configured to output a first position signal which is an AC signal having a frequency corresponding to a relative moving speed between the actuator and the contact element;a filter configured to output a second position signal which is a signal indicative of an amount of relative movement between the actuator and the contact element generated based on the first position signal, the second position signal being generated by said filter attenuating signal components having frequencies except a specific frequency band;a control unit configured to control driving and stopping of the actuator according to the second position signal; anda setting unit configured to set in said filter, as the specific frequency band, a first frequency band in a case in which said control unit drives the actuator, and a second frequency band in a case in which said control unit stops the actuator,wherein the first frequency band and the second frequency band both include 0 Hz, and the second frequency band is narrower than the first frequency band, andwherein said filter includes: a changing unit configured to change a frequency band of the first position signal based on the specific frequency band set by said setting unit, anda conversion unit configured to convert the first position signal of which the frequency band is changed by said changing unit to the second position signal. 2. The controller according to claim 1, wherein in the case in which said control unit drives the actuator, said control unit generates a driving voltage for moving the actuator and the contact element relative to each other, and in the case in which said control unit stops the actuator, said control unit stops energization of the actuator or generates a driving voltage for generating a driving force smaller than a force for holding the relative positional relationship between the contact element and the actuator. 3. The controller according to claim 1, wherein the first position signal is a digital signal having a binary state, and wherein said changing unit outputs the first position signal to said conversion unit in a case in which the first position signal holds the same value for a predetermined or longer time period. 4. The controller according to claim 1, wherein the first position signal is a digital signal having a binary state, and wherein when a time interval between two changes sequentially occurring in the first position signal is shorter than a predetermined time period, said filter ignores the two changes, and when the time interval is longer than the predetermined time period, said filter outputs the first position signal. 5. Th... | Canon Kabushiki Kaisha | H02N002/14 G05B001/01 A61H023/02 A61B005/00 A61B005/055 A61B005/026 H02N002/10 H02N002/16
US10293205 | B2 | 2019-05-21 | IMU system for assessing head and torso orientation during physical motion | 2015-01-26 | A method and apparatus for monitoring the head and torso orientation of a subject during physical motion. The method and apparatus employ at least two inertial measurement units (IMUs) being temporally synchronized with each other and each measuring three degrees of freedom of angular velocity, acceleration, and optionally magnetic field. A first IMU being affixed to the head of the subject and the second IMU being affixed to the torso of the subject. The orientation of the head, the orientation of the torso, and optionally the relative orientation of the head and torso are calculated based on the data from the IMU's and optionally magnetometer data. The resultant output data is transmitted to a host device (computer, tablet, smart phone) and can be used for monitoring, training, coaching, worker safety and health, and/or rehabilitation. | 1. An apparatus for athlete development, coaching, or training using real time monitoring of the head and cervical spine orientation of an athlete during physical motion on a field of play, said apparatus comprising: at least two inertial measurement units each measuring three degrees of freedom of angular velocity and three degrees of freedom of acceleration and outputting acceleration data and angular rate gyro data, a first of the at least two inertial measurement units being temporally synchronized with a second of the at least two inertial measurement units such that the acceleration data and angular rate gyro data from the first inertial measurement unit and the second inertial measurement unit are temporally synchronized;a first mounting system supporting the first inertial measurement unit for movement therewith, the first mounting system configured to be connectable to the head of the subject such that the data from the first inertial measurement unit is used to calculate the orientation of the head of the subject;a second mounting system supporting the second inertial measurement unit for movement therewith, the second mounting system configured to be connectable to the cervical spine of the subject such that the data from the second inertial measurement unit is used to calculate the orientation of the cervical spine of the subject;a central processing unit configured to receive in real time the acceleration data and the angular rate gyro data from the first and second inertial measurements units, the central processing unit calculating the real time orientation of the head, the real time orientation of the cervical spine, and the real time orientation of the head relative to the cervical spine in response to the acceleration data and the angular rate gyro data from the first and second inertial measurement units during the physical motion on the field of play and outputting resultant real time data; anda host device receiving the resultant real time data and outputting a response to a user on the host device indicative of the real time orientation of the head and the orientation of the cervical spine of the athlete on the field of play. 2. The apparatus according to claim 1 wherein at least one of the at least two inertial measurement units measures a local magnetic field and outputs magnetometer data, wherein the central processing unit calculates the real time orientation of the head, the real time orientation of the cervical spine, and the real time orientation of the head relative to the cervical spine in response to the acceleration data, the angular rate gyro data, and the magnetometer data. 3. The apparatus of claim 1, further comprising: a magnetometer measuring a local magnetic field and outputting magnetometer data, the magnetometer being separate from the first and second inertial measurement units,wherein the central processing unit calculates the real time orientation of the head, the real time orientation of the cervica... | THE REGENTS OF THE UNIVERSITY OF MICHIGAN | A61B005/00 A61B005/11 G01P001/02 G06K009/00 A63B023/02 A63B071/00 G01P015/08 G01P015/18 G01R033/02 G09B019/00 G01C019/5783
US09980678 | B2 | 2018-05-29 | Psychological acute stress measurement using a wireless sensor | 2016-04-11 | A method and system for determining psychological acute stress are disclosed. In a first aspect, the method comprises detecting a physiological signal using a wireless sensor device, determining a stress feature using a normalized heart rate and a plurality of heart rate variability (HRV) features, wherein the normalized heart rate and the plurality of heart rate variability features are calculated using the detected physiological signal, and determining a stress level using the stress feature to determine the psychological acute stress. In a second aspect, the system comprises a wireless sensor device that includes a processor and a memory device coupled to the processor, wherein the memory device stores an application which, when executed by the processor, causes the wireless sensor device to carry out the steps of the method. | 1. A method for determining psychological acute stress, the method comprising: detecting a physiological signal using a wireless sensor device;calculating a normalized heart rate using the detected physiological signal by combining a continuous basal heart rate and an average heart rate using the equation: HRR=(HR−HRb)/(HRmax−HRb), wherein the HRb is the continuous basal heart rate, the HR is the average heart rate, and the HRmax=(208−0.7*Age) or (220−Age);calculating a plurality of heart rate variability (HRV) features using the detected physiological signaldetermining a stress feature using the normalized heart rate and the plurality of heart rate variability (HRV) features, wherein the plurality of HRV features include statistical HRV features, frequency-domain HRV features, and non-linear HRV features,wherein the frequency-domain HRV features include a ratio of spectral band powers (LF/HF ratio), andwherein the non-linear HRV features include an approximate entropy measuring complexity of HR time interval series data of the physiological signal; anddetermining a stress level using the stress feature to determine the psychological acute stress. 2. The method of claim 1, wherein the statistical HRV features include any of a standard deviation of HR intervals (SDNN) and a root mean square successive differences of HR intervals (RMSSD), wherein the frequency-domain HRV features further include a normalized spectral band powers, and wherein the non-linear HRV features further include Poincare plot measures. 3. The method of claim 1, further comprising: determining whether an activity level threshold is reached; andwherein if the activity level threshold is reached, detecting another physiological signal prior to the determining of the stress feature. 4. The method of claim 1, wherein the plurality of HRV features are calculated by: performing peak detection on the physiological signal to provide a plurality of successive peaks;calculating a heart rate interval series using the plurality of successive peaks;removing artifacts from the heart rate interval series to provide pruned heart rate interval values; andextracting features from the pruned plurality of HRV features to provide the plurality of HRV features. 5. The method of claim 4, wherein the physiological signal is any of an electrocardiogram (ECG) signal and a photoplethysmogram (PPG) signal. 6. The method of claim 5, wherein the peak detection detects R peaks of the ECG signal or systolic peaks of the PPG signal. 7. The method of claim 4, wherein the extracting step further comprises: determining the continuous basal heart rate using the pruned heart rate interval values;determining the average heart rate using the pruned heart rate interval values; anddetermining the plurality of HRV features using a calculation of the pruned heart rate interval values over a predetermined time period. 8. The method of claim 1, wherein the determining of the stress level step further comprises: det... | VITAL CONNECT, INC. | A61B005/00 A61B005/0205 A61B005/0456 A61B005/16 A61B005/08 A61B005/024 A61B005/0468 A61B005/11 A61B005/021 A61B005/0245
US09486159 | B2 | 2016-11-08 | Device and method for superimposing patterns on images in real time, particularly for guidance by location | 2014-03-17 | The invention relates to a device for superimposing known patterns, characteristic of a region, on (real) images of said region. The device comprises , a memory in which patterns are stored, which are representative of a selected region, of known position and orientation with relation to a common reference and processing means, for determining a pattern representative of the selected portion in the memory, on receipt of the designation of at least one portion of an observed image of the selected region, taken at a selected angle and at least one representative attribute of said region, taking account of the attribute selected, then superimposing the determined pattern on the selected portion of the image taking account of the selected angle. | 1. An apparatus comprising: a memory storing an identity and data for each of a plurality of objects; anda processor configured to:receive an image of a viewed object;receive input from a user, said input comprising a designation of a portion of the image and a designation of the identity of the viewed object;register an object stored in the memory to the designated portion of the image based on the designated identity of the viewed object; andsuperimpose a visual representation of the data corresponding to the registered object on the image for display. 2. The apparatus of claim 1, the data comprising a 3-dimensional model of the corresponding object. 3. The apparatus of claim 2, the processor further configured to: receive an observation angle corresponding to the received image; andsuperimpose the visual representation of the 3-dimensional model of the corresponding object on the image based on the received observation angle. 4. The apparatus of claim 1, the designation of the identity of the viewed object comprising a nature of an object within the designated portion. 5. The apparatus of claim 1, the designation of the identity of the viewed object comprising a location of an object within the designated portion. 6. The apparatus of claim 1, designation of the identity of the viewed object comprising the name of an object within the designated portion. 7. The apparatus of claim 1, the image being received from an endoscope, the apparatus further comprising a robotic arm maneuverable within a field of view of the endoscope. 8. The apparatus of claim 7, the processor configured to register the object by successively positioning the robotic arm at predetermined locations to align a reference frame of the data with a reference frame of the image. 9. The apparatus of claim 1, the processor configured to register the data by minimizing a criterion constructed from at least one measurement equation. 10. The apparatus of claim 9, the at least one measurement equation derived from a hypothesis associated with the viewed object. 11. The apparatus of claim 1, the image being received from a camera mounted on a moving vehicle. 12. The apparatus of claim 1, the data comprising a three-dimensional model of a patient's heart, the image comprising a view of the patient's heart, the processor configured to superimpose a visual representation of a coronary tree of the model of the patient's heart on the image for display. 13. The apparatus of claim 1, the identity comprising an attribute describing a known local characteristic or known local configuration of a corresponding object. 14. A method comprising: receiving an image of a viewed object;receiving input from a user, said input comprising a designation of a portion of the image and a designation of the identity of the viewed object;registering an object stored in a memory to the designated portion of the image based on the designated identity of the viewed object; andsuperimposing a visual re... | Intuitive Surgical Operations, Inc. | G06K009/00 A61B005/06 G06T007/00 A61B001/00 A61B005/055
US09775550 | B2 | 2017-10-03 | Cord blood collection vessel and method of using same | 2015-05-12 | An apparatus and method for collecting blood from the umbilical cord of a newborn into a standard vacuum collection tube is disclosed wherein the apparatus comprises a vessel in the general shape of a cup with an open top, a receiving cavity and a tapered bottom surface wherein the taper of the tapered bottom surface is away from the receiving cavity; a pick up tube with open top end and closed bottom, and side tabs, a needle inserted through an opening in the closed bottom of said tube wherein the diameter of the opening is of sufficient size to only allow the tip of the needle to be inserted, and a means for providing an air tight seal between the inserted needle and said opening. | 1. An apparatus for collecting umbilical cord blood comprising: a vessel with an open top, a receiving cavity positioned along an edge of the vessel at the open top of the vessel, and a tapered bottom surface, wherein the taper of the tapered bottom surface is away from the receiving cavity to allow blood within the vessel to flow and collect within a recess along a side of the vessel directly opposite the receiving cavity;a pick up tube with an open top end and a closed bottom, a connecting member in the form of side tabs for engaging the receiving cavity to allow for selective engagement with the vessel wherein the length of the pick up tube is sufficient to allow the closed bottom of the pick up tube to rest within the recess against the side of the vessel opposite the receiving cavity while the open top of the pick up tube rests in the receiving cavity such that the pick up tube extends diagonally across the vessel extending from the receiving cavity along the edge of the vessel to the recess at the bottom surface of the vessel, a needle inserted through an opening in the closed bottom of said pick up tube, and a means for providing an air tight seal between the inserted needle and said opening, wherein the pick up tube is separate and distinct from the vessel so as to be separable from the vessel. 2. The apparatus of claim 1 wherein the side tabs are a clip that attaches to the receiving cavity. 3. The apparatus of claim 1 wherein the diameter of the pick up tube is sufficient to allow insertion of a vacuum collection tube. 4. A method for collecting a sample of umbilical cord blood comprising the steps of: holding a section of said cord over an apparatus for collecting umbilical cord blood comprising a vessel with an open top, a receiving cavity positioned along an edge of the vessel at the open end of the vessel and a tapered bottom surface wherein the taper of the tapered bottom surface is away from the receiving cavity and the bottom surface includes a recess along a side of the vessel directly opposite the receiving cavity;allowing blood to drip from said cord into the open top of said apparatus wherein the taper of the tapered bottom surface is away from the receiving cavity to allow blood within the vessel to flow and collect in the recess along the side of the vessel directly opposite the receiving cavity;placing a pick up tube with an open top end and a closed bottom, a connecting member in the form of side tabs for engaging the receiving cavity to allow for selective engagement with the vessel, a needle inserted through an opening in the closed bottom of said pick up tube, and a means for providing an air tight seal between the inserted needle and said opening into said vessel such that the pick up tube extends diagonally across the vessel extending from the receiving cavity along the edge of the vessel to the recess at the bottom surface of the vessel the length of the pick up tube being sufficient to allow the closed bottom of... | - | A61B005/00 B65D081/00 A61B005/15 B01L003/00 A61B010/00
US20160324429 | A1 | 2016-11-10 | Blood Pressure Cuff Pathogen Barrier | 2016-02-17 | A sleeve forming pathogen barrier is provided which is configured for positioning between the surfaces of a blood pressure cuff and the skin of a patient. The sleeve is formed of a circular sidewall which may be rendered separable along an axial length whereby the sleeve will tear and allow removal of the sleeve from the arm of the patient, subsequent to completion of a blood pressure measurement by the cuff. | 1. A pathogen barrier configured for positioning between a blood pressure cuff and the skin of a patient, comprising: a sidewall of polymeric material forming a sleeve, said sleeve having an axial cavity;said sleeve having a length running from a first end at one end of said axial cavity to a second end of said sleeve adjacent an opposite end of said axial cavity; andsaid axial cavity dimensioned for insertion of an arm of a patient therein, during location of said sleeve to an as-used position with said sidewall encircling an appendage of said patient and sandwiched in-between said appendage and a blood pressure cuff engaged thereround, andsaid sleeve in said as-used position, forming a barrier between said appendage and said blood pressure cuff encircling said appendage, said barrier preventing passage of any pathogens therethrough. 2. The pathogen barrier of claim 1, wherein said appendage is an arm of said patient. 3. The pathogen barrier of claim 1, wherein said axial cavity has a circumference from 6 inches to 22 inches. 4. The pathogen barrier of claim 2, wherein said axial cavity has a circumference from 6 inches to 22 inches. 5. The pathogen barrier of claim 1, wherein said length of said sleeve is between 4 to 12 inches. 6. The pathogen barrier of claim 2, wherein said length of said sleeve is between 4 to 12 inches. 7. The pathogen barrier of claim 3, wherein said length of said sleeve is between 4 to 12 inches. 8. The pathogen barrier of claim 4, wherein said length of said sleeve is between 4 to 12 inches. 9. The pathogen barrier of claim 1, wherein said length of said sleeve is between 12 to 25 inches. 10. The pathogen barrier of claim 2, wherein said length of said sleeve is between 12 to 25 inches. 11. The pathogen barrier of claim 3, wherein said length of said sleeve is between 12 to 25 inches. 12. The pathogen barrier of claim 4, wherein said length of said sleeve is between 12 to 25 inches. 13. The pathogen barrier of claim 1, additionally comprising a separable portion formed in said sidewall along a line running said length of said sleeve; and whereby force from a pulling of said sidewall adjacent said separable portion will tear said sidewall along said line thereby forming a gap in said sidewall for exiting of said appendage therethrough. 14. The pathogen barrier of claim 2, additionally comprising a separable portion formed in said sidewall along a line running said length of said sleeve; and whereby force from a pulling of said sidewall adjacent said separable portion will tear said sidewall along said line thereby forming a gap in said sidewall for exiting of said arm therethrough. 15. The pathogen barrier of claim 4, additionally comprising a separable portion formed in said sidewall along a line running said length of said sleeve; and whereby force from a pulling of said sidewall adjacent said separable portion will tear said sidewall along said line thereby forming a gap in said sidewall for exiting of ... |  | A61B005/022
US20160331933 | A1 | 2016-11-17 | DUAL DEFLECTION PULL WIRE RING | 2015-05-14 | A system and method for anchoring a pull wire within the distal portion of a device elongate body. A steering deflection mechanism includes a pull ring having a plurality of apertures and two receiving slots. For example, the pull ring may include a first aperture and a second aperture diametrically opposed to each other and a first receiving slot and a second receiving slot diametrically opposed to each other. Each receiving slot may be defined by the band and extend within the band from a first edge of the band to a distance from a second edge of the band. This configuration may enable dual deflection of the distal portion of the device elongate body. | 1. A catheter steering assembly, the assembly comprising: a first pull wire and a second pull wire; anda continuous annular band including therein a first aperture, a second aperture, and a first receiving slot, and a second receiving slot, the first aperture being approximately 180° from the second aperture and the first receiving slot being approximately 180° from the second receiving slot,at least a portion of the first pull wire being received within the first aperture and at least a portion of the second pull wire being received within the second aperture. 2. The assembly of claim 1, wherein the first and second pull wires each have a circular cross section. 3. The assembly of claim 2, wherein each of the first and second receiving slots have a circular cross section that is sized to longitudinally receive a portion of one of the first pull wire and the second pull wire. 4. The assembly of claim 1, wherein the first and second pull wires each have a rectangular cross section. 5. The assembly of claim 4, wherein each of the first and second receiving slots have a rectangular cross section that is sized to longitudinally receive a portion of one of the first pull wire and the second pull wire. 6. The assembly of claim 1, wherein the band includes a thickness, a first edge, a second edge, and a height between the first edge and second edge, the height being greater than the thickness. 7. The assembly of claim 1, wherein the first and second apertures are each circular in shape. 8. The assembly of claim 1, wherein the first and second apertures are each equidistant from the first edge and second edge. 9. The assembly of claim 8, wherein the first and second receiving slots each extend within the band from the first edge to a distance from the second edge. 10. The assembly of claim 9, wherein the distance from the second edge is between approximately 10% to approximately 50% of the entire height of the band. 11. The assembly of claim 1, further comprising a fusible band in contact with an inner surface of the band. 12. The assembly of claim 11, wherein the fusible band is composed of a thermoplastic. 13. A catheter steering assembly, the assembly comprising: a first pull wire having a distal end and a second pull wire having a distal end, the first and second pull wires each being flat in cross section; anda continuous annular band including therein a first aperture, a second aperture, a first receiving slot and a second receiving slot, the first aperture being approximately 180° from the second aperture and the first receiving slot being approximately 180° from the second receiving slot, the first receiving slot being sized to receive the distal end of the first pull wire and the second receiving slot being sized to receive the distal end of the second pull wire. 14. The assembly of claim 13, wherein the band includes a thickness, a first edge, a second edge, and a height between the first edge and second edge, the height being grea... |  | A61M025/01 A61B005/00 A61B018/14
US09486618 | B2 | 2016-11-08 | Electrode system for electrical stimulation | 2015-10-08 | A system for electrically stimulating a user comprising: a first housing portion defining an array of openings; an array of permeable bodies with portions exposed through the array of openings and wetted with a solution that facilitates electrical coupling between the system and a body region of the user, wherein each permeable body has a cavity at a proximal portion and a distal portion and is configured to transmit the solution to the body region of the user; a substrate region defining an array of protrusions configured to support the array of permeable bodies and composed of a conductive polymer; and a set of conductors in communication with the substrate region and including a first conductor that provides a first subset of the array of permeable bodies with a first polarity and a second conductor that provides a second subset of the array of permeable bodies with a second polarity. | 1. A system for electrically stimulating a user, the system comprising: a first housing portion defining an array of openings at a broad surface;an array of permeable bodies with distal portions exposed through the array of openings and treated with an electrolyte that facilitates electrical coupling between the system and a body region of the user during use;a substrate region defining an array of protrusions corresponding to and configured to support the array of permeable bodies, the substrate region composed of a conductive polymer composition;a set of conductors in communication with the substrate region, the set of conductors including a first conductor configured to provide a first subset of the array of permeable bodies with a first polarity and a second conductor configured to provide both a second subset and a third subset of the array of permeable bodies with a second polarity, wherein the first subset forms a first rectangular subarray, the second subset forms a second rectangular subarray adjacent a first side of the first rectangular subarray, and the third subset forms a third rectangular subarray adjacent a second side of the first rectangular subarray; andan electromechanical coupler configured to couple the set of conductors to an electronics subsystem for transmission of current through the set of conductors. 2. The system of claim 1, wherein a base region of each opening of the array of openings of the first housing portion is recessed at the broad surface, such that the base region of each opening defines a bowl about its corresponding opening. 3. The system of claim 1, wherein at least two of the array of permeable bodies, both configured to have identical polarities, are of unitary construction with each other. 4. The system of claim 1, wherein each of the array of permeable bodies is impregnated with a dried electrolyte component, and configured to be saturated with fluid prior to use by the user in forming an electrically conductive interface with the user. 5. The system of claim 1, wherein each of the array of permeable bodies has a cavity at a proximal portion and a tapered distal portion, and wherein the array of protrusions of the substrate region correspond to and are configured to reside within cavities of the array of permeable bodies. 6. The system of claim 5, wherein each of the array of permeable bodies is composed of an olefin polymer processed with a solute at one stage, the solute extracted from the olefin polymer matrix at a later stage. 7. The system of claim 5, wherein at least one of 1) the broad surface of the first housing portion and, 2) collectively, distal portions of the array of permeable bodies define a concave surface that is complementary to the body region, comprising a head region, of the user during use of the system. 8. The system of claim 1, wherein the substrate region comprises a first subregion coupled to the first subset of the array of permeable bodies and a second subregion cou... | Halo Neuro, Inc. | A61N001/04 A61B005/0478 A61B005/0492 A61B005/0496 A61B005/053 A61B005/00
US20160317084 | A1 | 2016-11-03 | Sensor and Feedback Platform for Use in Orthotic and Prosthetic Devices | 2016-04-29 | Systems and methods for monitoring/measuring parameters related to the use of devices/systems in various diagnostic/therapeutic applications are provided. The systems/methods communicate monitored/measured parameters to data processing and/or data display units for review and/or responsive action. Modular units may be provided for use with orthotic devices, e.g., arm slings and orthotic boots for foot and lower leg immobilization, and in conjunction with prosthetic devices, e.g., prosthetic arms and/or legs. The sensing/feedback mechanisms may be strap-based, or mounted/associated with webbing, ratchet systems and/or other tensioning mechanisms. The sensing/feedback mechanism may include an inductive sensor that interacts with conductive material embedded in a strap to produce a signal indicating the location of the inductive sensor with respect to the strap. The position sensor may include multiple coils and multiple conductive materials may be imbedded in the strap. The conductive material may define a variable width along the X-axis (as defined by the strap). The inductive sensor may also be used to measure the distance from the coil and a conductive material that interacts with a section of the orthotic or prosthetic device along the z-axis. | 1. A system for monitoring one or more parameters associated with use of a medical device, comprising: a. at least one structure mounted with respect to a medical device;b. at least one assembly configured and dimensioned to interact with the at least one structure, wherein the assembly or the structure includes at least one inductive sensor;wherein the structure or the assembly includes at least one conductive material; andwherein the at least one conductive material associated with the structure or assembly and the at least one inductive sensor associated with the assembly or the structure interact to generate one or more signals that may be used to monitor the one or more parameters associated with the use of the medical device. 2. The system according to claim 1, wherein the structure is a strap and the at least one assembly includes a device loop that is sized to receive a free end of the at least one strap there through. 3. The system according to claim 1, wherein the one or more parameter is the tightness of the at least one structure. 4. The system according to claim 1, wherein the at least one inductive sensor includes at least one coil. 5. The system according to claim 4, wherein the at least one conductive material is fabricated from at least one of foil and fabric. 6. The system according to claim 5, wherein the area of the at least one structure including the inductive sensor is configured to be pulled over the area of the at least one assembly including the conductive material. 7. The system according to claim 6, wherein in response to the inductive sensor being pulled over the conductive material the at least one coil within the at least one inductive sensor interacts with the at least one conductive material and generates a first alternating current creating a first alternating magnetic field. 8. The system according to claim 7, wherein the first alternating current induces a second alternating current in the conductive material creating a second alternating magnetic field. 9. The system according to claim 8, wherein the second magnetic alternating field couples with the first magnetic field. 10. The system according to claim 9, wherein the at least one inductive sensor generates one or more signals based on a frequency shift detected in response to the coupling of the first and second magnetic fields. 11. The system according to claim 10, wherein the at least one conductive material is a shape with variable width and the frequency shift varies based on the coil's interaction with a varied amount of width of the conductive material. 12. The system according to claim 11, wherein the inductive sensor determines a distance between the at least one conductive material and the at least inductive sensor based on the varying frequency shift and provides real-time feedback as to tightness of positioning of the at least one structure based on the distance between the at least one conductive material and the at least one inductiv... | Wellinks, Inc. | A61B005/00 G01B007/14 A61F005/37 A61F002/60 A61F005/02 A61F005/01
US20160328530 | A1 | 2016-11-10 | METHOD AND APPARATUS FOR AUTOMATED PATIENT SEVERITY RANKING IN MASS CASUALTY INCIDENTS | 2015-05-08 | A single disaster could leave hundred thousands of people injured or even dead. In order for the rescue team to reach this knowledge they should send one of the team members to investigate the scene. Body Sensor Networks are emerging systems that can be easily used to measure patient's physiological data and communicate relevant data to other patient using their smart phones. We propose to use Bloom filters, a space efficient probabilistic data structure, for efficiently collecting the dynamic status of patients in a mass casualty scenario. The collected data is disseminated to all nodes in the network to make it available to the rescue team wherever they arrive. In particular, we show that the members of the most urgent cases found at each node are found to be very close to the set of the actual urgent cases. | 1. A method, comprising: gathering a raw sensor data residing in the body of an affected person;gathering data in patient to patient network;gathering data from various sensors in series and/or parallel connected to Body Sensor Network (BSN);applying intelligence to the data gathered to determine the severity of the affected person; andcalculating the urgency class the person should belong to. 2. The method of claim 1, further comprising: finding the vital body signs, readings and information such as, but not precluding, blood pressure, heart rhythms, pulse, motion detection, fever, temperature and blood sugar 3. The method of claim 2, comprising: gathering data from the sensors in BSN and relaying over wired or wireless interface to a smart device or any other networking device that can connect to sensors; andanalyzing data from the sensors from BSN using software that are available over applications or as a separate hardware connected to the smart device or networking device. 4. The method of claim 3, wherein the smart devices or network devices have wireless interfaces that can communicate with other smart devices either in infrastructure mode or in Ad Hoc mode. 5. The method of claim 3, further comprising: communicating with neighboring nodes using MANET protocol;communicating with neighboring nodes that are not connected to any sensor network; andrelaying the urgency ranked information to the neighboring nodes. 6. The method of claim 5, further comprising: communicating with neighboring nodes using a proprietary protocol; andcommunicating with neighboring nodes using a routing protocol or broadcast medium. 7. The method of claim 4, further comprising: determining final rank value using Tree based aggregation mechanism;determining aggregation using Gossip based aggregation mechanism; anddetermining final rank value using rule based methods where intelligence for the rules are input separately based on the geographical and other considerations 8. A system, comprising: a sensor network connected to or in the vicinity of the body collecting vital body information;a smart device or a networking device that has a communication capability of working in wired or wireless medium through a general purpose standardized protocol or a proprietary routing protocol;a methodology to calculate the urgency level;a methodology to calculate the final ranking of the urgency among the affected members;a methodology to determine the final correct urgency ranking among the set of nodes;a query methodology to provide the status of ranking among the group; andan interface to the rescue team so data is available from any node at any time. 9. The system of claim 5, wherein the connectivity between a subset of nodes can be directly connected over point to point, or point to multipoint wireless network directly to fire, police, ambulance or hospital network to provide up-to-date information. 10. The system of claim 5, further comprising: a probabilistic ranking ... |  | G06F019/00 A61B007/00 A61B005/0205 A61B005/01 G08B027/00 A61B005/00 A61B005/145 H04W004/00 G08B021/10 A61B005/0402 A61B005/11
US09498139 | B2 | 2016-11-22 | Background suppression by time dependent flip angle of saturation pulses | 2014-02-03 | A magnetic resonance imaging (MRI) system, method and/or computer readable storage medium is configured to effect QISS (quiescent interval single shot) MR imaging (e.g., MR angiography or MRA) where an optimized flip angle for one or more initial saturation pulses minimizes background signal from tissue and/or venous blood. Upon expiration of first configurable time interval from a start of a scan interval, at least one saturation pulse having a flip angle greater than ninety degrees is applied so that longitudinal magnetization of background tissue and venous blood in the selected area is approximately at a null value at the beginning of a readout time (occurring upon expiry of a second time interval) and/or when a lowest frequency of k-space data is acquired for the selected area. | 1. A magnetic resonance imaging (MRI) system comprising: an MRI gantry including a static magnetic field coil, gradient magnetic field coils, at least one radio frequency (RF) coil configured to transmit RF nuclear excitation pulses into an imaging volume, and to receive nuclear magnetic resonance (NMR) RF signals from an object located in the imaging volume; andcontrol circuits configured to control gradient magnetic fields generated by said gradient magnetic field coils, and to transmit/receive RF signals to and from said at least one RF coil, the control circuits being configured to perform operations comprising: generating, in a selected walking slab area of the object, upon expiration of a first time interval from a start of a scan interval, at least one RF saturation pulse having a flip angle greater than ninety degrees, the flip angle being configured so that longitudinal magnetization of background substance including venous blood flow in an area to be imaged is substantially nulled at a readout time occurring upon expiry of a second time interval, the selected walking slab area spatially overlapping the area to be imaged;generating, during said readout time, an MRI data acquisition sequence for the area to be imaged so as to generate MRI signals from non-saturated arterial blood flowing into the area to be imaged; andreceiving said digital MRI signals from said at least one RF coil during the readout time and using the received MRI signals to reconstruct an MR image of arterial blood flow in the area to be imaged. 2. The MRI system according to claim 1, wherein the second time interval is configurable and dimensioned to cause said substantial nulling at a readout time for a central position of k-space. 3. The MRI system according to claim 1, wherein said at least one RF saturation pulse comprises both an imaging plane background saturation pulse and a venous blood suppression pulse, each having flip angles configured to substantially null respectively associated NMR magnetization signals at a readout time for a central position of k-space. 4. The MRI system according to claim 1, wherein the flip angle is based upon a predetermined T1 spin lattice relaxation curve and the second time interval which has been configured to maximize inflow of fresh arterial blood into the area to be imaged before said readout time. 5. The MRI system according to claim 4, wherein the first time interval is configurable and set to a time interval for reaching a systolic stage of the cardiac cycle in the area to be imaged, and wherein the second time interval is configurable and set to a time interval for reaching a diastolic state of the cardiac cycle in the area to be imaged. 6. The MRI system according to claim 4, wherein the second time interval is configurable and based at least in part upon blood flow speed in the selected area to be imaged. 7. MRI system according to claim 1, wherein the at least one RF saturation pulse comprises: an imaging slice ... | TOSHIBA MEDICAL SYSTEMS CORPORATION | A61B005/026 A61B005/00 G01R033/48 G01R033/483 G01R033/56 G01R033/561 G01R033/563
US09506042 | B2 | 2016-11-29 | Glucose dehydrogenase | 2014-12-29 | The present invention provides a novel glucose dehydrogenase that has excellent substrate specificity, specific activity, thermal stability, and the like, and that is suitable for use in SMBG sensors. The present invention provides a purified polypeptide comprising an amino acid sequence having at least 80% identity to the sequence of SEQ ID NO: 1 and having glucose dehydrogenase activity. | 1. A glucose sensor comprising (a) an electrode and(b) a polypeptide comprising an amino acid sequence having more than 93% identity to the sequence of SEQ ID NO: 1 and having glucose dehydrogenase activity, wherein the polypeptide is immobilized on the electrode. 2. The glucose sensor of claim 1, wherein the amino acid sequence has at least 95% identity to the sequence of SEQ ID NO: 1. 3. The glucose sensor of claim 1, wherein the amino acid sequence has at least 98% identity to the sequence of SEQ ID NO: 1. 4. The glucose sensor of claim 1, wherein the amino acid sequence has at least 99% identity to the sequence of SEQ ID NO: 1. 5. The glucose sensor of claim 1, wherein the electrode is a platinum electrode, a silver electrode, or a carbon electrode. 6. An electrode comprising a polypeptide comprising an amino acid sequence having more than 93% identity to the sequence of SEQ ID NO: 1 and having glucose dehydrogenase activity, wherein the polypeptide is immobilized onto the electrode. 7. The electrode of claim 6, wherein the amino acid sequence has at least 95% identity to the sequence of SEQ ID NO: 1. 8. The electrode of claim 6, wherein the amino acid sequence has at least 98% identity to the sequence of SEQ ID NO: 1. 9. The electrode of claim 6, wherein the amino acid sequence has at least 99% identity to the sequence of SEQ ID NO: 1. 10. The electrode of claim 6, wherein the electrode is a platinum electrode, a silver electrode, or a carbon electrode. 11. A kit for glucose assay comprising (a) a mediator, wherein the mediator is an electron acceptor, and(b) a polypeptide comprising an amino acid sequence having more than 93% identity to the sequence of SEQ ID NO: 1 and having glucose dehydrogenase activity. 12. The kit of claim 11, wherein the amino acid sequence has at least 95% identity to the sequence of SEQ ID NO: 1. 13. The kit of claim 11, wherein the amino acid sequence has at least 98% identity to the sequence of SEQ ID NO: 1. 14. The kit of claim 11, wherein the amino acid sequence has at least 99% identity to the sequence of SEQ ID NO: 1. 15. The kit of claim 11, wherein the mediator is at least one selected from the group consisting of potassium ferricyanide and phenazine methosulfate. 16. The glucose sensor of claim 1, wherein the polypeptide is immobilized on the electrode by encapsulating the polypeptide in a polymer matrix. 17. The glucose sensor of claim 1, wherein the polypeptide is immobilized on the electrode by covering the polypeptide with a dialysis membrane. | Toyobo Co., Ltd. | C12N009/02 C12N009/04 C12Q001/54 C12Q001/32 C12Q001/00 A61B005/145
US10074175 | B2 | 2018-09-11 | Non-touch optical detection of vital signs from variation amplification subsequent to multiple frequency filters | 2016-07-31 | An apparatus of motion amplification to communicate biological vital signs includes a first frequency filter that applies a frequency filter to at least two images, a regional facial clusterial module that is coupled to the first frequency filter and that applies spatial clustering to output of the first frequency filter, a second frequency filter that is coupled to the regional facial clusterial module and that is applied to output of the regional facial clusterial module, thus generating a temporal variation, a vital-sign generator that is coupled to the second frequency filter that generates at least one vital sign from the temporal variation, and a display device that is coupled to the vital-sign generator that displays the at least one vital sign. | 1. An apparatus of motion amplification to communicate biological vital signs, the apparatus comprising: a skin-pixel-identifier that identifies pixel values that are representative of skin in at least two images;a first frequency filter that is operably coupled to the skin-pixel-identifier and that applies a frequency filter to output of the skin-pixel-identifier;a spatial clusterer that is operably coupled to the first frequency filter and that applies spatial clustering to the output of the first frequency filter;a second frequency filter that is operably coupled to the spatial clusterer and that is applied to output of the spatial clusterer, generating a temporal variation;a vital-sign generator that is operably coupled to the second frequency filter that generates at least one vital sign from the temporal variation; anda display device that is operably coupled to the vital-sign generator that is operable to display the at least one vital sign. 2. The apparatus of claim 1, wherein the first frequency filter further comprises: a high pass filter. 3. The apparatus of claim 1, wherein the first frequency filter further comprises: a low pass filter. 4. The apparatus of claim 1, wherein the first frequency filter further comprises: a bandpass filter. 5. The apparatus of claim 1, wherein the first frequency filter further comprises: a second filter. 6. The apparatus of claim 1, wherein the first frequency filter further comprises: a Gaussian filter. 7. The apparatus of claim 1 further comprising: a storage device that is operably coupled to the vital-sign generator and that is operable to store the at least one vital sign in a volatile memory. 8. The apparatus of claim 1 further comprising: a storage device that is operably coupled to the vital-sign generator and that is operable to store the at least one vital sign in a non-volatile memory. 9. The apparatus of claim 1 further comprising: a storage device that is operably coupled to the vital-sign generator and that is operable to transmit the at least one vital sign to another apparatus. 10. An apparatus of motion amplification to communicate biological vital signs, the apparatus comprising: a first frequency filter that applies a frequency filter to at least two images;a regional facial clusterial module that is operably coupled to the first frequency filter and that applies spatial clustering to output of the first frequency filter;a second frequency filter that is operably coupled to the regional facial clusterial module and that is applied to output of the regional facial clusterial module, generating a temporal variation;a vital-sign generator that is operably coupled to the second frequency filter that generates at least one vital sign from the temporal variation; anda display device that is operably coupled to the vital-sign generator that is operable to display the at least one vital sign. 11. The apparatus of claim 10 further comprising: a skin-pixel-identifier that is operably ... | ARC Devices Limited | G06K009/00 G06T007/00 G16H040/63 A61B005/026 G01J005/32 G01J005/02 G01J005/08 A61B005/00 A61B005/01 G06T005/20 A61B005/0205 A61B005/0402 A61B005/1455 G06K009/46 G06K009/62 G06T007/20 G06T003/40 G06T005/10 G01J005/30 H04N005/33 G01K001/02 G01K013/00 G06F003/042 H04N005/378 G06T005/00 G06T007/13 G06T007/90 G16H030/20 G06F019/00 G01J005/00 A61B005/021 A61B005/024 A61B005/08
US10455664 | B2 | 2019-10-22 | Analyte-information acquisition apparatus | 2016-07-29 | To improve the safety of a photoacoustic apparatus by preventing illumination light from being freely emitted. A photoacoustic apparatus includes a position sensor that measures the orientation and/or position of an illumination-light emission end and a control unit that controls light emission from a light source depending on the output of the position sensor. | 1. An information acquisition apparatus comprising: a light emitting unit including an emitting portion from which light is emitted;a probe configured to receive a photoacoustic wave generated in an object in response to an irradiation of the light onto the object and to output an electrical signal;a detecting unit configured to detect a direction in which the light is to be emitted from the emitting portion; anda control unit configured to control emission of the light on a basis of at least the detected direction of the light to be emitted from the emitting portion,wherein the control unit controls the light emitting unit in such a manner that the emitting portion does not emit light in a case where it is determined that the detected direction is not within a predetermined value, on the basis of the detection result of the detecting unit. 2. The information acquisition apparatus according to claim 1, wherein the detecting unit is any of an encoder, a gyro sensor, an acceleration sensor, a magnetic sensor, an optical sensor, and a camera. 3. The information acquisition apparatus according to claim 1, wherein the control unit controls the light emitting unit in such a manner that the emitting portion emits light in a case where it is determined that the detected direction is within a predetermined value, on the basis of the detection result of the detecting unit. 4. The information acquisition apparatus according to claim 3, wherein the control unit controls the light emitting unit in such a manner that the emitting portion does not emit light in a case where it is determined that the detected direction is directed downwards with respect to a horizontal direction. 5. The information acquisition apparatus according to claim 1, wherein the detecting unit is disposed on a support member supporting the probe. 6. The information acquisition apparatus according to claim 1, wherein the detecting unit is disposed on the probe. 7. The information acquisition apparatus according to claim 1, wherein the emitting portion is an end portion of an optic fiber. 8. The information acquisition apparatus according to claim 7, wherein the control unit acquires angle information concerning the direction. 9. The information acquisition apparatus according to claim 8, wherein the control unit determines whether the direction is within a predetermined angle. 10. The information acquisition apparatus according to claim 9, wherein the control unit determines the orientation of the probe with respect to a direction of gravity. 11. The information acquisition apparatus according to claim 1, wherein the light emitting unit is integrated with the probe. 12. The information acquisition apparatus according to claim 1, wherein the object is an analyte. 13. A controller of an acoustic wave reception apparatus comprising: a light emitting unit from which light is emitted; anda transducer that outputs a reception signal in response to a reception of an acoustic wave,whe... | Canon Kabushiki Kaisha | A61B005/00 G01N029/00 G01N021/35 A61B005/055 A61B008/00 G01H009/00 H05B037/02 G01N021/17 G01N029/06 G01J001/44 G01N029/14
US10456083 | B2 | 2019-10-29 | System and method for cortical mapping withouth direct cortical stimulation and with little required communication | 2016-05-05 | An apparatus for cortical mapping and method for using same are disclosed. The apparatus comprises a ECoG electrodes array, a stimulation pad, a neural interface processor, and a computing device for mapping eloquent cortical regions of a subject's brain without using exogenous stimulation and with high resolution. | 1. A method for mapping somatosensory and motor cortical regions of a brain of a subject who is undergoing electrocorticoencephalographic (ECoG) recording, the method comprising: providing an apparatus comprising a computing device, a plurality of stimulation pads interconnected to said computing device, and a neural interface processor interconnected to said computing device;implanting an ECoG electrodes array on a surface of the subject's brain;contacting a first selected finger of the patient with a first stimulation pad of the plurality of stimulation pads;contacting a second selected finger of the patient with a second stimulation pad of the plurality of stimulation pads;producing, with the first stimulation pad during a first period of time, stimulation of the first selected finger;producing, with the second stimulation pad during a second period of time, stimulation of the second selected finger;recording with said neural interface processor, during the first and second periods of time, a plurality of cortical signals originating in said subject's brain;based upon said plurality of cortical signals, mapping eloquent cortical regions of the subject's brain; andoverlaying an image of said ECoG electrode array onto a 3-D mapping of the subject's brain to produce a composite image, said the 3-D mapping including a plurality of landmark locations; andcorrelating the mapped eloquent cortical regions with said composite image to reduce a risk of causing injury to the mapped eloquent cortical regions during a surgical remediation of epileptic seizures. 2. The method of claim 1, wherein producing the stimulation comprises: applying an effective amount of vibration to the first and second selected fingers to activate a plurality of peripheral receptors, thereby generating the plurality of cortical signals contralaterally (CL) or ipsilaterally (IL); andcausing said subject to press downwardly on a force sensitive resistor such that the pressing generates an endogenous controlateral or ipsilateral sensorimotor signal. 3. The method of claim 2, wherein the mapping step comprises scanning a plurality of peripheral neural responses across said ECoG electrodes array to determine which ECoG electrodes have responses associated with either the stimulation or the pressing movement. 4. The method of claim 1, wherein producing the stimulation comprises applying a vibrotactile stimulation. 5. The method of claim 4, wherein the vibrotactile stimulation is at about 60 Hz. 6. The method of claim 1, wherein producing the stimulation comprises producing an interleaved stimulation, such that over a third period of time each stimulation pad of the plurality of stimulation pads is activated for two or more non-consecutive periods of time. 7. The method of claim 1, wherein producing the stimulation comprises activating each of the plurality of stimulation pads about 100 milliseconds (ms) to about 500 ms. 8. The method of claim 1, wherein producing the stimulation... | ARIZONA BOARD OF REGENTS ON BEHALF OF ARIZONA STATE UNIVERSITY | A61B005/04 A61B005/00 A61B005/0478 A61B005/0484
US09480426 | B2 | 2016-11-01 | Methods and systems for exchanging signals with medical or physiological instrumentation | 2014-01-13 | A process is described for testing a biomedical property of an internal tissue of a patient. Optical energy emitted by an external source is transferred through a nail of the patient to an instrument device implanted beneath the nail. A portion of the transferred optical energy is converted to electrical power for driving components of the implanted instrument. Using the electrical power, a characteristic of the internal tissue associated with the measurement of the biomedical property is sensed and an optical signal based on the sensed characteristic is transmitted through the nail to an external data reader. | 1. A method for testing a biomedical property of an internal tissue of a patient, the method comprising: transferring optical energy emitted by an optical power source and an optical signal source through a nail of the patient to an instrument device implanted beneath the nail;converting a portion of the transferred optical energy from the optical power source to electrical power for driving one or more components of the implanted instrument;sensing a characteristic of the internal tissue associated with the measurement of the biomedical property using the electrical power; andusing the transferred optical energy from the optical signal source for transmitting an output data signal based on the sensed characteristic through the nail to an external data reader. 2. The method as recited in claim 1 wherein transferring optical energy emitted by the optical signal source comprises, at least in part, providing an input data signal. 3. The method as recited in claim 2 wherein one or more of the sensing the tissue characteristic or the transmitting the output signal is performed responsive to the input data signal. 4. The method as recited in claim 1 wherein the sensing the characteristic of the internal tissue comprises sensing blood within a capillary beneath the nail. 5. The method as recited in claim 4 wherein sensing the characteristic of the internal tissue relates to one or more of a metabolic, electrolytic, nutritional, developmental, pharmacological, physiological, biological, experimental, or pathological condition of the patient. 6. The method as recited in claim 4 wherein the sensing the characteristic of the internal tissue comprises examining the blood tissue spectroscopically. 7. The method as recited in claim 1 wherein sensing the characteristic of the internal tissue relates to a nerve beneath the nail. 8. The method as recited in claim 1 further comprising implanting the instrument device beneath the nail. 9. The method as recited in claim 8 wherein the implanting comprises injecting the instrument beneath the nail. 10. The method as recited in claim 8 wherein the implanting comprises: surgically incising an access in the nail;inserting the instrument device through the surgical incision; andaligning the instrument device optically with the external light source. 11. A system for testing a biomedical property of an internal tissue of a patient, the system comprising: an external light source component configured for emitting of optical energy from an optical power source and from an optical signal source into a nail of the patient; andan instrument component configured for being implanted beneath the nail and configured for being optically coupled at least partially through the nail to the external light source component wherein the implanted instrument component is further configured for converting a portion of the emitted optical energy from the optical power source into electrical power,sensing a characteristic of the inte... | CALIFORNIA INSTITUTE OF TECHNOLOGY | A61B005/1455 A61B005/1459 A61B005/00
US09482707 | B2 | 2016-11-01 | Occupancy detection for automated recliner furniture | 2015-01-28 | A system and method for incorporating occupancy-detecting technology into furniture is provided. More particularly, the invention relates to detecting occupancy in a recliner using a sinuous wire detection array incorporated into a seat. Further embodiments of the invention are directed to a system and method for incorporating capacitance detection technology with one or more conductive features of a recliner mechanism. In some aspects, a sensor is provided based on coupling one or more conductive features to a control component of the capacitance detector control component. A controller may determine the corresponding response based on occupancy detection and/or presence detection. A processor may receive information regarding changes in capacitance and determines when a change in voltage satisfies a threshold. Based on a determination of occupancy and/or presence, a variety of corresponding features of the adjustable recliner may be activated. | 1. An occupancy detection system comprising: a control component associated with an automated furniture item, the control component comprising a receiving component and a determining component; anda detection array component coupled to the automated furniture item, the detection array component comprising: (1) one or more sinuous wires coupled to the automated furniture item, and(2) one or more bridging components coupled to the one or more sinuous wires and the control component, wherein the one or more bridging components are configured to generate a capacitive array associated with the one or more sinuous wires, said capacitive array configured to monitor a change in capacitance with respect to the detection array component. 2. The occupancy detection system of claim 1, wherein the control component further comprises one or more of a notification component, a communication component, and an accessory component. 3. The occupancy detection system of claim 2, wherein the communication component comprises a wireless component. 4. The occupancy detection system of claim 1, wherein the receiving component is configured to receive one or more indications of change in capacitance from the detection array component. 5. The occupancy detection system of claim 4, wherein the determining component is configured to determine whether the received indication of change in capacitance satisfies a threshold amount of change in capacitance. 6. The occupancy detection system of claim 5, wherein the determining component is configured to provide an indication of occupancy of the automated furniture item upon determining that a change in capacitance exceeds the threshold amount. 7. The occupancy detection system of claim 1, wherein the detection array component comprises a plurality of sinuous wires. 8. The occupancy detection system of claim 7, wherein each of the plurality of sinuous wires is coupled to the one or more bridging components. 9. A method for detecting occupancy with respect to a seating surface associated with a furniture item, the method comprising: receiving capacitance monitoring data from a sinuous wire detection array coupled to the item of furniture, wherein the sinuous wire detection array comprises a plurality of sinuous wires coupled to at least a portion of the seating surface and at least one bridging component coupled to each of the plurality of sinuous wires, wherein receiving capacitance monitoring data comprises receiving at least one indication of a change voltage via the sinuous wire detection array, and further wherein the sinuous wire detection array is adapted to have a voltage based on proximity of an object to the sinuous wire detection array;determining that the change in voltage satisfies a threshold, wherein determining that the change in voltage satisfies a threshold comprises: (1) monitoring one or more changes in voltage detected by the sinuous wire detection array over a particular period of time; and(2) comparin... | L&P Property Management Company | G01R027/26 A47C021/00 G01V003/08 H03K017/955 A61G005/14 A61B005/11
US09492105 | B1 | 2016-11-15 | Device for sleep diagnosis | 2009-02-13 | The present invention is related to a compact, portable, user-friendly sleep disorder diagnosis and screening device. The present invention is further related to a single-ended respiratory inductance plethysmography belt used to monitor certain parameters of a subject's respiration while at the same time serving to position and mechanically stabilize a compact data acquisition system about a subject's thorax or abdomen. In one application of the present invention to screen for sleep disorders, the single-ended respiratory inductance plethysmography belt is worn by the subject and a compact data acquisition unit is attached to the belt to which appropriate additional sensors and components such as a pulse oximeter and a nasal cannula are connected. Data is then collected using the belt, compact data acquisition unit, and sensors and is used to determine whether the subject has, or is at risk of having, a sleep disorder. | 1. A sleep diagnostic and screening device comprising a data acquisition unit, the data acquisition unit comprising: a power source, the power source for providing power to the data acquisition unit and for providing power to sensors connected to the data acquisition unit;at least three input channels having at least two input connectors and a point of connection for a nasal cannula; andat least one electronic component for collecting and storing data;a respiratory belt having two ends comprising fasteners at each end adapted to attaching the belt around a subject, and an electronic connector for electronically connecting the data acquisition unit directly to the respiratory belt without the use of a length of wire, the electronic connector being oriented on the respiratory belt in such a way that the data acquisition unit can be connected to the respiratory belt in only one orientation;a nasal cannula for measuring airflow; anda pulse oximeter comprising an input connector for electronically connecting the data acquisition unit to the pulse oximeter. 2. The sleep diagnostic and screening device of claim 1 wherein the data acquisition unit further includes an input channel and an input connector for connecting a thermistor, and the sleep diagnostic and screening device further includes a thermistor. 3. The sleep diagnostic and screening device of claim 1 wherein the respiratory belt is a single-ended respiratory belt, the belt having two ends. 4. The sleep diagnostic and screening device of claim 1 wherein the data acquisition unit further includes an accelerometer, internal to the data acquisition unit, for measuring subject movement and/or position. 5. The sleep diagnostic and screening device of claim 1 wherein the respiratory belt comprises button snap connectors and all of a plurality of the respiratory belt button snap connectors make both an electrical connection and at least a partial mechanical connection of the data acquisition unit to the respiratory belt. 6. The sleep diagnostic and screening device of claim 3 wherein the single-ended respiratory belt is a respiratory inductance plethysmography belt comprising a single conductor having free ends and oriented in such a way that the conductor extends along a length of the belt and the free ends of the conductor are positioned at a common end of the belt. | Cleveland Medical Devices Inc. | A61B005/00 A61B005/08 A61B005/087 A61B005/113 A61B005/0205 A61B005/0432
US09492103 | B2 | 2016-11-15 | Automatic guidewire maneuvering system and method | 2010-09-02 | System for guiding a catheter through a lumen system of a body of a patient, to a predetermined location within the lumen system, the system including a medical positioning system, a moving mechanism coupled with the catheter, and a controller coupled with the medical positioning system and with the moving mechanism, the medical positioning system including at least one position detector, the position detector being firmly attached to a distal portion of the catheter, the medical positioning system determining the position of the position detector, the controller controlling the operation of the moving mechanism to move the catheter to the predetermined location, according to the position and according to a topological representation of at least a portion of the lumen system. | 1. A system for guiding a catheter to a predetermined location within a lumen system of a body of a patient, comprising: a medical positioning system including a detector located at and attached to a distal portion of said catheter and configured to produce a signal respective of a three-dimensional position of said detector, said medical positioning system being configured to determine the position of said detector in response to said signal as said catheter travels through said lumen system;a moving mechanism coupled with said catheter; andan electronic controller coupled with said medical positioning system and with said moving mechanism configured to control the operation of said moving mechanism to automatically move said catheter according to the determined position of said detector along a preplanned path between an origin and said predetermined location relative to said lumen system, said controller being coupled to a storage unit wherein a topological representation of said lumen system in stored in said storage unit, said controller being configured to determine said preplanned path from said topological representation of said lumen system, said topological representation of said lumen system comprises a mapping of said lumen system;said controller being further configured to determine a modified path different from said preplanned path when said controller determines that said catheter has encountered an obstruction in said lumen system, said modified path being configured to overcome the obstruction;wherein said controller is further configured to determine an orientation of said catheter distal portion at a given point in said lumen system and to determine a computed slope of said preplanned path at said given point wherein said controller is configured to detect said obstruction when said orientation is different from said slope. 2. The system of claim 1 wherein when said controller detects said obstruction, said controller is further configured to control said moving mechanism to move said catheter in a corrective movement. 3. The system of claim 2 wherein said corrective movement includes retreating said catheter backward within said lumen system, performing one of twisting and bending of said distal portion of said catheter, and advancing said catheter along said modified path to thereby overcome said obstruction in said preplanned path. 4. The system of claim 1 wherein said topological representation of said lumen system comprises one of a two-dimensional and a three-dimensional mapping of said lumen system. 5. The system of claim 1 further comprising: an imaging system for detecting an image of a part of said lumen system having said preplanned path along which said catheter is to be guided; anda superimposition processor coupled with said medical positioning system and with said imaging system and a display coupled with said superimposition processor, said superimposition processor superimposing a representation of said ca... | MediGuide Ltd. | A61F011/00 A61B005/06 A61B001/00 A61M025/01 A61M025/09 A61B006/03 A61B006/00 A61B017/00
US09498180 | B2 | 2016-11-22 | Detecting and quantifying patient motion during tomosynthesis scans | 2011-08-04 | The effects of patient motion in tomosynthesis scan images are automatically detected and quantified. In at least one embodiment an indication of detection of the effects of patient motion in tomosynthesis scan images is provided shortly after the scan, e.g., before the patient is discharged or before the breast is decompressed. A patient motion score may be calculated as part of motion quantification. The score may be stored for subsequent retrieval. Images may be presented with reference features to help a technician confirm of the effects of motion in images. | 1. Apparatus comprising: an image acquisition mechanism that generates a plurality of images of an imaging target of an individual in a time series during a scan;an image processor that processes the plurality of images to generate processed images, wherein the processed images are at least one of projection images and reconstructed images;a computer which is configured to display the processed images and which detects and quantifies motion of the target of a magnitude of between about 70 μm to about 420 μm during the scan by comparing an actual location of at least one point of reference in each processed image with an expected location of the at least one point of reference derived from a set of the processed images and by generating a motion score, wherein the at least one point of reference is an intrinsic marker of the individual and wherein the intrinsic marker comprises a plurality of points along a skin line; anda mechanism for comparing the motion score to a threshold and for prompting a responsive action if the motion score exceeds the threshold. 2. The apparatus of claim 1 wherein the image processor enhances a set of the plurality of images or generates a mathematically transformed projection image. 3. The apparatus of claim 1 wherein the computer estimates the expected locations of the at least one reference point in successive images. 4. The apparatus of claim 3 wherein the computer calculates the expected locations by fitting a curve to each reference point location or by averaging. 5. The apparatus of claim 1 wherein the computer quantifies motion based on maximum displacement of the reference point. 6. The apparatus of claim 1 wherein the motion score is calculated using weighted average, max, median, min, or other operation. 7. The apparatus of claim 1 wherein an indication is provided to a technician if the motion score exceeds a predetermined threshold. 8. The apparatus of claim 7 wherein the indication includes at least one of a signal, icon, numerical score or other visual or auditory representation of patient motion displayed on a user interface of a gantry or workstation. 9. The apparatus of claim 7 wherein the indication is stored in a dicom header or other field of patient data. 10. The apparatus of claim 1 wherein the responsive action includes automatically adjusting or disposing of an image. 11. The apparatus of claim 1 wherein a set of images is presented on an interface with at least one reference feature to enable confirmation of motion. 12. The apparatus of claim 1 wherein the computer selectively discards or mathematically corrects a portion of projection data during image reconstruction. 13. The apparatus of claim 1 wherein the image acquisition mechanism is selected from a group of image acquisition systems which acquire images using tomosynthesis, a Computed Tomography (CT) image acquisition system, a PET, SPECT, Ultrasound, Contrast Enhanced, and MRI. 14. The apparatus of claim 1 wherein the imag... | HOLOGIC, INC. | G06K009/00 A61B006/00 A61B006/02 G06T007/20 A61B005/055 A61B005/00 A61B006/03 A61B008/13 A61B008/08 A61B006/04
US09498587 | B2 | 2016-11-22 | Patch-sized fluid delivery systems and methods | 2009-04-24 | A patch-sized fluid delivery device may include a reusable portion and a disposable portion. The disposable portion may include components that come into contact with the fluid, while the reusable portion may include only components that do not come into contact with the fluid. Redundant systems, such as redundant controllers, power sources, motor actuators, and alarms, may be provided. Alternatively or additionally, certain components can be multi-functional, such a microphones and loudspeakers that may be used for both acoustic volume sensing and for other functions and a coil that may be used as both an inductive coupler for a battery recharger and an antenna for a wireless transceiver. Various types of network interfaces may be provided in order to allow for remote control and monitoring of the device. | 1. A delivery device for delivering an infusion medium to a user, the device comprising: a housing portion adapted to be secured to a user wherein the housing portion comprises a base portion having a bottom surface securable to the skin of the user;a drive device; anda pump device comprising: a piston chamber having an interior including a fluid portion having a variable volume for containing an infusion medium;an inlet port in fluid flow communication with the interior volume of the piston chamber, the inlet port configured for connection with a reservoir, for fluid flow communication with the reservoir;an outlet port in fluid flow communication with interior volume of the piston chamber;a plunger cap supported for movement in a first direction and in a second direction opposite to the first direction, the plunger cap being arranged in a position for operative engagement with the drive device for movement of the plunger cap in the first direction as the drive device is moved in the first direction, and for allowing movement of the plunger cap in the second direction as the drive device is moved in the second direction;a piston head moveable within the piston chamber between a retracted position and an active position to vary the volume of the fluid portion of the piston chamber, the piston head being operatively coupled in a fixed relation to the plunger cap, for movement from the retracted position to the active position with movement of the plunger cap in the first direction;wherein, when the piston chamber contains infusion fluid, the volume of the fluid portion of the piston chamber is reduced as the piston head is moved from the retracted position to the active position to provide a pressure within the piston chamber to force the infusion fluid from the fluid portion of the piston chamber and through the outlet port;wherein, the volume of the fluid portion of the piston chamber is increased as the piston head is moved from the retracted position to the active position to provide a pressure within the piston chamber to draw infusion fluid into the fluid portion of the piston chamber, through the inlet port, when the inlet port is connected in fluid flow communication with a reservoir, andwherein the delivery device further comprising an injection site at which a hollow needle or cannula may be inserted into a user's skin when the bottom surface of the base portion is secured to the user's skin, and a conduit coupling the injection site in fluid flow communication with the outlet port of the pump device. 2. A delivery device according to claim 1, further comprising a reservoir having an interior volume for containing an infusion medium and a conduit connecting the interior volume of the reservoir in fluid flow communication with the inlet port of the pump device. 3. A delivery device according to claim 2, wherein the reservoir is supported by the housing portion. 4. A delivery device according to claim 1, wherein the plunger cap is couple... | DEKA Products Limited Partnership | A61M005/142 A61M005/50 A61M005/145 A61M005/168 G05D007/06 A61M005/172 G08C017/02 H04B007/26 G05B023/02 A61M005/158 A61B005/00 G01F022/00
US09498152 | B2 | 2016-11-22 | Method and system for expediting the rescue of victims experiencing sudden cardiac arrest (SCA) when used in conjunction with an automated external defibrillator (AED) | 2010-10-25 | A method and system for expediting the rescue of victims experiencing sudden cardiac arrest (SCA) when used in conjunction with an automated external defibrillator (AED). The system involves an apparatus that calls for help (i.e. 911), detects SCA and cardiac arrhythmias, locates an AED, guides the rescuer through CPR and connection of the AED. A second apparatus is in the enclosure that contains the AED, sends location information to the other apparatus, triggers audible and visual indicators, and provides information on the victim's location. | 1. A system comprising a sudden cardiac arrest (SCA) detection apparatus and a location apparatus, the location apparatus being separate from and located with an automatic external defibrillator (AED), the SCA detection apparatus comprising: at least one battery;one or more electrodes for attachment to a patient;a wire and connector for connection to an AED;a status indication system;a voice messaging system;at least one controller;controls, components and circuitry to allow wireless communications; andcontrols, components and circuitry to allow Global Positioning System (GPS);wherein the SCA detection apparatus is configured to: call for help when an event occurs, wherein the call for help is made in accordance with a list of prioritized numbers, with the SCA detection apparatus calling a secondary number if there is no answer at a primary number, and further wherein the call for help is performed as a background task so as not to affect further operation of the SCA detection apparatus;analyze a victim and detect whether the victim is in SCA;if SCA is detected, guide a rescuer through performing cardiopulmonary resuscitation (CPR);locate a nearby AED by communicating with the location apparatus located with the nearby AED;indicate the location of the victim to the nearby AED;guide the rescuer to the location of the nearby AED;guide the rescuer on how to connect an AED to the SCA detection apparatus;wherein the location apparatus is configured to: provide the SCA detection apparatus with the location of the nearby AED;notify the nearby AED that the event has occurred;provide the rescuer with the location of the victim. 2. A system according to claim 1 wherein the SCA detection apparatus has controls and circuitry to measure and analyze the patient's ECG signal. 3. A system according to claim 2 wherein the SCA detection apparatus has controls and circuitry to measure and analyze the patient's transthoracic impedance signal. 4. A system according to claim 3 wherein the SCA detection apparatus has controls and circuitry to measure and analyze one or more the patient's: temperature;blood oxygen level;blood pressure;pulse;heart rate. 5. A system according to claim 2 wherein the SCA detection apparatus analyzes the patient's ECG to determine if the patient's heart rhythm is shockable. 6. A system according to claim 5 wherein the SCA detection apparatus determines if the patient's heart rhythm is shockable and communicates the results to another wireless device. 7. A system according to claim 5 wherein the SCA detection apparatus determines if the patient's heart rhythm is shockable and uses the voice messaging system to notify the rescuer of the results. 8. A system according to claim 5 wherein the SCA detection apparatus measures and stores the patient data in internal memory. 9. A system according to claim 8 wherein the SCA detection apparatus upon request transmits patient data stored in internal memory to another wireless device during non-... | Scion Medical Limited | A61B005/0205 A61B005/11 A61B005/0408 G08B025/08 G08B025/12 G09B023/28 A61B005/053 A61N001/39 A61B005/00
US09483792 | B2 | 2016-11-01 | Screen-based method and system for sizing an oral appliance | 2013-03-06 | An oral appliance is sized by obtaining a scaled image of a patient's dental arch. Dimensions of the arch are marked on a screen image, and the processor chooses an oral appliance having a best fit for a particular patient. | 1. A method for selecting an oral appliance from an inventory of oral appliances, said method comprising: providing a wax bite plate with a size registration symbol;taking an image of a patient's teeth on the wax bit plate so that the wax bite plate has images of both the size registration symbol and the patient's teeth;scanning, by a mobile device, the wax bite plate to produce a digital image of the size registration symbol and the patient's teeth;presenting, by the mobile device, the digital image of the wax bite plate on a display of the mobile device;overlaying, by the mobile device, a scaling symbol over the size registration symbol on the digital image of the wax bite plate on the display, wherein the mobile device determines the actual dimensions of tooth impressions on the digital image of the wax bite plate;marking on the digital image, presented by the mobile device, a location of the patient's incisors to obtain a length dimension measured axially from the molar locations to the incisor location;marking on the digital image, presented by the mobile device, at least two opposed locations on the patient's molars to obtain a width dimension measured laterally between said markers to obtain a width dimension;selecting, by the mobile device, an oral appliance size which will accommodate the patient's dental arch based on the width and length dimensions; anddisplaying, by the mobile device, the oral appliance size on the display. 2. The method as in claim 1, wherein the display comprises a touch screen and marking comprises touching the locations to be marked on the screen. 3. The method as in claim 1, wherein marking comprises aligning a cursor with a locations on the display. 4. The method as in claim 1, wherein the processor selects the oral appliance size from a look up table based on the provided dimensions. 5. The method as in claim 1, further comprising storing the image, marked locations, and the selected oral appliance size in a memory. 6. The method as in claim 5, wherein the memory is in a device which also comprises the display. 7. The method as in claim 5, wherein the memory is remote from a device which also comprises the display. 8. A device for selecting an oral appliance from an inventory of oral appliances, said system comprising: a wax bit plate with a size registration symbol; anda mobile device comprising: a display;a user interface; anda processor;the mobile device programmed to: (i) to receive from the camera a digital image of the wax bite plate having images of both a size registration symbol and a patient's dental arch to produce a digital image;(i) scan the wax bite plate to produce a digital image of the size registration symbol and a patient's teeth:(ii) present the digital image of the wax bite plate on the display;(iii) overlay a scaling symbol over the size registration symbol on the digital image of the wax bite plate on the display and determine the actual dimensions of tooth impressions on the digit... | Apnicure, Inc. | G06Q030/00 G06Q030/06 A61F005/56 A61B005/00 A61B005/107 A61C009/00 A61C005/14
US20160338618 | A1 | 2016-11-24 | METHODS AND SYSTEMS FOR DETERMINING A METABOLIC FUEL TYPE BEING METABOLIZED | 2015-05-21 | Methods and systems for determining a proportion of a metabolic fuel being metabolized are disclosed. A computer can receive concentration measurements of substances exhaled by a user during a time period. The computer can determine a time of interest that occurs during the time period when a change occurs in the proportion of a first metabolic fuel type being metabolized by the user. The change in the proportion can be determined based on the concentration measurements of the substances, such as a respiratory quotient which corresponds to the levels of the first metabolic fuel type and a second metabolic fuel type being metabolized. These proportions can be indicated to the user as well as the time of interest when the change in the proportion occurs in the first metabolic fuel type being metabolized. | 1. A method, comprising: receiving a concentration measurement of a first substance and a concentration measurement of a second substance, wherein the first substance and the second substance are exhaled by a user during a time period;determining a time of interest that occurs during the time period when a change in a proportion of a first metabolic fuel type being metabolized by the user occurs based on the concentration measurement of the first substance and the concentration measurement of the second substance; andindicating to the user the time of interest when the change in the proportion of the first metabolic fuel type being metabolized occurs. 2. The method of claim 1 wherein the first substance is carbon dioxide and the second substance is oxygen. 3. The method of claim 1, wherein determining a time of interest that occurs during the time period when the change in the proportion of the first metabolic fuel type being metabolized occurs by the user based on the concentration measurement of the first substance and the concentration measurement of the second substance comprises: determining a respiratory quotient based on a ratio of a carbon dioxide concentration measurement and an oxygen concentration measurement at the time of interest;determining the proportion of the first metabolic fuel type being metabolized by the user based on the respiratory quotient; anddetermining the change in the proportion of the first metabolic fuel type being metabolized based on the proportion of the first metabolic fuel type being metabolized by the user. 4. The method of claim 1, further comprising: receiving a measurement of at least one user parameter for the time period;determining a first rate at which the first metabolic fuel type is being metabolized based on the measurement of the at least one user parameter, the concentration measurement of the first substance and the concentration measurement of the second substance; andindicating to the user the first rate at which the first metabolic fuel type is being metabolized. 5. The method of claim 4, further comprising: determining an amount of the first metabolic fuel type metabolized during the time period based on the first rate; andindicating to the user the amount of the first metabolic fuel type metabolized. 6. The method of claim 5, further comprising: determining a second rate at which a second metabolic fuel type is being metabolized based on the measurement of the at least one user parameter, the concentration measurement of the first substance, and the concentration measurement of the second substance; anddetermining an amount of the second metabolic fuel type metabolized based on the second rate. 7. The method of claim 6, wherein the first metabolic fuel type is a fat and the second metabolic fuel type is a carbohydrate. 8. The method of claim 6, further comprising, determining a calorie amount metabolized by the user based on the amount of the first metabolic fuel type and the amount ... |  | A61B005/083 A61B005/00
US20160331347 | A1 | 2016-11-17 | OBJECT INFORMATION ACQUIRING APPARATUS | 2016-04-28 | An object information acquiring apparatus is used which includes a receiver including a plurality of elements each transmitting an acoustic wave, receiving an echo wave resulting from reflection of the acoustic wave by an object, and outputting an electric signal, a transmission controller that controls an intensity of the acoustic wave transmitted from each of the plurality of elements, a scanner that moves the receiver in a predetermined scanning region, and an information processor that acquires characteristics information on an inside of the object using the electric signal. The transmission controller controls the intensity of the acoustic wave in accordance with a shape of the object and a position of the receiver in the predetermined scanning region. | 1. An object information acquiring apparatus comprising: a receiver including a plurality of elements each transmitting an acoustic wave, receiving an echo wave resulting from reflection of the acoustic wave by an object, and outputting an electric signal;a transmission controller that controls an intensity of the acoustic wave transmitted from each of the plurality of elements;a scanner that moves the receiver in a predetermined scanning region; andan information processor that acquires characteristics information on an inside of the object using the electric signal,wherein the transmission controller controls the intensity of the acoustic wave in accordance with a shape of the object and a position of the receiver in the predetermined scanning region. 2. The object information acquiring apparatus according to claim 1, wherein the transmission controller increases the intensity of the acoustic wave at a portion of the object where the object protrudes with respect to the receiver. 3. The object information acquiring apparatus according to claim 1, wherein the transmission controller reduces the intensity of the acoustic wave at a portion of the object where the object is depressed with respect to the receiver. 4. The object information acquiring apparatus according to claim 1, wherein the predetermined scanning region is a scanning plane shaped in a form of a flat surface, and the transmission controller acquires a distance between the receiver and a surface of the object in a normal direction of the scanning plane based on a shape of the object, and controls the intensity of the acoustic wave according to the distance. 5. The object information acquiring apparatus according to claim 4, wherein the transmission controller increases the intensity of the acoustic wave proportionally with a decrease in the distance between the receiver and the surface of the object. 6. The object information acquiring apparatus according to claim 1, wherein the transmission controller applies a pulse that is set based on a voltage value and a pulse width to each of the plurality of elements so as to allow each of the plurality of elements to transmit the acoustic wave. 7. The object information acquiring apparatus according to claim 6, wherein the transmission controller increases the voltage value of the pulse to increase the intensity of the acoustic wave. 8. The object information acquiring apparatus according to claim 6, wherein the transmission controller increases the pulse width of the pulse to increase the intensity of the acoustic wave. 9. The object information acquiring apparatus according to claim 6, wherein the transmission controller increases a number of transmitted pulses of the pulse to increase the intensity of the acoustic wave. 10. The object information acquiring apparatus according to claim 6, wherein the transmission controller selects an element of the plurality of elements to which the pulse is applied to form a transmission apertu... |  | A61B008/08 A61B005/00 A61B008/00
US20160317066 | A1 | 2016-11-03 | SPASTICITY QUANTIFICATION DEVICE | 2016-07-18 | The present invention relates to a portable devise that is able to quantify spasticity. In one aspect, the invention allows clinicians to objectively quantify spasticity in an accurate and repeatable manner. The device is designed to accommodate for different limb sizes and includes an accelerometer and a force sensing resistor to obtain quantitative data. The device further includes a data acquisition module where the data collected can be processed and sent to an output device. | 1. A portable device for measurement of spasticity in a limb, comprising: a cuff which is secured to a patient's limba handle which is gripped by a physiciana data acquisition modulewherein data from angular velocity, force, and/or range of motion are received and processed before being sent to an output device. 2. The device as claimed in claim 1 wherein said data acquisition module can be a microcontroller which integrates output from an accelerometer and a force sensor or a custom designed printed circuit board which integrates output from a force sensor. 3. The device as claimed in claim 1 wherein said device is handheld and portable. 4. The device as claimed in claim 1 wherein all the electronic components are housed inside the handle of the device. 5. The device as claimed in claim 3 wherein a clinician uses said device to move a patient's limb through its full range of motion to acquire the spasticity value. 6. The device as claimed in claim 3 wherein a clinician uses said device to move a patient's limb at different velocities to acquire the spasticity value. 7. The device as claimed in claim 1 wherein the mechanism for securing the cuff to the limb is constructed to accommodate a wide range of patient limb sizes. 8. The device as claimed in claim 1 wherein elastic and VELCRO® are used to secure the limb within the cuff 9. The device as claimed in claim 6 wherein the cuff is made from semi-flexible material 10. The device as claimed in claim 6 wherein the cuff is detachable from the data acquisition module and interchangeable 11. The device as claimed in claim 1 wherein the cuff is detachable from the handle and interchangeable 12. The device as claimed in claim 2 wherein said accelerometer uses direction of proper acceleration at any given time to measure range of motion and velocity 13. The device as claimed in claim 2 wherein said force sensor can measure the force at any given time 14. The force sensor as claimed in claim 13 where the force sensor can be a force-sensing resistor or a strain gauge 15. The device as claimed in claim 2 wherein said microcontroller integrates the outputs of the accelerometer and force sensing resistor. 16. The device as claimed in claim 1 wherein said data acquisition module computes velocity-dependent change in force, thereby allowing spasticity quantification to be defined as the degree to which force changes with changing velocity 17. The device as claimed in claim 1 wherein said data acquisition module uses electronic data transfer to output data from microcontroller to viewing device 18. The device as claimed in claim 17, wherein said data transfer method is via Bluetooth technology 19. The viewing device as claimed in claim 17, wherein said viewing device is an electronic device with GUI capability or a device with an LCD 20. The device as claimed in claim 17, wherein said transferred data is received by a smartphone or computer or a device with an LCD 21. The viewing device as c... |  | A61B005/11 A61B005/00 A61B017/135 G06F019/00
US20160325099 | A1 | 2016-11-10 | IMPLANTABLE NEUROSTIMULATOR-IMPLEMENTED METHOD FOR ENHANCING HEART FAILURE PATIENT AWAKENING THROUGH VAGUS NERVE STIMULATION | 2016-07-18 | An implantable neurostimulator-implemented method for managing tachyarrhythmias upon a patient's awakening from sleep through vagus nerve stimulation is provided. An implantable neurostimulator, including a pulse generator, is configured to deliver electrical therapeutic stimulation in a manner that results in creation and propagation (in both afferent and efferent directions) of action potentials within neuronal fibers comprising the cervical vagus nerve of a patient. Operating modes of the pulse generator are stored. An enhanced dose of the electrical therapeutic stimulation is parametrically defined and tuned to prevent initiation of or disrupt tachyarrhythmia upon the patient's awakening from a sleep state through at least one of continuously-cycling, intermittent and periodic ON-OFF cycles of electrical pulses. Other operating modes, including a maintenance dose and a restorative dose are defined. The patient's physiological state is monitored via at least one sensor to detect that patient's awakening, which activates the delivery of the enhanced dose. | 1. A vagus nerve neurostimulator for modulating autonomic cardiovascular drive, comprising: a pulse generator, wherein the pulse generator generates a pulsed electrical signal comprising: a signal ON time;a signal OFF time;an output current;a signal frequency;a pulse width; anda duty cycle defined by dividing the signal ON time by the sum of the signal ON time and signal OFF time;a therapy lead;an electrode communicatively coupled to the pulse generator via the therapy lead, wherein the electrical signal is applied to a vagus nerve via the electrode to propagate action potentials in both afferent and efferent directions along the vagus nerve at an intensity that avoids acute physiological side effects; anda sleep monitor, wherein the sleep monitor upon sensing a change in sleep state causes the vagus nerve neurostimulator to deliver an enhanced pulsed electrical signal via the therapy lead. 2. The vagus nerve neurostimulator according to claim 1, wherein the pulsed electrical signal frequency is approximately 10 Hz. 3. The vagus nerve neurostimulator according to claim 1, wherein sleep monitor monitors a patient's physiological state. 4. The vagus nerve neurostimulator according to claim 1, wherein the sleep monitor further comprises a heart rate sensor. 5. The vagus nerve neurostimulator according to claim 4, wherein the heart rate sensor: establishes a normative heart rate of a patient as a mean heart rate sensed during the sleep state;periodically sensing the patient's heart rate with the heart rate sensor; andconfirming that the patient is awakening from the sleep state when the patient's heart rate gradually rises and is sustained at an elevated heart rate above the normative heart rate by a threshold amount. 6. The vagus nerve neurostimulator according to claim 5, wherein the heart rate monitor monitors the patient's normative physiology during the delivery of the enhanced pulsed electrical signal, and upon sensing a condition indicative of an onset of tachyarrhythmia, the vagus nerve neurostimulator delivers a second enhanced pulsed electrical signal. 7. The vagus nerve neurostimulator according to claim 6, wherein the heart rate monitor monitors the patient's normative physiology during the delivery of the enhanced pulsed electrical signal, and upon sensing a condition indicative of an onset of tachyarrhythmia, intensifying the electrical therapeutic stimulation. 8. The vagus nerve neurostimulator according to claim 7, wherein second enhanced pulsed electrical signal is different than the enhanced electrical signal. 9. The vagus nerve neurostimulator according to claim 1, wherein the sleep monitor further comprises an accelerometer. 10. The vagus nerve neurostimulator according to claim 9, wherein the sleep monitor: establishes a normative activity level of the patient with the accelerometer as a mean frequency of movement sensed during the sleep state;periodically sensing the patient's activity level with the accelerometer; andc... | CYBERONICS, INC. | A61N001/36 A61B005/00 A61B005/0205 A61N001/05
US20160325095 | A1 | 2016-11-10 | Novel Recording Approach of Stapedius Muscle Activity | 2016-05-06 | A method of placing a stapedius activity sensor in a stapedius muscle of a patient is described. The stapedius muscle has a tendon end connecting to the stapes bone, and an opposing muscle belly end where the facial nerve innervates the stapedius muscle. A mastoidectomy is performed to create an opening through mastoid bone of the patient. A lead groove is drilled in temporal bone of the patient following a route along the facial nerve to the muscle belly end of the stapedius muscle. The stapedius activity sensor is then introduced along the lead groove to insert a distal end of the stapedius activity sensor into the muscle belly end of the stapedius muscle. | 1. A method of placing a stapedius activity sensor in a stapedius muscle of a patient, the stapedius muscle having a tendon end connecting to the stapes bone, and an opposing muscle belly end where the facial nerve innervates the stapedius muscle, the method comprising: performing a mastoidectomy to create an opening through mastoid bone of the patient;drilling a lead groove in temporal bone of the patient following a route along the facial nerve to the muscle belly end of the stapedius muscle; andintroducing the stapedius activity sensor along the lead groove to insert a distal end of the stapedius activity sensor into the muscle belly end of the stapedius muscle. 2. The method according to claim 1, further comprising: implanting a stimulation element for a hearing implant into the patient. 3. The method according to claim 2, wherein the stimulation element is implanted before the stapedius activity sensor is introduced. 4. The method according to claim 2, wherein the stimulation element is implanted after the stapedius activity sensor is introduced. 5. The method according to claim 1, further comprising: providing test stimulus signals to the facial nerve and the stapedius muscle after drilling the lead groove to confirm proper continuing functioning of the facial nerve and the stapedius muscle. 6. The method according to claim 1, wherein one or more of the steps is performed by robotic surgery. 7. The method according to claim 1, wherein the stapedius activity sensor is a pressure sensor. 8. The method according to claim 1, wherein the stapedius activity sensor is a sensing electrode. 9. The method according to claim 8, wherein the sensing electrode is a 1-3 French diameter electrode. 10. The method according to claim 8, wherein the sensing electrode is an electromyography (EMG) recording electrode. 11. The method according to claim 8, wherein the sensing electrode is a bipolar electrode contact. 12. The method according to claim 8, wherein the sensing electrode includes one or more connecting tines configured to secure the sensing electrode in a fixed position within the stapedius muscle when the distal end of the stapedius activity sensor is inserted into the muscle belly end of the stapedius muscle. |  | A61N001/36 A61N001/05 A61B005/00 A61B005/0492 A61B005/03
US09492121 | B2 | 2016-11-15 | Image-guided therapy of a tissue | 2015-03-18 | Image-guided therapy of a tissue can utilize magnetic resonance imaging (MRI) or another medical imaging device to guide an instrument within the tissue. A workstation can actuate movement of the instrument, and can actuate energy emission and/or cooling of the instrument to effect treatment to the tissue. The workstation and/or an user of the workstation can be located outside a vicinity of an MRI device or other medical imaging device, and drive means for positioning the instrument can be located within the vicinity of the MRI device or the other medical imaging device. The instrument can be an MRI compatible laser or high-intensity focused ultrasound probe that provides thermal therapy to, e.g., a tissue in a brain of a patient. | 1. A neurosurgical instrument introduction apparatus comprising: a low profile skull anchor device configured to attach to an area of a skull of a patient, the low profile skull anchor device including an upper surface and a lower surface, wherein the low profile skull anchor device comprises a central opening at least sixty millimeters in diameter for providing access to an entry formed in the skull of the patient,the low profile skull anchor device includes at least two different types of fasteners for connecting to the skull of the patient, andthe lower surface of the low profile skull anchor device forms a gap between a surface of the skull of the patient upon mounting the low profile skull anchor device to the skull of the patient, wherein the gap provides clearance for a scalp region of the patient without skin compression, andthe gap is 30 millimeters or less from the surface of the skull of the patient; anda removable guide stem configured to detachably connect to the low profile skull anchor device, wherein the removable guide stem comprises an opening that, when connected to the low profile skull anchor device, is positioned above the entry formed in the skull of the patient, andthe removable guide stem is configured to adjust a trajectory corresponding to the opening of the removable guide stem in at least one of a pivot alignment and a rotation alignment. 2. The apparatus of claim 1, wherein the at least two types of fasteners include bone screws for attaching to bone anchors set in the skull of the patient and pins for further attaching the low profile skull anchor device to the skull of the patient. 3. The apparatus of claim 2, wherein the at least two types of fasteners include at least three bone screws and at least three pins for attaching the low profile skull anchor device to the skull of the patient. 4. The apparatus of claim 1, wherein the removable guide stem comprises a ball joint that adjusts the trajectory corresponding to the opening of the removable guide stem. 5. The apparatus of claim 1, wherein the removable guide stem comprises a tilt adjustment mechanism that adjusts the pivot alignment corresponding to the opening of the removable guide stem and a rotation adjustment mechanism that adjusts the rotational alignment corresponding to the opening of the removable guide stem. 6. The apparatus of claim 1, wherein at least one of the removable guide stem and the low profile skull anchor device includes a plurality of guide markers that enables selection of a particular trajectory of a plurality of trajectories associated with the opening of the removable guide stem. 7. The apparatus of claim 1, further comprising a plurality of fiducial markers detectable by a magnetic resonance imaging (MRI) system, wherein the plurality of fiducial markers are arranged on at least one of the removable guide stem and the low profile skull anchoring device. 8. The apparatus of claim 1, wherein the removable guide stem is configure... | MONTERIS MEDICAL CORPORATION | A61B005/00 A61B005/055 A61F005/37 A61B006/04 A61B017/17 A61B017/00 A61B017/34 A61F007/12 A61M005/14 A61N007/02 A61B018/04 A61B018/14 A61N005/10 A61B005/01 A61F007/00 A61N007/00 A61B018/00 A61B018/02
US09636066 | B2 | 2017-05-02 | Headband monitoring system | 2015-05-21 | A headband monitoring system comprises or consists of an elastic fabric headband for fitting around an individual's head over the individual's forehead, ears and lower back portion of the head. In addition, a pedometer, a heart rate monitor and a number of sensors for detecting number of steps taken and heartbeats in given periods of time and a mini-computer having an input mechanism, data storage, central processing unit and a clock/timer for calculating distance traveled in a given period. Finally, the system includes an individual's smartphone separately disposed from the headband and a Bluetooth transmitter disposed in the elastic fabric band and wirelessly connected to the smartphone for displaying heart rate, steps taken and distance traveled on the smartphone. Finally, a timer and vibrating alarm is disposed in said fabric band for warning an individual that their heart rate has exceeded a predetermined level and that it is time to reduce the exertion over a limited period of time before stopping the exercise. | 1. A headband monitoring system consisting of: an elastic/fabric headband adapted for snuggly fitting around an individual's head over the individual's forehead, ears and lower back portion of the individual's head;a pedometer, a heart rate monitor, a number of sensors and a clock/timer for detecting a number of steps taken and heartbeats in given periods of time and a mini-computer having an input mechanism, data storage, central processing unit for calculating distance traveled in a given period; andwherein said pedometer and one of said sensors includes a separate pedometer counter portion disposed in said headband and the one of said sensors is adapted to be disposed on the ankle of the individual and wherein the one of said sensors has a wire to connect to said pedometer counter portion; and wherein said heart rate monitor is disposed in said elastic fabric headband and a second of said sensors is adapted to be disposed over the heart of the individual and wherein the second of said sensors has a wire to connect to said heart rate monitor;an individual's smartphone is separate from the elastic fabric headband and a transmitter disposed in the elastic fabric headband wirelessly connected to the smartphone for displaying heart rate, steps taken and distance traveled on the smartphone; anda timer and vibrating alarm in the fabric headband for warning an individual that their heart rate has exceeded a predetermined level and that it is time to reduce exertion over a limited period of time before stopping exercise; andwhich includes a pair of earphones in the elastic fabric headband and a receiver for a source of music and news deliverable to the earphones from the smartphone; andwhich further includes a switch for disconnecting the smartphone from the elastic headband; which includes a sleep mode wherein the headband is adapted to be reversed on an individual's head for relative silence. | Umm Al-Qura University | A61B005/02 A61B005/00 A63B024/00 A61B005/024 A41D020/00 A41D001/00
US20160331499 | A1 | 2016-11-17 | IMPROVED PLAQUE IDENTIFICATION INDEX | 2013-12-20 | Improvements in plaque removal have been achieved by the applicants' modifications to the Rustogi modification of the Modified Navy Plaque Index. The modification comprise of dividing a tooth into nine separate regions, visual examination each region for plaque; and scoring each region to obtain a plaque index number. | 1. An improved method for the visual determination of plaque on a tooth which comprises: a. dividing a tooth into nine separate regions A-I as depicted in FIG. 3,b. visual examination each region for plaque; andc1. scoring each region as: i. 0, if no plaque;ii. 1, if plaque covers less than one-third of the surface of the tooth;iii. 2, if plaque covers less than two-thirds of the surface of the tooth;iv. 3, if plaque cover two-thirds or more of the surface of the tooth; orc2. scoring each region as: i. 0, if no plaque;ii. 1, if separate flecks of plaque covers less than one-third of the surface of the tooth;iii. 2, if a continuous band of plaque covers less than one-third of the surface of the tooth;iv. 3, if plaque covers less than two-thirds of the surface of the tooth;v. 4, if plaque cover two-thirds or more of the surface of the tooth;d. totaling the scores for each tooth examined to obtain a plaque index number. 2. The improved method of claim 1, wherein steps a.-c. are repeated for one or more tooth. 3. The improved method of claim 1, wherein the visual determination is made in vivo. 4. The improved method of any claim 1, wherein the visual determination is made ex vivo. 5. The improved method of claim 1 wherein the tooth is stained prior to visual examination. 6. A method for quantitating the efficacy of a plaque removal technique, device or composition in the removal of plaque from a tooth, the method comprising: (a1) quantitatively determining the amount of plaque on the tooth by the method of claim 1,(b1) treating the tooth with a plaque removal technique, device or composition;(c1) quantitatively determining the amount of plaque on the tooth by the method of claim 1 after (b1), wherein the difference between (c1) and (a1) indicates the efficacy of said oral care product in plaque removal. 7. The method of claim 6, wherein steps (a1)-(c1) are repeated for another plaque removal technique, device or composition and an optimal plaque removal technique, device or composition is selected by determining the difference in plaque index number before and after application for a first plaque removal technique, device or composition and comparing against the difference in plaque index number before and after application for a second plaque removal technique, device or composition wherein the technique, device or composition with the greatest difference in plaque index number is selected. 8. The method of claim 7, wherein the selected technique, device or composition provides at least 20%-80% greater plaque reduction in the whole mouth (all teeth). 9. The method of claim 7, wherein the selected technique, device or composition provides at least 20%-80% greater plaque reduction in the gumline. 10. The method of claim 6, wherein the optimal plaque removal technique, device or composition is used in a step (dl) to treat or prevent gingivitis or periodontitis by administering the plaque removal technique, device or composition to a patient in... | Colgate-Palmolive Company | A61C019/04 A61B005/00
US20160338638 | A1 | 2016-11-24 | METHOD AND APPARATUS FOR EVALUATING EXERCISE CAPABILITY USING HEART RATE | 2016-05-17 | A method of evaluating an exercise capability includes measuring a heart rate of a user, generating, based on the measured heart rate, a linearly fitted line and either a quadratically fitted line or a cubically fitted line, detecting a feature parameter using the linearly fitted line and either the quadratic fitted line or the cubically fitted line, and evaluating an exercise capability of the user using either one or both of the feature parameter and physical information of the user. | 1. A method of evaluating an exercise capability comprising: measuring a heart rate of a user;generating, based on the measured heart rate, a linearly fitted line and either a quadratically fitted line or a cubically fitted line;detecting a feature parameter using the linearly fitted line and either the quadratically fitted line or the cubically fitted line; andevaluating an exercise capability of the user using either one or both of the feature parameter and physical information of the user. 2. The method of claim 1, wherein the generating of the fitted lines comprises generating the linearly fitted line and the quadratically fitted line; and the detecting of the feature parameter comprises detecting, as the feature parameter, any one or any combination of any two or more of: a first intersection point between the linearly fitted line and the quadratically fitted line;a second intersection point between the linearly fitted line and the quadratically fitted line;a midpoint between the first intersection point and the second intersection point; anda point at which a difference between the linearly fitted line and the quadratically fitted line is largest in a section between the first intersection point and the second intersection point. 3. The method of claim 1, wherein the generating of the fitted lines comprises generating the linearly fitted line and the cubically fitted line; and the detecting of the feature parameter comprises detecting, as the feature parameter, any one or any combination of any two or more of: a first intersection point between the linearly fitted line and the cubically fitted line;a second intersection point between the linearly fitted line and the cubically fitted line;a third intersection point between the linearly fitted line and the cubically fitted line;a midpoint between the first intersection point and the second intersection point;a midpoint between the second intersection point and the third intersection point;a point at which a difference between the linearly fitted line and the cubically fitted line is largest in a section between the first intersection point and the second intersection point; anda point at which a difference between the linearly fitted line and the cubically fitted line is largest in a section between the second intersection point and the third intersection point. 4. The method of claim 1, wherein the generating of the fitted lines comprises generating the fitted lines using any one or any combination of any two or more of a linear interpolation, a polynomial interpolation, a Lagrange interpolation, a bilinear interpolation, a Hermite interpolation, a cubic spline interpolation, an exponential interpolation, a least squares method, a locally weighted least squares method, and a nearest neighbor method. 5. The method of claim 1, wherein the evaluating of the exercise capability of the user comprises: estimating any one or any combination of any two or more of a maximum oxygen consumption, a ... | SAMSUNG ELECTRONICS CO., LTD. | A61B005/00 A61B005/024 A63B024/00
US09482780 | B2 | 2016-11-01 | Modular instrumented floor covering | 2014-08-28 | A modular instrumented floor covering assembly is used in connection with a subject walking across the assembly. The floor covering assembly comprises a plurality of sensor panels attached together along interlocking edges. The edges are held together by interlocking strips or by magnets. Each sensor panel has a pressure sensor matrix responsive to the weight of the subject for generating data relating to movement of the subject. The sensor panels are assembled on the floor selectively and releasably in patterns. No tools are needed for assembly. Data is sent wirelessly between the sensor panels and from the sensor panels to a computer for analysis. A power supply, wiring grid, and releasable connectors on the panel edges supplies electrical power to the sensor panels and between adjacent sensor panels. | 1. A modular instrumented floor covering assembly for use in connection with a subject walking across the assembly for generating data relating to movement of the subject, a power source, and a computer, the floor covering assembly comprising: a plurality of sensor panels having interlocking edges, the sensor panels being adapted for interlocking adjacent panels together along the edges, each sensor panel having a pressure sensor matrix responsive to a weight of the subject, the plurality of sensor panels being adapted for selective and releasable assembly in patterns;a first magnet and a second magnet spaced apart on each interlocking edge of each sensor panel, so as to attract the sensor panels toward one another and generally align the sensor panels with one another and releasably attach the sensor panels to one another;communicating means for communicating data from the sensor panels and between adjacent sensor panels, the communicating means being selected from the group consisting of hardwired means and wireless means; andpower means for supplying power to the sensor panels and between adjacent sensor panels, the power means comprising a power supply. 2. The modular instrumented floor covering assembly of claim 1, further comprising: at least one inert panel having one interlocking edge, the inert panel being adapted for interlocking with one of the sensor panels along the interlocking edge, the inert panel edge opposite the sensor panel being an outermost edge of the assembly and being a beveled edge so as to preclude tripping the subject; and a first magnet and a second magnet spaced apart on each interlocking edge of each inert panel, so as to attract the inert panels toward the sensor panels and generally align the panels with one another and releasably attach the inert panels to the sensor panels; and whereinthe inert panel has no pressure sensor matrix. 3. The modular instrumented floor covering assembly of claim 1, wherein the power means further comprises at least one pair of electrical connectors disposed on each edge of each of the sensor panels, a one of the pair being for positive voltage, and a remaining one of the pair being for negative voltage, the connectors on adjacent sensor panels being adapted for operatively electrically and releasably connecting together upon interlocking adjacent panels together along the edges, the connectors having a conductor on the sensor panel interlocking edge adapted for contacting a conductor on the adjacent sensor panel interlocking edge with spring bias. 4. The modular instrumented floor covering assembly of claim 3, further comprising: at least one edge panel having one interlocking edge, the edge panel being adapted for interlocking with one of the sensor panels along the interlocking edge, the edge panel edge opposite the sensor panel being an outermost edge of the assembly and being a beveled edge so as to preclude tripping the subject; anda first magnet and a second magnet spaced ap... |  | G01L001/00 G01V009/00 A61B005/11 A61B005/00
US09486330 | B2 | 2016-11-08 | Minimally invasive method and surgical tools for trans-PSOAS approach | 2014-03-03 | Methods, surgical tools and a surgical system for performing spinal fixation using a lateral trans-psoas approach through a vertebral body into the disc space between that vertebral body and an adjacent vertebral body are provided. The approach, tools and system are adapted for use in fixing the L-5 and S-1 vertebral bodies. It should be understood that the methods and tools described can also be used for disc fusion where insertion proceeds from an inferior vertebral body to a superior vertebral body, and also cases where the fusion occurs across multiple disc spaces fusing more than two vertebrae. | 1. A method for performing a lateral trans-psoas spinal fusion procedure comprising: forming a surgical opening at a fusion site;inserting a plurality of releasably interconnected retractor blades into the surgical opening and moving them radially outward in a plurality of directions such that the retractor blades dilate and retract muscle and flesh within the surgical opening to form a passageway through a lumbar plexus at the fusion site to expose a lateral edge of a primary vertebral body;associating a wire pin with each of the retractor blades and inserting each of the wire pins into the lateral edge of the primary vertebral body to anchor each of the retractor blades into their retracted positions thereby stabilizing the passageway;forming an access opening in the lateral edge of and through the primary vertebral body to allow access to the disc space between the primary vertebral body and an adjacent vertebral body;preparing and distracting the disc space between the primary and adjacent vertebral bodies to expose a bony endplate of the adjacent vertebral body;inserting an interbody cage having external cutting elements, a plurality of fenestrations formed in an outer surface thereof, and an internal cavity into which is disposed a graft material and a removable expandable element through the primary vertebral body and into the disc space, and anchoring the cutting elements of the interbody cage in at least the bony endplates of the primary and adjacent vertebral bodies;expanding the expandable element to expand the interbody cage within the disc space;deflating the expandable element and removing the expandable element from the surgical opening by passing it through the access opening in the primary vertebral body; andthreading a cylindrical cage, having a threading disposed about its outer circumference and a fenestrated internal cavity having disposed within a graft material, through the access opening in the primary vertebral body and into the adjacent vertebral body such that it passes through the disc space to stabilize the access opening in the primary vertebral body. 2. The method of claim 1, wherein the primary vertebral body is superior to the adjacent vertebral body, and wherein the access opening is formed in the lateral edge of the superior vertebral body and the cylindrical cage anchored in at least the bony endplate of the adjacent vertebral body. 3. The method of claim 1, wherein the graft material incorporates bone or ortho-biological compounds. 4. The method of claim 1, wherein the superior vertebral body is L-5 and the inferior vertebral body is S-1. 5. The method of claim 1, further comprising radially deforming a portion of each of the retractor blades external to the surgical opening such that the deformed portion of the retractor blades contain the tissue around the surgical opening. 6. The method of claim 1, wherein the step of dilating and retracting tissue includes retracting a primary pair of retractor blades... | Bones and Spine Surgery Inc. | A61F002/44 A61B017/88 A61F002/46 A61B017/02 A61B017/70 A61F002/30 A61B005/0492 A61B005/00 A61B017/00 A61B017/22 A61B017/32
US20160338598 | A1 | 2016-11-24 | BIOLOGICAL INFORMATION MEASUREMENT APPARATUS | 2016-05-20 | A biological information measurement apparatus including a case section including a biological information detector that detects biological information on a user, a band that attaches the case section to the user, a first electrode provided on a contact surface of the case section or the band that comes into contact with the user's body, a pinched section provided as part of the band and pinched by the user with fingers, a second electrode provided on the pinched section, and an electrocardiogram detector that uses the first electrode and the second electrode to detect the user's electrocardiogram. | 1. A biological information measurement apparatus comprising: a case section including a biological information detector that detects biological information on a user;a band section that attaches the case section to the user;a first electrode provided on a contact surface of the case section or the band section that comes into contact with the user's body;a pinched section provided as part of the case section or the band section and pinched by the user with fingers;a second electrode provided on the pinched section; andan electrocardiogram detector that uses the first electrode and the second electrode to detect the user's electrocardiogram. 2. The biological information measurement apparatus according to claim 1, wherein the second electrode is provided on each principal surface of the pinched section. 3. The biological information measurement apparatus according to claim 1, wherein the band section has one end connected to the case section and another end that is a free end, andthe pinched section is arranged at the other end of the band section. 4. The biological information measurement apparatus according to claim 1, wherein the pinched section has a connected end connected to the case section or the band section and a free end capable of releasing connection thereof to the case section or the band section. 5. The biological information measurement apparatus according to claim 1, further comprising a pinched section accommodating section having an accommodating mechanism capable of adjusting a length of the pinched section. 6. The biological information measurement apparatus according to claim 5, wherein the accommodating mechanism is capable of adjusting the length of the pinched section in such away that the length of the pinched section in a case where the second electrode is used is greater than the length of the pinched section in a case where the second electrode is not used. 7. The biological information measurement apparatus according to claim 5, wherein the accommodating mechanism is formed of a reel mechanism or a slide mechanism. 8. The biological information measurement apparatus according to claim 1, wherein the pinched section is provided as part of the band section along a direction in which the band section extends and a direction in which the pinched section extends. 9. The biological information measurement apparatus according to claim 1, wherein a third electrode insulated from the first electrode is provided on the surface on which the first electrode is arranged. 10. The biological information measurement apparatus according to claim 9, wherein the third electrode is an indifferent electrode. 11. The biological information measurement apparatus according to claim 1, further comprising a pulse wave detector that is provided on the contact surface of the case section that comes into contact with the user's body and detects the user's pulse wave. 12. The biological information measurement apparatus according to cl... | SEIKO EPSON CORPORATION | A61B005/0205 A61B005/0408 A61B005/04 A61B005/00
US10172519 | B2 | 2019-01-08 | Biosignal transmitter, biosignal receiver, and method of transmitting and receiving biosignal | 2016-07-28 | Technology for transmitting and receiving a biosignal based on a pattern related to the biosignal and a feature point included in the biosignal. A biosignal transmitter includes a biosignal obtaining unit configured to obtain a biosignal comprising a plurality of unit signals, a parsing unit configured to parse the biosignal to extract a first unit signal of the plurality of unit signals, a pattern obtaining unit configured to obtain a pattern related to the biosignal based on the first unit signal, and a transmitting unit configured to transmit information related to a feature point of the first unit signal based on the first unit signal and the pattern. | 1. A biosignal receiver comprising: one or more processors configured to: determine a type of a received reception signal related to a biosignal comprising a plurality of unit signals;obtain a pattern related to the biosignal from a storage space provided in advance in response to the type of the reception signal being determined to be a first type of reception signal; andreconstruct a first unit signal of the plurality of unit signals based on the pattern and information related to a feature point of the first unit signal;store the pattern related to the biosignal in the storage space in response to the type of the reception signal being determined to be a second type of reception signal; andobtain a second unit signal of the plurality of unit signals in response to the type of the reception signal being determined to be a third type of reception signal,wherein the reception signal determined to be the first type of reception signal comprises the information related to the feature point of the first unit signal,wherein the reception signal determined to be the second type of reception signal comprises the pattern related to the biosignal, andwherein the reception signal determined to be the third type of reception signal comprises the second unit signal. 2. The biosignal receiver of claim 1, wherein the one or more processors are further configured to reconstruct the biosignal based on the first unit signal and the second unit signal. 3. A processor-implemented method of transmitting a biosignal, the method comprising: extracting a signal from the biosignal;obtaining a biosignal pattern based on the signal, wherein the obtaining of the biosignal pattern further comprises: obtaining the biosignal pattern in response to a determination that a correspondable pattern has previously been generated, andobtaining signals from the biosignal and generating a pattern that correlates to the signal based on the obtained signals, in response to a determination that the correspondable pattern has not previously been generated;transmitting the generated pattern in response to the pattern being newly generated;determining a similarity between the signal and the biosignal pattern when the biosignal pattern is obtained, in the obtaining, without the generating of the pattern;obtaining information related to at least one feature point of the signal based on the signal and the biosignal pattern and transmitting the information related to the at least one feature point of the signal, in response to the similarity being greater than a predetermined threshold; andtransmitting the signal, in response to the similarity being less than the predetermined threshold. 4. The method of claim 3, wherein the transmitting of the information related to the signal requires transmitting a smaller amount of data than the transmitting of the signal. 5. The method of claim 3, wherein the obtaining of the biosignal pattern comprises: determining whether the signal corresponds to a ... | Samsung Electronics Co., Ltd. | A61B005/06 A61B005/00 A61B005/0452 A61B005/0408 A61B005/0456 G06K009/00 A61B005/04
US10278614 | B2 | 2019-05-07 | System and method for detecting sheathing and unsheathing of localization elements | 2016-07-12 | A method of detecting whether a localization element is within or outside of an introducer sheath generally includes obtaining a localization signal from the localization element and detecting the state of the localization element relative to the sheath based upon the quadrature component of the localization signal. A baseline quadrature component is typically established with the localization element outside of the sheath. When the quadrature component deviates from this baseline value, it is indicative of the localization element being within the sheath. Conversely, when the quadrature component remains relatively close to the baseline value, it is indicative of the localization element being outside of the sheath. In an electrophysiology study, the state information can be used to take corrective action with respect to the data being collected. | 1. A method of detecting a localization element/sheath state change with a localization system, comprising: establishing a localization field using a plurality of localization field generators;obtaining at least one localization signal from at least one catheter-borne localization element positioned within the localization field via an introducer sheath, the at least one localization signal including an in-phase component and a quadrature component; anddetecting a localization element/sheath state change for the at least one catheter-borne localization element based on the quadrature component of the at least one localization signal. 2. The method according to claim 1, wherein detecting a localization element/sheath state change comprises detecting the localization element/sheath state change for the at least one catheter-borne localization element based on a change in a value of the quadrature component of the at least one localization signal. 3. The method according to claim 2, wherein the change in the value of the quadrature component of the at least one localization signal is measured relative to a reference value of the quadrature component of the at least one localization signal. 4. The method according to claim 3, wherein the reference value comprises a baseline quadrature component established with the at least one localization element outside of the introducer sheath. 5. The method according to claim 3, wherein detecting the localization element/sheath state change for the at least one catheter-borne localization element based on the change in the value of the quadrature component of the at least one localization signal comprises detecting withdrawal of the at least one localization element into the introducer sheath when the change in the value of the quadrature component, measured relative to the reference value of the quadrature component of the at least one localization signal, begins to exceed a preset amount. 6. The method according to claim 3, wherein detecting the localization element/sheath state change for the at least one catheter-borne localization element based on the change in the value of the quadrature component of the at least one localization signal comprises detecting emergence of the at least one localization element from the introducer sheath when the change in the value of the quadrature component, measured relative to the reference value of the quadrature component of the at least one localization signal, ceases to exceed a preset amount. 7. A method of conducting a cardiac electrophysiology study, comprising: establishing an impedance-based localization field encompassing a patient's body;obtaining a localization signal from at least one localization element on at least one medical device positioned in the patient's body via an introducer sheath, the localization signal including an in-phase component reflecting a position of the at least one localization element within the localization filed and a quadratu... | St. Jude Medical, Cardiology Division, Inc. | A61B005/042 A61B005/06 A61B005/00
US09486150 | B2 | 2016-11-08 | Method of signal enhancement for ECG devices | 2014-02-10 | An embodiment of the invention comprises a method of monitoring cardiac electrical activity with two or more ECG devices and computing an enhanced cardiac electrical signal from the cardiac electrical signals obtained from the two or more ECG devices. Electrodes of the two or more ECG devices are positioned in a manner to provide an electrical potential difference that is large enough to give useful information about a given ECG signal. The method further includes recommending addition of a supplemental ECG device when it is determined that the one or more of the existing ECG devices are inadequate for providing cardiac electrical data that identifies a specific cardiac event. | 1. A method of monitoring cardiac electrical activity, comprising: receiving one or more cardiac electrical signals from one or more ECG devices, wherein each of said one or more ECG devices comprises a pair of electrodes positioned on longitudinally opposing ends of said one or more ECG devices, whereina first electrode of a first ECG device of the one or more ECG devices is positioned at a first location of either maximum or minimum electrical potential for a first predetermined ECG signal; andeach of said one or more cardiac electrical signals represents a difference in an electrical potential between the first and a second electrode of the pair of electrodes;reviewing cardiac data based on said one or more cardiac electrical signals to identify a cardiac event, andrecommending addition of a supplemental ECG device in a supplemental position if the cardiac data is determined to be inadequate for identifying the cardiac event, the supplemental ECG device comprising a supplemental pair of electrodes positioned on longitudinally opposing ends of said supplemental ECG device,wherein the second electrode of the first ECG device is positioned along an equipotential line extending from the first location of either maximum or minimum electrical potential for the first predetermined ECG signal;the supplemental position includes a first electrode of the supplemental pair of electrodes being positioned near a supplemental location of either minimum or maximum electrical potential for the first predetermined ECG signal and a second electrode of the supplemental pair of electrodes being positioned along an equipotential line extending from the supplemental location of either minimum or maximum electrical potential for the first predetermined ECG signal; andan arithmetic difference in an electrical potential between the second electrode of the first ECG device and the second electrode of the supplemental pair of electrodes in the supplemental position would be essentially negligible. 2. The method of claim 1, wherein the one or more ECG devices includes a second ECG device and said one or more cardiac electrical signals is received from the first ECG device and the second ECG device. 3. The method of claim 2, wherein the second electrode of one of the first or second ECG device is positioned along an equipotential line extending from the first location of either maximum or minimum electrical potential for the first predetermined ECG signal; andan arithmetic difference in an electrical potential between the second electrode of the one of the first or second ECG device and the second electrode of the supplemental pair of electrodes in the supplemental position would be essentially negligible. 4. A method of monitoring cardiac electrical activity, comprising: receiving one or more cardiac electrical signals from one or more ECG devices, wherein each of said one or more ECG devices comprises a pair of electrodes positioned on longitudinally opposing ends of ... | Medtronic, Inc. | A61B005/04 A61B005/0408 A61B005/0402 A61B005/0404 A61B005/00 A61B005/042
US09480527 | B2 | 2016-11-01 | Microwave antenna probe having a deployable ground plane | 2014-05-19 | A surgical ablation system employing an ablation probe having a deployable ground plane is disclosed. The disclosed system includes a source of ablation energy and a source of electrosurgical energy, and a switching assembly configured to select between ablation and electrosurgical modes. The probe includes a cannula having a shaft slidably disposed therein. The shaft includes a deployable ground plane electrode assembly and a needle electrode disposed at distal end of the shaft. As the shaft is extended distally from the cannula, the ground plane electrode unfolds, and the needle electrode is exposed. Electrosurgical energy is applied to tissue via the needle electrode to facilitate the insertion thereof into tissue. Ablation energy is applied to tissue via the needle electrode to achieve the desired surgical outcome. The shaft, ground plane electrode and needle electrode are retracted into the cannula, and withdrawn from the surgical site. | 1. A surgical ablation probe, comprising: a cannula having a distal end and defining a longitudinal axis;a shaft disposed within the cannula and being movable along the longitudinal axis and relative to the cannula between a stowed position and a deployed position;an inner conductor disposed within the shaft, the inner conductor including a distal portion;a needle electrode electrically coupled to the distal end of the inner conductor; anda deployable ground plane assembly coupled to the distal end of the shaft and disposed within the cannula when the shaft is in the stowed position, wherein when the shaft is moved from the stowed position to the deployed position, the distal portion of the inner conductor and the deployable ground plane assembly extend past the distal end of the cannula thereby expanding deployable ground plane assembly radially from the distal end of the shaft. 2. The surgical ablation probe according to claim 1, wherein the shaft includes an outer conductor coaxially disposed over the inner conductor. 3. The surgical ablation probe according to claim 2, wherein the distal portion of the inner conductor extends past a distal end of the outer conductor. 4. The surgical ablation probe according to claim 2, wherein the deployable ground plane assembly is electrically coupled to the outer conductor. 5. The surgical ablation probe according to claim 1, wherein the deployable ground plane includes a plurality of ground plane elements. 6. The surgical ablation probe according to claim 5, wherein each of the plurality of ground plane elements includes a respective one of a plurality of resilient wires. 7. The surgical ablation probe according to claim 6, wherein the plurality of resilient wires bias the deployable ground plane assembly radially outward from the shaft. 8. The surgical ablation probe according to claim 7, wherein each of the plurality of resilient wires includes a first end fixed to the distal end of the shaft and a free end, and the deployable ground plane assembly includes a flexible ground plane membrane disposed over the plurality of resilient wires. 9. The surgical ablation probe according to claim 8, wherein the deployable ground plane electrode assembly includes a flexible ground plane membrane disposed over the plurality of resilient wires. 10. The surgical ablation probe according to claim 7, wherein each of the plurality of resilient wires forms a loop, each one of the plurality of loops having a first end and a second end each fixed to the distal end of the shaft, and the deployable ground plane electrode assembly further includes a plurality of flexible ground plane membranes disposed over a respective one of the plurality of loops. 11. A method of using a surgical ablation system, comprising: positioning an ablation probe at an operative site, wherein the ablation probe includes: a cannula having a distal end and defining a longitudinal axis;a shaft disposed within the cannula and being movable alo... | COVIDIEN LP | A61B018/18 A61B005/042 A61B018/14 A61B017/00 A61B018/00 A61B018/16
US09503250 | B2 | 2016-11-22 | Data communication with interventional instruments | 2012-10-25 | The invention relates to a data communication system (100) and a method that can particularly be applied for communicating data from a medical instrument like a catheter or a guide-wire via a high-speedlink (101). The system (100) comprises (in-vivo) a slave component (150) with a controllable slave clock (153) and a transmitter (151) for transmitting a data signal (ds) that is clocked by the slave clock signal (clk). Moreover, it comprises (ex-vivo) a master component (110) with a clock controller (114,115,116) that receives a master clock signal (ref_clk) and the data signal (ds) and that generates a clock control signal (ccs) for adjusting the slave clock (153) to the master clock (113). The slave clock (153) may thus be realized with low space and energy requirements, e.g. by a voltage controlled oscillator (VCO). Moreover, the link (101) via which the data signal (ds) and the clock control signal (ccs) are exchanged may be realized by just two signal wires. | 1. A medical system, comprising: a) an interventional instrument including a slave component further including: a1) a controlled oscillator for generating a slave clock signal in response to a received clock control signal via a link, anda2) a transmitter for transmitting a data signal that is clocked by the slave clock signal on the link, the data signal includes encoded data from sensors, actuators, or imaging devices; andb) external equipment including a master component further including: b1) a receiver for receiving said data signal via the link,b2) a master clock unit for generating a master clock signal, andb3) a clock controller being configured to i) receive the master clock signal and the data signal, ii) recover the slave clock signal from the received data signal, and iii) compare the frequency of the recovered slave clock signal and the master in order to generate the clock control signal for adjusting the controlled oscillator to the master clock unit,b4) a transmitter for transmitting at least the clock control signal via the link; andc) the link includes at least two wires. 2. The system according to claim 1, wherein the controlled oscillator is a voltage controlled oscillator or current controlled oscillator. 3. The system according to claim 1, wherein the link includes two signal wires. 4. The system according to claim 1, wherein the transmitter of the master component transmits a master signal via the link. 5. The system according to claim 4, wherein the master signal overrides the data signal. 6. The system according to claim 1, wherein the slave component includes a receiver for receiving an additional signal from the link. 7. The system according to claim 1, wherein at least one of the data signal, the clock control signal, a master signal, and an additional signal is represented by a difference of a voltage and/or a current between two signal wires of the link. 8. The system according to claim 7, wherein the clock control signal is represented by a common mode voltage and/or current on two signal wires of the link. 9. The system according to claim 1, wherein the data signal is represented by the variation of a load coupled in the slave component to two signal wires of the link. 10. The system according to claim 9, wherein the clock control signal is represented by a common mode voltage and/or current on two signal wires of the link. 11. The system according to claim 1, wherein the data signal, the clock control signal, and/or the master signal is represented by a common mode voltage and/or current on two signal wires of the link. 12. The system according to claim 1, wherein the interventional instrument is a guidewire. 13. The system according to claim 1, wherein the interventional instrument is a catheter. | Koninklijke Philips N.V. | H04L007/00 H04L007/02 A61M025/00 A61M025/09 H04L029/08 A61B005/00
US10117589 | B2 | 2018-11-06 | Vehicle seat | 2014-12-25 | A vehicle seat includes sheet-shaped sensors configured to detect electric signals associated with the biopotential of a seated passenger, the vehicle seat being configured to remove noise caused due to static electricity to stably measure a bioelectric signal (e.g., heart rate) of the passenger. A seat back includes the sheet-shaped sensors. A cushion pad placed on a seat back frame is covered with a trim cover. Vertically-extending conductive fabric in a belt shape is disposed on an outer surface of the trim cover. The portion where the conductive fabric is disposed has a three-layer structure of the conductive fabric, a skin, and a wadding. A free end of the conductive fabric drawn into the seat back is provided with a J-hook hooked onto a lower frame bridging portion, thus part of the conductive fabric and the lower frame bridging portion contact each other to be electrically conductive with each other. | 1. A vehicle seat comprising: a seat that comprises a seat frame having electrical conductivity, a cushion pad, and a trim cover that covers the seat frame and the cushion pad;a sensor that is attached to the seat and detects an electric signal associated with a biopotential of a seated passenger; anda central processing unit configured to measure a heart rate of the seated passenger based on the electric signal detected by the sensor,wherein at least a part of the trim cover is provided with a conductive member disposed on a surface of the trim cover configured to contact the seated passenger,wherein a part of the conductive member contacts the seat frame, whereby the conductive member and the seat frame are in electrical conduction with each other, andwherein the sensor comprises a plurality of sensors provided at a respective plurality of portions of the trim cover, andthe conductive member is disposed at a position not overlapping with the plurality of sensors, and is provided between the plurality of sensors. 2. The vehicle seat according to claim 1, wherein the at least a part of the trim cover is formed of a skin and a wadding material, andwherein the wadding material is disposed between the skin and the sensor. 3. The vehicle seat according to claim 1, wherein the conductive member comprises a conductive fabric, andwherein the conductive fabric is sewn on the trim cover. 4. The vehicle seat according to claim 1, wherein the conductive member has a free end on a side contacting the seat frame,wherein the vehicle seat further comprises a hook-shaped member that is attached to the free end, andwherein the conductive member is drawn into the seat, and the hook-shaped member is hooked onto the seat frame, whereby the conductive member and the seat frame contact each other. 5. The vehicle seat according to claim 1, wherein the sensor is a capacitance-coupled sheet-shaped sensor. 6. The vehicle seat according to claim 1, wherein the plurality of sensors are provided on each of right and left sides of the seat, andthe conductive member is provided along a longitudinal direction of the seat. 7. The vehicle seat according to claim 6, wherein the conductive member is provided at a center of the seat in a width direction of the seat. 8. The vehicle seat of claim 6, wherein the conductive member extends around an end portion of the seat in the longitudinal direction of the seat toward a rear side of the seat. 9. The vehicle seat according to claim 6, wherein the conductive member outwardly extends beyond an end portion of the sensor in a longitudinal direction of the sensor. 10. The vehicle seat according to claim 6, wherein the conductive member outwardly extends beyond first and second end portions of the sensor in a longitudinal direction of the sensor. 11. The vehicle seat according to claim 6, wherein the conductive member comprises a first conductive member that extends along the longitudinal direction of the seat, and a second conduct... | TS Tech Co., Ltd. | A61B005/04 A61B005/0245 B60N002/58 A61B005/00 A61B005/0408 A61B005/0428 B60N002/00 B60N002/64
US20160317046 | A1 | 2016-11-03 | SYSTEMS AND METHODS FOR ESTIMATING ISCHEMIA AND BLOOD FLOW CHARACTERISTICS FROM VESSEL GEOMETRY AND PHYSIOLOGY | 2016-07-08 | Systems and methods are disclosed for determining individual-specific blood flow characteristics. One method includes acquiring, for each of a plurality of individuals, individual-specific anatomic data and blood flow characteristics of at least part of the individual's vascular system; executing a machine learning algorithm on the individual-specific anatomic data and blood flow characteristics for each of the plurality of individuals; relating, based on the executed machine learning algorithm, each individual's individual-specific anatomic data to functional estimates of blood flow characteristics; acquiring, for an individual and individual-specific anatomic data of at least part of the individual's vascular system; and for at least one point in the individual's individual-specific anatomic data, determining a blood flow characteristic of the individual, using relations from the step of relating individual-specific anatomic data to functional estimates of blood flow characteristics. | 1. A method for determining individual-specific blood flow characteristics, the method comprising: acquiring, for each of a plurality of individuals, individual-specific anatomic data and blood flow characteristics of at least part of the individual's vascular system;executing a machine learning algorithm on the individual-specific anatomic data and blood flow characteristics for each of the plurality of individuals;relating, based on the executed machine learning algorithm, each individual's individual-specific anatomic data to functional estimates of blood flow characteristics;acquiring, for an individual, individual-specific anatomic data of at least part of the individual's vascular system; andfor at least one point in the individual's individual-specific anatomic data, determining a blood flow characteristic of the individual, using relations from the step of relating individual-specific anatomic data to functional estimates of blood flow characteristics. 2. The method of claim 1, further comprising: acquiring, for each of the plurality of individuals, one or more individual characteristics; andexecuting the machine learning algorithm further based on the one or more individual characteristics. 3. The method of claim 1, wherein the blood flow characteristics of the individuals include ischemia, blood flow, or fractional flow reserve. 4. The method of claim 1, further comprising: generating a set of features for each point of interest where a blood flow characteristic is desired;using a regression or machine learning technique to weight the impact of features on the blood flow characteristic; andusing the regression or machine learning technique to estimate a blood flow characteristic numerically, classify a vessel as ischemia positive or negative, or classify an individual as ischemia positive or negative. 5. The method of claim 2, wherein the individual characteristics include one or more of: heart rate, blood pressure, demographics such as age or sex, medication, disease states, including diabetes, hypertension, vessel dominance, and prior MI. 6. The method of claim 1, further comprising: displaying or storing the produced estimates in one or more of a media, including images, renderings, tables of values, or reports, or transferring the produced estimates to a physician through other electronic or physical delivery methods. 7. The method of claim 1, further comprising displaying along with each produced estimate a confidence level or a positive, negative, or inconclusive indication. 8. The method of claim 1, further comprising producing estimates based on one or more of analytical fluid dynamics equations and morphometry scaling laws. 9. The method of claim 1, wherein the individual-specific anatomic data includes one or more of: vessel size, vessel size at ostium, vessel size at distal branches, reference and minimum vessel size at plaque, distance from ostium to plaque, length of plaque and length of minimum vessel size, myocard... | HeartFlow, Inc. | A61B005/026 A61B005/00 A61B006/00 A61B005/0205 A61B005/107 A61B005/145 A61B005/02
US10117601 | B2 | 2018-11-06 | Activity status measuring device | 2016-05-11 | A plurality of wireless vital sensors for capturing biometric data of individuals is laid out and fixed at predetermined setting locations. The vital sensors are configured to sense the biometric data of an individual via non-contact when the individual enters the sensing area of any one of the plurality of vital sensors. Moreover, there is no discomfort while the wireless vital sensor is attached or no risk of damage to or destruction of the wireless vital sensor due to collisions during games. Additionally, the measuring device also includes the identification sensors for identifying a mobile object, and the individual corresponding to the biometric data sensed by the vital sensors is identified by the RFID data from the identification sensor. Accordingly, in a configuration where the wireless vital sensors can capture the biometric data of an unspecified number of individuals, which individual the biometric data belongs to can be surely identified. | 1. A measuring device comprising: a plurality of wireless vital sensors fixed at adjacent predetermined setting locations, wherein the wireless vital sensors are configured to simultaneously sense biometric data of each individual of a set of individuals with non-contact for a predetermined time upon entry of the individual into a sensing area of any one of the plurality of vital sensors, and wherein the wireless vital sensors are configured to repeatedly sense the biometric data of individuals when the individual gets out from the sensing area according to passing of the predetermined time and then again enters into the sensing area of any one of the plurality of vital sensors;a plurality of identification sensors, and each of the identification sensors comprising a transmitter and a receiver to wirelessly transmit ID data of the individual,wherein the receiver is positioned near one of the wireless vital sensors corresponding to the receiver and each of the wireless vital sensors is preliminarily associated with the receiver in one of the identification sensor to make a pair, and the receiver accepts the ID data from the transmitter upon entry of the transmitter that is attached to the individual into a coverage area of the receiver; anda converter for determining that the biometric data sensed by the wireless vital sensor associated with the receiver for a time period of accepting the ID data of the receiver is for the individual identified by the ID data based on a relationship between the receiver and the wireless vital sensor, and sending to an information processing terminal. 2. The measuring device of claim 1, wherein the converter is configured to convert the ID data and the associated biometric data to a format of JavaScript Object Notation (JSON) prior to send to the information processing terminal. 3. A performance assessment system comprising: a plurality of wireless vital sensors fixed at predetermined setting locations, wherein the wireless vital sensors are configured to sense biometric data of individuals with non-contact upon entry of the individual into a sensing area of any one of the plurality of vital sensors,a plurality of identification sensors, and each of identification sensors comprising a transmitter and a receiver to wirelessly transmit ID data of the individual,wherein the receiver is positioned near one of the wireless vital sensors corresponding to the receiver and each of the wireless vital sensors is preliminarily associated with the receiver in one of the identification sensors, and the receiver accepts the ID data from the transmitter upon entry of the transmitter that is attached to the individual into a coverage area of the receiver; anda converter for determining that the biometric data sensed by the associated wireless vital sensor associated with the receiver for a time period of accepting the ID data of the receiver is for the individual identified by the ID data based on a relationship between the rece... | FBTRIANGLE CO., LTD. | A61B005/11 A61B005/00 A61B005/117 A61B005/05 G06F019/00 H01Q001/22
US10226168 | B2 | 2019-03-12 | Medical image formation apparatus | 2016-07-28 | A medical image formation apparatus includes laser emitting elements which emit laser light rays different in wavelength, an image selection circuit to select a kind of observation image, a light source controller which controls the laser emitting elements, in accordance with an observation mode corresponding to the selected kind, an imager which images return light ray from an observation target and then outputs the return light ray as an image signal, and an image processor which forms the observation images. A first laser emitting group is controlled when the kind of selected observation image is a first observation image. A second laser emitting group is controlled when the kind of selected observation image is a second observation image. The first laser emitting group and the second laser emitting group include a first common laser emitting element. | 1. A medical image formation apparatus comprising: a light source comprising a plurality of lasers, wherein each of the plurality of lasers is configured to emit a laser light having a different wavelength;an image selection circuit configured to receive a selection from a user of a combination of kinds of observation images to be displayed in one frame, wherein the kinds of observation images comprise:a white light image;a first special light image; anda second special light image; anda light source controller configured to control the light source to light individual groups of lasers in a corresponding one of a plurality of irradiation periods to irradiate an observation target, wherein each of the individual groups of lasers correspond to one of the kinds of observation images in the combination of kinds of observation images selected by the user;an image sensor configured to photoelectrically convert return light from the observation target irradiated by the laser light from the individual groups of lasers lit by the light source control, to image signals; andan image processor configured to:generate the combination of kinds of observation images based on the image signals; andcontrol a display to display the combination of kind of observation images selected by the user in the one frame,wherein the light source controller is configured to;in response to the white light image being selected as part of the combination of kinds of observation images, control the light source to light a white light image group of the plurality of lasers in one period of the plurality of irradiation periods;in response to the first special light image being selected as part of the combination of kinds of observation images, control the light source to light a first special light image group of the plurality of lasers in a second period of the plurality of irradiation periods; andin response to the second special light image being selected as part of the combination of kinds of observation image, control the light source to light a second special light image group of the plurality of lasers in a third period of the plurality of irradiation periods,wherein the white light image group of the plurality of lasers and the first special light image group of the plurality of lasers comprise a first common laser that is lit in the one period and the second period of the plurality of irradiation periods, and wherein the white light image group of the plurality of lasers and the second special light image group of the plurality of lasers comprise a second common laser that is lit in the one period and the third period of the plurality of irradiation periods. 2. The medical image formation apparatus according to claim 1, wherein the light source controller is configured to control the light source to light the white light image group, the first special light image group and the second special light image group of the plurality of lasers based on lighting start timings, ligh... | OLYMPUS CORPORATION | A61B001/06 G03B015/05 A61B001/00 A61B001/04 A61B001/313 A61B005/1455 G02B023/24 G06T005/00
US09486153 | B2 | 2016-11-08 | Medical device system having an implanted medical device and an external device | 2016-02-01 | Disclosed is a system having an implanted component and external component which are configured to provide a test of wireless communication in order to assess the success or failure of such communication and to store attributes related to such test in a memory log. To provide the communication test the implantable and external components can attempt wireless communication according to communication test parameters which relate to number of times to retry communication, duration of sending communication test signals, durations of waiting for communication test signals and the schedule of the communication tests. The schedule of tests may be period or may change over time in order to become more or less frequency according to a programmable schedule that may also decrease if the communication tests are successful and indicate patient compliance in keeping the external components close by. The communication tests can assist in determining if the patient is maintaining external components within a suggested proximity (e.g. 6 feet) of the patient and may assist to determine if transmission or reception difficulties are the source of communication failure. A physician programmer can provide for programming, conducting, summarizing and assessing the results of communication tests. | 1. A medical device system, the system comprising: an implanted medical device, andan external device comprising a transceiver, a random access memory, and a processor coupled to the transceiver and the random access memory, wherein the processor is configured to:periodically activate wireless communication circuitry in an attempt to communicate a plurality of proximity test signals with the implanted medical device;for each of the plurality of activations, determine whether a proximity signal has been received from the implanted device within a certain time after the activation, thereby generating a plurality of proximity test receipt results;apply a test to the plurality of proximity test receipt results to determine whether a proximity failure condition exists, thereby generating a plurality of proximity test results;operative when a proximity failure condition exists, take at least one of the following actions: store information regarding the proximity failure in the random access memory or send a proximity test failure condition notification; andwhen the proximity failures in the random access memory meet a selected first proximity test criterion, the processor is further configured to send notification to the patient. 2. The medical device system according to claim 1 wherein the processor is further configured to send notification to a remote station when the proximity failures in the random access memory meet a selected second proximity test criterion. 3. The medical device system according to claim 1 wherein the periodic activation occurs every 24 hours. 4. The medical device system of claim 1 further including a proximity test module which operates upon the random access memory to provide a log of the plurality of proximity test results including a time of each test and a quantitative value related to a strength of each of the plurality of the proximity test signals. 5. The medical device system of claim 1 further including a proximity test module which operates upon the random access memory to provide a log of the plurality of proximity test results including a time of each test and a qualitative value related to a quality of each of the plurality of the proximity test signals. 6. The medical device system of claim 1 wherein the implantable medical device is configured to provide a proximity test in conjunction with the external device and to derive and store a second plurality of proximity test results. 7. The medical device system of claim 6 further including a programmer device configured for downloading the second plurality of proximity test results from the implanted device and processing these test results to provide a test result profile. 8. The medical device system of claim 6 further including a programmer device configured for downloading the second plurality of proximity test results from the implanted device and presenting the test results graphically to a user. 9. The medical device system of claim 6 further includi... | Angel Medical Systems, Inc. | A61N001/00 A61B005/0432 A61B005/00 A61B005/055 A61N001/372 G06F019/00
US10052039 | B2 | 2018-08-21 | Light detection unit | 2015-03-10 | A light detection unit includes a light emitter that emits light toward an object of interest, a light receiver that receives light from the object of interest, and a light blocking member that performs light blocking at least above the light receiver. The light blocking member includes a first surface that is provided between the light emitter and the light receiver and prevents direct light from the light emitter from entering the light receiver and a second surface and a third surface that are provided along a direction that intersects the first surface and prevent light from entering the light receiver. Further, the first surface is made of a first material, and the second surface and the third surface are made of a second material different from the first material. | 1. A light detection unit comprising: a light emitter that emits light toward an object of interest;a light receiver that receives light from the object of interest; anda light blocking member that performs light blocking at least above the light receiver,wherein the light blocking member includes a first surface that is provided between the light emitter and the light receiver and prevents direct light from the light emitter from entering the light receiver, anda second surface and a third surface that are provided along a direction that intersects the first surface and prevent light from entering the light receiver,the first surface is made of a first material,the second surface and the third surface are made of a second material different from the first material, andthe second surface and the third surface are disposed only on a light receiver side of the first surface. 2. The light detection unit according to claim 1, wherein the first material is a metal material and the second material is a material other than the metal material. 3. The light detection unit according to claim 2, wherein the first surface is a metal plate formed in sheet metal working. 4. The light detection unit according to claim 2, wherein the second surface and the third surface are made of a plastic material. 5. The light detection unit according to claim 4, wherein the second surface and the third surface are formed by shaping the plastic material in injection molding. 6. The light detection unit according to claim 1, wherein the second material is a metal material and the first material is a material other than the metal material. 7. The light detection unit according to claim 6, wherein the second surface and the third surface is a metal plate formed in sheet metal working. 8. A light detection unit comprising: a light emitter that emits light toward an object of interest;a light receiver that receives light from the object of interest; anda light blocking member that performs light blocking at least above the light receiver,wherein the light blocking member includes a first surface that is provided between the light emitter and the light receiver and prevents direct light from the light emitter from entering the light receiver, anda second surface and a third surface that are provided along a direction that intersects the first surface and prevent light from entering the light receiver,each of the second surface and the third surface is a metal plate formed in sheet metal working,the first surface is a metal plate formed separately from the second surface and the third surface, andthe second surface and the third surface are disposed only on a light receiver side of the first surface. 9. A biological information detection apparatus, comprising: the light detection unit according to claim 1;a processing unit that processes a detection signal from the light detection unit to detect the biological information. 10. The light detection unit according to claim 1,... | Seiko Epson Corporation | A61B005/024 A61B005/00
US09480458 | B2 | 2016-11-01 | Ultrasonic positioning device for epidural space and method using the same | 2013-03-14 | An ultrasonic positioning method for real time measuring the distance between the epidural needle and the epidural space is provided. The ultrasonic positioning method at least includes a puncturing step; an advancing step; a positioning step for simultaneous detecting reflected ultrasonic signals from the ligamentum flavum (LF) and dura mater (DM); a replacement step for removing the ultrasound needle transducer and putting an injecting catheter; and an injection step for injecting an anesthetic into the epidural space via the injecting catheter. | 1. An ultrasonic positioning method for an epidural space, comprising the steps of: a puncturing step for placing an ultrasound needle transducer in an epidural needle and obliquely piercing the epidural needle into a joint between two vertebras through a skin;an advancing step for advancing the epidural needle toward the epidural space;a positioning step for simultaneously detecting reflected ultrasonic signals from the ligamentum flavum (LF) and dura mater (DM), monitoring a synchronous shift of the signals for LF and DM towards the tip of the epidural needle, and determining whether a tip of the epidural needle is inserted into the epidural space by the disappearance of the LF signal;a replacement step for removing the ultrasound needle transducer and putting an injecting catheter; andan injection step for injecting an anesthetic into the epidural space via the injecting catheter, whereinthe ultrasound needle transducer includes a facet, andthe facet of the ultrasound needle transducer and an aperture of epidural needle are obliquely configured at a predetermined angle such that when the epidural needle is obliquely pierced into the skin and advanced toward the epidural space, the ultrasonic signals emitted from the ultrasound needle transducer substantially perpendicularly hit a tissue layer of the ligamentum flavum and the dura mater. 2. The ultrasonic positioning method of claim 1, wherein the ultrasonic signal is displayed by a radial frequency signal directly. 3. The ultrasonic positioning method of claim 1, wherein the ultrasonic signal is displayed on an A-mode. 4. The ultrasonic positioning method of claim 1, wherein the epidural needle at least comprises: a needle tube having a hollow interior for inserting the ultrasound needle transducer; anda probe fastening mechanism for fixing and releasing the ultrasound needle transducer inside the epidural needle. 5. The ultrasonic positioning method of claim 4, wherein the probe fastening mechanism is one of an engaging mechanism and a tenoning mechanism. 6. The ultrasonic positioning method of claim 1, wherein the epidural needle is a Tuohy needle. 7. The ultrasonic positioning method of claim 1, wherein the simultaneous ultrasonic signals reflected from the ligamentum flavum (LF) and dura mater (DM) are used to assist an operator to determine the entering of the tip of the epidural needle into the epidural space by the disappearance of the LF signal. 8. The ultrasonic positioning method of claim 1, further comprising a confirmation step to confirm that the tip of the epidural needle is inserted into the epidural space, which is performed by a loss-of-resistance checking syringe connected to the epidural needle. 9. The ultrasonic positioning method of claim 1, wherein the predetermined angle, at which the facet of the ultrasound needle transducer and an aperture of epidural needle are configured, is 45 degrees. | NATIONAL YANG-MING UNIVERSITY | A61B008/12 A61B005/00 A61B005/06 A61B008/08 A61B017/34 A61M037/00 A61M019/00
US09488520 | B2 | 2016-11-08 | Eyewear with radiation detection system | 2014-06-24 | Eyewear having radiation monitoring capability is disclosed. Radiation, such as ultraviolet (UV) radiation, infrared (IR) radiation or light, can be measured by a detector. The measured radiation can then be used in providing radiation-related information to a user of the eyewear. Advantageously, the user of the eyewear is able to easily monitor their exposure to radiation. | 1. Eyewear, comprising: a frame including at least a front portion, a first side and a second side, the second side being opposite the first side relative to the front portion;a radiation detector for sensing an amount of radiation;an electronic circuit operatively connected to said radiation detector, said electronic circuit configured to acquire at least radiation information based on at least the amount of radiation sensed by said radiation detector; anda circuit substrate provided internal to the first side of said frame,wherein said radiation detector is mounted to said circuit substrate and provided internal to the first side of said frame, andwherein said electronic circuit is also provided internal to the first side of said frame and operatively connected to said circuit substrate. 2. Eyewear as recited in claim 1, wherein the first side of said frame comprises an internal cavity, and wherein said electronic circuit and said circuit substrate are provided within the internal cavity. 3. Eyewear, comprising: a frame having a front portion and at least one side portion;a radiation detector for sensing an amount of radiation;an electronic circuit operatively connected to said radiation detector, said electronic circuit configured to acquire at least radiation information based on at least the amount of radiation sensed by said radiation detector; anda printed circuit substrate provided attached to or within said side portion,wherein said radiation detector includes at least a photodetector,wherein said photodetector is provided at least partially within said side portion but configured to be exposed to an external environment, andwherein said photodetector is coupled to said printed circuit substrate. 4. Eyewear as recited in claim 3, wherein said electronic circuit is internal to said frame and electrically connected to said printed circuit substrate. 5. Eyewear, comprising: at least one side structure;a radiation detector to sense radiation;an electronic circuit electrically connected to said radiation detector, said electronic circuit configured to determine data based on at least the radiation sensed by said radiation detector; anda circuit substrate provided internal to the at least one side structure of said eyewear,wherein said radiation detector is coupled to said circuit substrate and provided at the at least one side structure, and said electronic circuit is also provided at the at least one side structure, andwherein said electronic circuit is electrically connected to said circuit substrate. 6. Eyewear as recited in claim 5, wherein the at least one side structure comprises a cavity, and wherein said electronic circuit and said circuit substrate are provided within the cavity. 7. Eyewear as recited in claim 5, wherein said radiation detector includes at least a photodetector. 8. Eyewear as recited in claim 7, wherein said photodetector is at least partially within the at least one side arm but configured to be exposed to an... | IngenioSpec, LLC | G02C001/00 G01J001/42 G02C011/00 G01J001/02 G01J001/44 G02C005/00 A61B005/00
US09959477 | B2 | 2018-05-01 | Mapping of blood vessels for biometric authentication | 2016-07-29 | Improved thermoacoustic imaging is provided by ensuring directional uniformity of the microwave excitation provided to the target being imaged. This directional uniformity can be quantified in terms of the eccentricity e of the polarization ellipse of the microwave excitation. We have e≤0.87, preferably e≤0.71, and more preferably e≤0.32. Optical excitation can be provided in addition to the microwave excitation. Excitation can be performed at multiple optical wavelengths and/or microwave frequencies to improve depth uniformity. In addition, the employment of excitation cells with optimized spacing and geometry provides the uniformity in another two degrees of freedom. One potential application is to detect blood vessel in user's finger for biometric authentication. | 1. Apparatus for thermoacoustic imaging, the apparatus comprising: a microwave source configured to provide a microwave output;a microwave emitter array including two or more unit cells, wherein the unit cells each comprise two or more near-field excitation elements;wherein the microwave emitter array is configured to receive the microwave output from the microwave source, and wherein the microwave emitter array is configured to provide microwave excitation to a target via the near-field excitation elements of the unit cells, wherein a spacing between the microwave emitter array and the target is 10 wavelengths or less, wherein the wavelength is a wavelength of the microwave emitter array within the target;wherein the microwave output is provided to the near-field excitation elements of the unit cells with relative phases selected to provide polarization eccentricity of 0.87 or less within the target;an acoustic sensor array having one or more sensor elements configured to receive acoustic signals from the target responsive to the microwave excitation;a processor configured to receive signals from the acoustic sensor array and to provide an acoustic image of the target. 2. The apparatus of claim 1, wherein the relative phases within each unit cell are substantially equally spaced apart. 3. The apparatus of claim 1, further comprising an optical source configured to provide optical radiation to the target. 4. The apparatus of claim 3, wherein the target comprises a first region closer to a surface of the target than a second region, wherein the optical radiation is mainly provided to the first region, wherein the microwave excitation is mainly provided to the second region, whereby depth uniformity of thermoacoustic imaging is improved. 5. The apparatus of claim 3, wherein the optical source is configured to provide optical radiation at two or more optical wavelengths, and wherein the optical radiation at the two or more optical wavelengths is configured to enhance depth uniformity of thermoacoustic imaging. 6. The apparatus of claim 3, wherein the microwave excitation and the optical radiation are provided synchronously using a single trigger signal. 7. The apparatus of claim 3 wherein the microwave excitation and the optical radiation are provided sequentially in alternation. 8. The apparatus of claim 3, further comprising one or more auxiliary sensors; wherein the auxiliary sensors are selected from the group consisting of microwave sensors, optical sensors and acoustic sensors;wherein the auxiliary sensors are configured to provide one or more functions selected from the group consisting of: monitoring and calibrating the microwave excitation, monitoring and calibrating the optical radiation, obtaining course-grain information about the target geometry and its motion, providing signals for cancellation of microwave to acoustic leakage directly with analog electronics, providing signals for cancellation of microwave to acoustic leakage c... | The Board of Trustees of the Leland Stanford Junior University | G06K009/00 G06K009/20 A61B005/00 A61B005/1171
US09486651 | B2 | 2016-11-08 | MRI-guided HIFU marking to guide radiotherapy and other procedures | 2008-03-07 | The present disclosure provides for effective systems and methods for increasing target tissue conspicuity within a particular anatomy of a particular patient. In an exemplary embodiment, a system associated with the present disclosure includes: (a) a MRI-guided HIFU system for generating ablation markings on a target tissue region, the MRI-guided HIFU system including a transducer for delivering HIFU to the target tissue region, the delivered HIFU generating the ablation markings on the target tissue and an MRI imaging system adapted to generate a three dimensional image of the target tissue region during HIFU delivery for guiding the delivery of the HIFU to the target tissue region; (b) a radiotherapy delivery system for delivering radiotherapy treatment to the target tissue region; and (c) a CT imaging system operable within the radiotherapy delivery system for generating a three dimensional image of the target tissue region. The markings generated on the target tissue region by the MRI-guided HIFU are visible in the image generated by the CT imaging system. The image generated by the CT imaging system guides the location of the radiotherapy treatment delivered to the target tissue region. | 1. A system for increasing target tissue conspicuity comprising: (a) an MRI-guided HIFU system for generating ablation markings on a target tissue region, the MRI-guided HIFU system including: (i) a transducer for delivering HIFU to the target tissue region, the delivered HIFU generating the ablation markings on the target tissue region; and(ii) an MRI imaging system adapted to generate a three dimensional image of the target tissue region during HIFU delivery for guiding the delivery of the HIFU to the target tissue region;(b) a radiotherapy delivery system for delivering radiotherapy treatment to the target tissue region;(c) an imaging system operable within the radiotherapy delivery system for generating a three dimensional image of the target tissue region;wherein the ablation markings generated on the target tissue region by the MRI-guided HIFU are visible in the three dimensional image generated by the imaging system; andwherein the three dimensional image generated by the imaging system guides the location of the radiotherapy treatment delivered to the target tissue region. 2. The system according to claim 1, wherein the ablation markings form a three dimensional pattern on the target tissue region, wherein the pattern is visible by the imaging system. 3. The system according to claim 2, wherein the pattern of ablation markings is a series of dots strategically positioned to provide boundaries for radiotherapy treatment delivery. 4. The system according to claim 1, wherein the ablation markings are strategically generated on the target tissue region and a contrast agent is delivered intravenously, wherein the HIFU is used to coagulate blood vessels in a selected region to trap the contrast agent at a selected point where concentration of the contrast agents is at a maximum thereby making a clear marking. 5. The system according to claim 4, wherein the HIFU is delivered before injection of the contrast agent at a power which increases vascular permeability while not ablating blood vessels thereby increasing leakage of the contrast agent to form the ablation markings. 6. The system according to claim 4, wherein the contrast agent is a member selected from the group consisting of iron oxides, gadolinium X-ray agents, conventional iodinated X-ray agents, and combinations thereof. 7. The system according to claim 4, wherein the contrast agent includes gold beads which enhance radiation intensity. 8. The system according to claim 1, wherein the radiotherapy delivery system includes a radiation beam delivery system. 9. The system according to claim 1, wherein the imaging system is a CT imaging system and the MRI-guided HIFU system is adapted to delineate the target tissue region when viewed by the CT imaging system by using high temperature ablation to create contrast. 10. The system according to claim 1, wherein the ablation markings sustain their visibility under tissue deformation. 11. The system according to claim 1, wherein the rad... | KONINKLIJKE PHILIPS N.V. THE UNIVERSITY OF CHICAGO | A61N007/00 A61B005/00 A61B005/055 A61N007/02 A61N005/10
US09492091 | B2 | 2016-11-15 | Detection of blood leakage by detecting a volatile agent | 2011-10-31 | A method of detecting bleeding from a wound including: providing, on a support, a substantially non-volatile agent capable of forming a volatile agent on contact with blood; disposing the non-volatile agent on the support at or near the wound; providing a probe for detection of the volatile agent; disposing the probe for detection of the volatile agent at a distance from the support; generating a flow of air in a direction from the support to the probe; monitoring the formation of volatile agent by the probe, thereby detecting a bleeding of the wound. Also disclosed are a system and a disposable device for use in the method. | 1. A method of detecting bleeding from a wound, comprising: providing, on a support, a substantially non-volatile agent capable of forming a gaseous volatile agent given off to the surrounding air on contact with blood;disposing the non-volatile agent on the support at or near the wound;providing a probe for detection of the volatile agent from the air surrounding the support;disposing the probe for detection of the volatile agent at a distance from the support;generating a flow of air in a direction from the support to the probe; andmonitoring the formation of said volatile agent with the probe, to thereby detect bleeding of the wound. 2. The method of claim 1, wherein the non-volatile agent is calcium hydride, barium hydride, calcium carbide, borohydride, sodium sulfide, ammonium salt, orthoester, NH3BH3, mixed anhydride of ion exchange resin with carboxylic groups or low-molecular carboxylic acid. 3. The method of claim 2 wherein the non-volatile agent comprises sodium borohydride or potassium borohydride. 4. The method of claim 2 wherein the non-volatile agent comprises an ammonium salt selected from the group of ammonium carbonate, ammonium sulfate, and ammonium chloride. 5. The method of claim 1, further comprising providing an acid, a base, or a catalyst adjacent to said non-volatile agent, said acid, base or catalyst promoting generation of said volatile agent by said non-volatile agent when in contact with blood, thereby enhancing generation of said volatile agent. 6. The method of claim 5, wherein a base provided adjacent to said non-volatile agent, the base being selected from a group consisting of alkali carbonate, alkali hydroxide, dialkali phosphate, trialkali phosphate, and calcium hydroxide. 7. The method of claim 1, wherein the flow of air is generated by a fan. 8. The method of claim 1, wherein the probe is a semiconductor probe. 9. The method of claim 1, wherein the volatile agent is selected from a group consisting of hydrogen, acetylene, methanol, ethanol, hydrogen sulfide, ammonia, and C1-C3 carboxylic acid. 10. A system for detecting bleeding from a wound, comprising: a substantially non-volatile agent arranged on a support, the non-volatile agent being capable of forming a gaseous volatile agent which is given off to the surrounding air on contact with blood;a probe for detection of the volatile agent;a flow generator generating a flow of air from the support to said probe. 11. The system of claim 10, wherein the flow generator is an electrically driven fan. 12. The system of claim 10, comprising a guide, directing the flow of air in a selected direction. 13. The system of claim 12, wherein the guide comprises a tube. 14. The system of claim 10, wherein the non-volatile agent is selected from a group consisting of: calcium hydride, barium hydride, calcium carbide, borohydride, sodium sulfide, ammonium salt, orthoester, NH3BH3, mixed anhydride of ion exchange resin with carboxylic groups, and low-molecular carb... | REDSENSE MEDICAL AB | A61B005/00 A61B005/02 A61M001/36 A61M005/158 A61B005/145 A61F013/00
US10321838 | B2 | 2019-06-18 | Active low impedance electrode | 2015-01-07 | An active low impedance electrode (20) employing an electrical activity sensor (21) connected to a voltage sense contact (22), a current flow contact (23) and an active electrode coupler (24). In operation, responsive to the voltage sense contact (22) and the current flow contact (23) being attached to the anatomical region (13) of the patient, the electrical activity sensor (21) controls a directional flow of a sensor current between the electrical activity sensor (21) and the anatomical region (13) to establish an equivalence between a patient voltage at voltage sense contact (22) and a sensor voltage at active electrode coupler (24), and/or a patient contact impedance between the voltage sense contact (22) and the current flow contact (23) is greater than an active electrode impedance at the active electrode coupler (24). | 1. An active low impedance electrode, comprising: an electrical activity sensor including a voltage node, a current node and a power node;a voltage sense contact connected to the voltage node and attachable to an anatomical region of a patient to apply a patient voltage to the electrical activity sensor when the voltage sense contact is attached to the anatomical region of a patient, the patient voltage being indicative of an electrical activity of the anatomical region of the patient;a current flow contact connected to the current node and attachable to the anatomical region of the patient to facilitate a directional flow of sensor current between the electrical activity sensor and the anatomical region of the patient when the current flow contact is attached to the anatomical region of the patient;an active electrode coupler connected to the power node; andwherein, responsive to the voltage sense contact and the current flow contact being attached to the anatomical region of the patient, the electrical activity sensor is configured to control the directional flow of the sensor current between the electrical activity sensor and the anatomical region to establish an equivalence between the patient voltage at voltage sense contact and a sensor voltage at active electrode coupler. 2. The active low impedance electrode of claim 1, wherein the electrical activity sensor includes: a differential amplifier connected to the voltage node, the current node and the power node. 3. The active low impedance electrode of claim 2, wherein the differential amplifier includes: an operational amplifier (U1) having a non-inverting input connected to the power node, an inverting input connected to the voltage node and an output connected to the current node. 4. The active low impedance electrode of claim 1, wherein the electrical activity sensor includes: an internal power supply connected to the power node. 5. The active low impedance electrode of claim 4, wherein the internal power supply includes: a split power supply (VB1, VB2) connected to the power node. 6. The active low impedance electrode of claim 4, wherein the electrical activity sensor includes: a differential amplifier connected to the internal power supply. 7. The active low impedance electrode of claim 6, wherein the internal power supply includes a split power supply (VB1-VB2); andwherein the differential amplifier includes an operational amplifier (UI) having power supplies connected to the split power supply (VB1, VB2). 8. An active low impedance electrode, comprising: an electrical activity sensor including a voltage node, a current node and a power node;a voltage sense contact connected to the voltage node and attachable to the an anatomical region of a patient to apply a patient voltage to the electrical activity sensor when the voltage sense contact is attached to the anatomical region of the patient, the patient voltage being indicative of an electrical activity of the anatomical region... | Koninklijke Philips N.V. | A61B005/0428 A61B005/0408 A61B005/04 A61B005/0478 A61B005/00
US10206599 | B2 | 2019-02-19 | Systems and methods for filtering ECG artifacts | 2016-07-18 | Systems and methods of processing raw electrocardiogram (ECG) waveform data of a patient into estimated real-time ECG waveform data. The method includes sensing at least one physical non-cardiac influence on the raw ECG waveform data, constructing a time domain computer model of the at least one physical, non-cardiac influence on the raw ECG waveform data, and adaptively filtering the raw ECG waveform data in the time domain using the constructed time domain computer model of the at least one physical non-cardiac influence on the raw ECG waveform data to form the estimated real-time ECG waveform data. The system can include an ECG device for collecting raw ECG waveform data, at least two ECG electrodes positioned on the patient and electrically coupled to the ECG device, and a processor coupled to the ECG device and configured to compute a time domain model of an artifact created by chest compressions. | 1. A system for processing an electrocardiogram (ECG) signal of a patient, the system comprising: electrodes to provide the ECG signal of the patient;a sensor configured to detect an artifact signal associated to at least one physical non-cardiac activity influencing the ECG signal; andone or more processors configured to perform operations comprising: receiving the ECG signal, andgenerating a filtered ECG signal by filtering the ECG signal using at least one adaptive notch filter having a center frequency that is a harmonic of a frequency of the artifact signal. 2. The system of claim 1, wherein generating the filtered ECG signal by filtering the ECG signal comprises using the at least one adaptive notch filter having the center frequency substantially equal to the frequency of the artifact signal. 3. The system of claim 1, wherein the center frequency is a first center frequency and the at least one adaptive notch filter comprises at least one second adaptive notch filter having a second center frequency corresponding to the frequency of the artifact signal, the second center frequency being different from the first center frequency. 4. The system of claim 3, wherein the second center frequency is substantially equal to the frequency of the artifact signal. 5. The system of claim 3, wherein the at least one adaptive notch filter comprises at least one third adaptive notch filter having a third center frequency corresponding to the frequency of the artifact signal, the third center frequency being different from the first center frequency and the second center frequency. 6. The system of claim 3, wherein the one or more processors are configured to perform operations comprising processing the artifact signal associated to the at least one physical non-cardiac activity influencing the ECG signal to determine a prominent frequency of the artifact signal. 7. The system of claim 1, wherein the center frequency is a first harmonic of the frequency of the artifact signal. 8. The system of claim 1, wherein the center frequency is a second harmonic of the frequency of the artifact signal. 9. The system of claim 1, wherein the at least one physical non-cardiac activity influencing the ECG signal is caused by repeated chest compressions of a cardio-pulmonary resuscitation (CPR) treatment applied to the patient. 10. The system of claim 9, wherein the sensor comprises at least one of a pressure sensor, an impedance sensor, an accelerometer, and a motion sensor. 11. The system of claim 9, wherein the sensor is integrated in at least one of an ECG electrode, a pad placed beneath the patient, a pad attached to the patient's skin, an ECG monitoring device, a manually operated chest compression device, and an automatic electro-mechanical chest compression device. 12. The system of claim 9, wherein the sensor is configured to detect at least one of a chest compression rate and a chest compression force. 13. The system of claim 9, wherein the sensor is... | ZOLL Medical Corporation | A61B005/02 A61B005/04 A61B005/00 A61B005/053 G06F019/00 A61B005/11 A61B005/0402 A61N001/39 A61H031/00
US09489815 | B2 | 2016-11-08 | Apparatus for use in a fall detector or fall detection system, and a method of operating the same | 2011-11-04 | There is provided a method of operating a fall detector, the method comprising, on detecting a fall event by a user of the fall detector, measuring at least one physiological characteristic of the user; and using the measurement of the at least one physiological characteristic to determine whether to expedite an alert that the user has fallen. An apparatus comprising a processor that is configured to perform the method described above is also provided. | 1. A method of operating a fall detector, the method comprising: on detecting a fall event by a user of the fall detector, measuring at least one physiological characteristic of the user;using the measurement of the at least one physiological characteristic to determine whether to expedite an alert that the user has fallen by: determining if the measurement of the at least one physiological characteristic deviates from a normal value for the at least one physiological characteristic; andautomatically expediting, by a processor, an alert that the user has fallen by triggering an alert before an expiry of a revocation period if the at least one physiological characteristic deviates from a normal value for the at least one physiological characteristic. 2. The method as claimed in claim 1, further comprises: initiating a non-expedited alert that the user has fallen if it is determined that the user has not got up within a predetermined time period after the detected fall event. 3. The method as claimed in claim 1, wherein the step of determining if the measurement of the at least one physiological characteristic deviates from a normal value for the at least one physiological characteristic comprises comparing the measurement of the at least one physiological characteristic to a threshold value or a normal range of values for the at least one physiological characteristic. 4. The method as claimed in claim 1, wherein the normal value for the at least one physiological characteristic is user-dependent. 5. The method as claimed in claim 1, the method further comprising the steps of: measuring the movements of the user; andanalyzing the measured movements to identify one or more movements indicative of a fall by the user. 6. The method as claimed in claim 5, wherein the measured movements are further analyzed to obtain the measurement of the at least one physiological characteristic of the user. 7. The method as claimed in claim 5, wherein the step of measuring at least one physiological characteristic of the user comprises using a sensor different to that used to measure the movements of the user. 8. The method as claimed in claim 5, wherein the one or more movements consistent with a fall are selected from an impact, a change in height of the user, a vertical velocity and a change in orientation of the user. 9. The method as claimed in claim 1, wherein an alert comprises at least one of an audible alarm, a call to a call center, emergency service or nominated recipient or sending data to a call center, emergency service or nominated recipient. 10. The method as claimed in 1, wherein expediting an alert comprises one or more of: labeling a call or message as high priority such that queuing of the call or message at a recipient is expedited compared to a non-expedited alert, initiating an alert through a higher priority or higher bandwidth channel in a network than a non-expedited alert, and initiating an alert to an emergency service instead of,... | KONINKLIJKE PHILIPS N.V. | G08B001/08 G08B021/02 A61B005/11 G08B021/04 A61B005/0205 H04M003/51 A61B005/053 A61B005/00 A61B005/021 A61B005/024 A61B005/1455
US09492630 | B2 | 2016-11-15 | Wearable computing device and user interface method | 2014-01-29 | There are disclosed a wearable computing device and a method for a user interface. The wearable computing device includes a drowsiness detection unit configured to detect a user's drowsiness; a controller configured to determine whether a current situation corresponds to a first mode not allowing the user's drowsiness or a second mode allowing the user's drowsiness when the user's drowsiness is detected; and a feedback output unit configured to provide the user with at least one feedback comprising a message of the first mode or the second mode according to the mode determined by the controller, wherein the message of the first mode is to fight off the drowsiness and wherein the message of the second mode is to help the user's sleep. | 1. A wearable computing device comprising: a drowsiness detection unit configured to detect a user's drowsiness;a camera unit configured to capture images in a range corresponding to the user's line of vision and/or images of the user's surroundings, using one or more cameras;a controller configured to determine whether the user is driving based on the images captured by the camera unit and determine whether a current situation corresponds to a first mode not allowing the user's drowsiness or a second mode allowing the user's drowsiness when the user's drowsiness is detected, wherein a situation when the user is driving corresponds to the first mode; anda feedback output unit configured to provide the user with at least one feedback comprising a message of the first mode or the second mode according to the mode determined by the controller,wherein the message of the first mode is to fight off the drowsiness and wherein the message of the second mode is to help the user's sleep. 2. The wearable computing device according to claim 1, wherein the drowsiness detection unit detects the user's drowsiness, using at least one of the user's eye blinking, the user's eye closing time, a state of the user's eyes, the user's pulsation, the user's brainwave, the user's body temperature and a line of the user's vision. 3. The wearable computing device according to claim 1, further comprising: a Global Positioning System (GPS) unit configured to receive location information of the wearable computing device from one or more GPSs. 4. The wearable computing device according to claim 3, wherein the controller determines whether the user is driving using the location information received from the GPS unit and information sensed by one or more sensor. 5. The wearable computing device according to claim 4, wherein the controller detects the user's location and place using one or more of the images captured by the camera unit, the location information received from the GPS unit and the information sensed by one or more sensors when the user is not driving based on the result of the determination, and the controller determines whether the current situation corresponds to the first mode or the second mode based on the detected location and place. 6. The wearable computing device according to claim 1, wherein the first mode and the second mode are set manually using at least one of a button, a menu and a voice command provided in the wearable computing device. 7. The wearable computing device according to claim 1, wherein the at least one feedback comprising the message of the first mode comprises at last one of a first audio feedback, a first alarm feedback, a first video feedback and a first brainwave feedback, and wherein the at least one feedback comprising the message of the second mode comprises at least one of a second audio feedback, a second alarm feedback, a second video feedback and a second brainwave feedback. 8. The wearable computing device according t... | LG Electronics Inc. | A61M021/02 A61B005/0482 G08B021/06 A61B005/00 A61B005/18 A61M021/00
US09937791 | B2 | 2018-04-10 | Systems and methods for detecting and alerting a drowsy driver | 2016-04-29 | Systems and methods are provided for detecting and preventing sleep onset in a user. The method can include, for example, monitoring the user's heart rate, establishing a baseline average heart rate over a period of time, establishing a threshold heart rate that is less than the baseline average heart rate, detecting a drop in the user's heart rate below the threshold, and in response to detecting the drop, initiating a sleep prevention program. | 1. A method for detecting and preventing sleep onset in a user, comprising: monitoring the user's heart rate;establishing a baseline average heart rate over a period of time;calculating a threshold heart rate based on the baseline average heart rate, wherein the threshold heart rate is less than the baseline average heart rate;detecting a drop in the user's heart rate below the threshold; andin response to detecting the drop, initiating a sleep prevention program. 2. The method of claim 1, wherein initiating a sleep prevention program comprises displaying an alert on a display in a vehicle. 3. The method of claim 1, wherein initiating a sleep prevention program comprises playing a sound through at least one speaker in a vehicle. 4. The method of claim 1, wherein initiating a sleep prevention program comprises initiating a verbal-based game with the user. 5. The method of claim 1, wherein initiating a sleep prevention program comprises initiating a telephone call with a contact of the user. 6. The method of claim 1, wherein initiating a sleep prevention program comprises conducting a virtual conversation with the user. 7. The method of claim 1, wherein initiating a sleep prevention program comprises a displaying a light comprising wavelengths between about 450 nm and 495 nm. 8. The method of claim 1, wherein establishing a baseline average heart rate over a period of time comprises averaging the user's heart rate over a span of at least 3 minutes. 9. The method of claim 1, further comprising reestablishing the baseline average heart rate and recalculating the threshold heart rate, based on the reestablished baseline average heart rate, every 3 minutes. 10. The method of claim 1, wherein calculating a threshold heart rate comprises calculating a value that is 90% of the baseline average heart rate. 11. A system for detecting and preventing sleep onset in a user, comprising: a heart rate monitor shaped to be worn by the user;a non-transitory, computer-readable medium that contains instructions;a processor, communicatively coupled to the heart rate monitor, that executes the instructions to perform stages including: monitoring the user's heart rate;establishing a baseline average heart rate over a period of time;calculating a threshold heart rate based on the baseline average heart rate, wherein the threshold heart rate is less than the baseline average heart rate;detecting a drop in the user's heart rate below the threshold; andin response to detecting the drop, initiating a sleep prevention program. 12. The system of claim 11, wherein initiating a sleep prevention program comprises displaying an alert on a display in a vehicle. 13. The system of claim 11, wherein initiating a sleep prevention program comprises playing a sound through at least one speaker in a vehicle. 14. The system of claim 11, wherein initiating a sleep prevention program comprises initiating a verbal-based game with the user. 15. The system of claim 11, wherein ini... | - | G08B023/00 B60K028/06 A61B005/024 A61B005/18 G08B021/06 B60Q009/00 G08B021/04 G08B025/08 A61B005/00
US11083395 | B2 | 2021-08-10 | Method and system for the visual representation of the kinematics of a patient's joint and associated parameters | 2015-01-13 | There is provided a method and system for visually representing the kinematics of a patient's joint in real-time. The method comprises the steps of receiving characteristics of a measured movement of the joint, computing at least one kinematic object vector using specific morphology of the Joint structures and the characteristics of the measured movement of the joint, displaying a 3D representation of the joint structures based on the specific morphology of the joint structures and on the characteristics of measured movement of the joint, linking the at least one kinematic object vector with the joint structures and dynamically displaying the at least one kinematic object vector superimposed on the 3D representation of the joint structures. | 1. A method for visually representing the kinematics of a joint of a patient in real-time, the method comprising: receiving characteristics of a measured movement of the joint of the patient in real-time;computing at least one kinematic object vector using specific morphology of the joint structures and the characteristics of the measured movement of the joint of the patient in real-time;displaying a 3D representation of structures of the joint of the patient based on the specific morphology of the structures of the joint of the patient and on the characteristics of measured movement of the joint of the patient;linking the at least one kinematic object vector with the structures of the joint of the patient; anddynamically displaying the at least one kinematic object vector in the form of an arrow superimposed on the 3D representation of the structures of the joint of the patient in real-time. 2. A method in accordance with claim 1, wherein characteristics of the arrow are indicative of at least one parameter selected from the group consisting of an amplitude, an orientation, a linear component, an angular component, a velocity, an acceleration, an articular contact points, an axe of rotation a rotational vector and a translational vector. 3. A method in accordance with claim 1, wherein the characteristics of the arrow are further indicative of an uncertainty associated with the computing of the at least one kinematic object. 4. A method in accordance with claim 1, wherein the arrow is dynamically displayed in accordance with displacements of positional sensors affixed to joint structures. 5. A method in accordance with claim 1, wherein arrow has a length proportional to a total linear displacement, a bend proportional to an angular displacement and a transverse area proportional to an acceleration and/or velocity. 6. A method in accordance with claim 1, wherein the specific morphology of the structures of the joint of the patient is based on 3D models of the specific morphology of bones constituting the joint of the patient. 7. A method in accordance with claim 6, wherein the 3D models are obtained by a method selected from a group consisting of computed tomography, magnetic resonance imaging, reconstruction from 2D biplane images biplane and ultrasound images. 8. A system for visually representing the kinematics of a joint of a patient in real-time, comprising: an input/output interface configured to receive characteristics of a measured movement of the joint of the patient in real-time;a display;a processor in communication with the input/output interface and the display, the processor having an associated memory having stored therein processor executable instructions which when executed cause the processor to: compute at least one kinematic object vector using specific morphology of structures of the joint of the patient and the characteristics of the measured movement of the joint of the patient in real-time;provide to the display a 3D... | Eiffel Medtech Inc. | A61B005/05 A61B005/11 A61B008/08 A61B008/00 A61B005/00 A61B005/055 A61B006/03 A61B006/00
US20160331280 | A1 | 2016-11-17 | A SYSTEM INTENDED FOR MEASURING, EVALUATING AND/OR GIVING FEEDBACK ON THE SITTING POSTURE OF A USER | 2014-12-11 | The present invention describes a system intended for measuring, evaluating or giving feedback on the sitting posture of a user, said system comprising an upper body unit 1 comprising a battery, a microcontroller, an accelerometer and a feedback-unit, said upper body unit intended for measuring an angle of the thorax at an upper body position of the user; and a pelvis unit 2 comprising a battery, a microcontroller, an accelerometer and a feedback-unit, said pelvis unit intended for measuring an angle of the pelvis of the user. | 1. A system intended for measuring, evaluating and/or giving feedback on the sitting posture of a user, said system comprising: an upper body unit comprising a battery, a microcontroller, an accelerometer and a feedback-unit, said upper body unit intended for measuring an angle of the thorax of the user; anda pelvis unit comprising a battery, a microcontroller, an accelerometer and a feedback-unit, said pelvis unit intended for measuring an angle of the pelvis of the user. 2. The system according to claim 1, wherein the feedback-units of the upper body unit and the pelvis unit are mechanical or audio directed. 3. The system according to claim 2, wherein the feedback-units of the upper body unit and the pelvis unit are mechanical and audio directed. 4. The system according to claim 1, wherein one axis of each accelerometer is directed to measurement of an angular deviation from a horizontal axis as seen within a sagittal plane of the user and wherein one other axis of each accelerometer is directed to measurement of kinetic energy. 5. The system according to claim 1, wherein the upper body unit and pelvis unit has means for attachment. 6. The system according to claim 5, wherein the means for attachment has a clip-on configuration. 7. A method for measuring, evaluating and/or giving feedback on the sitting posture of a user, said method involving using a system comprising: an upper body unit comprising a battery, a microcontroller, an accelerometer and a feedback-unit, said upper body unit intended for measuring an angle of the thorax of the user; anda pelvis unit comprising a battery, a microcontroller, an accelerometer and a feedback-unit, said pelvis unit intended for measuring an angle of the pelvis of the user, in which method the upper body unit and pelvis unit in the system are attached to the user and switched on, wherein each microcontroller receive input data from respectively accelerometer and wherein the feedback-unit presents real-time output data and/or feedback to the user. 8. The method according to claim 7, wherein the accelerometers are measuring at least one angle each and wherein the real-time output data is based on if said angle deviates from a set default/reference value or default/reference range. 9. The method according to claim 7, wherein the accelerometers are measuring at least the level of movement of the user over a certain time and wherein the feedback is based on if this level of movement deviates from a set default/reference value or default/reference range. 10. The method according to claim 7, wherein the upper body unit is attached to a bra, attached to a necklace or brooch worn by the user or positioned near the chest of the user, and wherein the pelvis unit is a positioned at a hip of the user. 11. The method according to claim 7, said method involving using the system for learning, training and/or improving a sitting posture of a user, for evaluating sitting means for a user and/or for logging sittin... | NeuroMedicine Behavior Lab Scandinavia AB | A61B005/11 A61B005/00
US20160324431 | A1 | 2016-11-10 | Flexible Optic Fiber Sensor Film, Mat Structure Comprising the same and Method of Use of the Mat Structure | 2014-12-04 | A flexible optic fiber sensor film, a mat structure comprising the same and a method of use of the mat structure are provided. The flexible optic fiber sensor film comprises a sandwiched layer and an optic fiber cable arranged in the sandwiched layer; the flexible optic fiber sensor film further comprises protrusions arranged on the sandwiched layer to abut against the optic fiber cable. The flexible optic fiber sensor film is configured for generating light loss in the optic fiber cable when there are body movements of a human subject lying on top of the flexible optic fiber sensor film. The application is safe and comfortable to the human subject. | 1. A flexible optic fiber sensor film, comprising: a sandwiched layer;an optic fiber cable arranged in said sandwiched layer;wherein said sandwiched layer comprises an upper film and a lower film; said optic fiber cable is sandwiched between said upper film and said lower film; protrusions are arranged on said upper film and said lower film to abut against said optic fiber cable and configured for generating light loss in said optic fiber cable when there are body movements of a human subject lying on top of said flexible optic fiber sensor film. 2. The flexible optic fiber sensor film according to claim 1, wherein said protrusions on said upper film and said protrusions on said lower film are face-to-face, to press directly onto said optical fiber cable. 3. The flexible optic fiber sensor film according to claim 2, wherein two pieces of protection films are inserted in said sandwiched layer and sandwich said optic fiber cable. 4. The flexible optic fiber sensor film according to claim 1, wherein both said protrusions on said upper film and said protrusions on said lower film face to one direction, such that only said protrusions on said upper film or only said protrusions on said lower film directly press onto said optic fiber cable. 5. The flexible optic fiber sensor film according to claim 4, wherein one piece of protection film is inserted in said sandwiched layer and is between said optic fiber cable and one of said upper film and said lower film such that said optic fiber cable does not contact said protrusions. 6. The flexible optic fiber sensor film according to claim 1, wherein said upper film and said lower film are back-to-back, such that none of the protrusions comes into contact with said optic fiber cable. 7. The flexible optic fiber sensor film according to claim 1, wherein said upper film, said lower film and said protrusions are made of elastic material selected from the group consisting of plastic, rubber, and nylon. 8. The flexible optic fiber sensor film according to claim 7, wherein said upper film, said lower film and said protrusions are made of polyethylene. 9. The flexible optic fiber sensor film according to claim 1, wherein a ratio H/D of the height H of said protrusion and the distance D between said protrusions is about 2/5. 10. The flexible optic fiber sensor film according to claim 1, wherein the shape of the cross section of said protrusion is selected from the group consisting of trapezoid, semi-circle, rectangular, and arrow-shaped. 11. The flexible optic fiber sensor film according to claim 2, wherein the ratio H/D of the height H of said protrusion and the distance D between said protrusions is about 2/5. 12. The flexible optic fiber sensor film according to claim 2, wherein the shape of the cross section of said protrusion is selected from the group consisting of trapezoid, semi-circle, rectangular, and arrow-shaped. 13. A mat structure, comprising: a flexible optic fiber sensor film that comprises... | Ospicon Company Limited | A61B005/024 G01D005/353 A61B005/11 A61B005/00 A61B005/08
US10175934 | B2 | 2019-01-08 | System for optimization of music listening | 2014-12-19 | A system for optimizing music listening which includes a multimedia server controlled by a user. The multimedia server includes a transmitter of the multimedia server to transmit an audio stream to various connected appliances provided with an acoustic emitter and a selector to select at least one connected appliance to which the audio stream is transmitted. A predetermined table of characteristics links the various connected appliances to a measurement of the acoustic reproduction capabilities thereof. A predetermined user table links at least one user with the hearing capabilities thereof. An adapter to adapt the audio stream in accordance with the measurement of the acoustic reproduction capabilities of the connected appliance to which the audio stream is transmitted and in accordance with the hearing capabilities of the user connected to the multimedia server. | 1. A music listening optimization system comprising a multimedia server controlled by a user, said multimedia server comprising: a transmitter to transmit an audio stream on different connected appliances, each provided with an acoustic emitter;a selector to select at least one connected appliance to which said audio stream is transmitted;a predetermined table of characteristics linking said connected appliances with a measure of their acoustic reproduction capabilities;a predetermined user table linking at least one user with hearing capabilities of said at least one user;an adapter to adapt said audio stream as a function of the measure of the acoustic reproduction capabilities of said connected appliance to which said audio stream is transmitted and as a function of the hearing capabilities of said user connected to said multimedia server;wherein said predetermined table of characteristics is populated during an installation of said at least one connected appliance as a function of a response of the acoustic emitters to various stimuli;wherein said predetermined user table is populated while defining the hearing capabilities of said user at predetermined characteristic frequencies; andan auto-diagnostic tool to diagnosis the hearing capabilities of said user from said connected appliance, wherein for each predetermined characteristic frequency, a sinusoidal signal whose frequency is equal to said each predetermined characteristic frequency is transmitted to said user, and an evolution of whose gain is used to determine a detection threshold below which said user is unable to hear the sinusoidal signal. 2. The music listening optimization system as claimed in claim 1, wherein said multimedia server further comprises a transmitter to a video stream associated with said audio stream. 3. The music listening optimization system as claimed in claim 1, wherein said multimedia server further comprises a control interface usable from a connected appliance to identify said user connected to said multimedia server. 4. The music listening optimization system as claimed in claim 1, wherein the adapter comprises a plurality of filters of IIR type connected in series whose characteristics are tailored as a function of the measure of the acoustic reproduction capabilities of said connected appliance to which said audio stream is transmitted. 5. The music listening optimization system as claimed in claim 1, wherein the adapter comprises a plurality of bandpass filters whose passbands are juxtaposed frequentially over a spectrum of said audio stream, a number of bandpass filters corresponds to a number of characteristic frequencies, and a gain of each bandpass filter is tailored as a function of the hearing capabilities of said user. 6. The music listening optimization system as claimed in claim 1, wherein the measure of the hearing capabilities varies between −40 dB and +40 dB for each predetermined characteristic frequency. 7. The music listening optimi... | ARKAMYS | G06F003/16 H04R027/00 H04R003/12 A61B005/12 H04L029/08 H04L029/06 H04R027/02
US10542931 | B2 | 2020-01-28 | Method and apparatus for measuring flow through a lumen | 2016-07-26 | A prosthesis for monitoring a characteristic of flow includes a first tubular prosthesis having a lumen and a sensor for detecting the characteristic of flow through the lumen. The sensor may be covered with another tubular prosthesis or by a layer of material in order to insulate the sensor from the fluid flow. A pocket may be formed between the tubular prosthesis and the adjacent layer of material or prosthesis and the sensor may be disposed in the pocket. | 1. A method for monitoring flow through a prosthesis, said method comprising: providing a first tubular prosthesis having a first lumen therethrough and a first sensor coupled to and helically disposed around the first tubular prosthesis and a second tubular prosthesis having a second sensor helically disposed there around, said second tubular prosthesis coaxially mounted to the first tubular prosthesis such that the first sensor does not intersect the second sensor, wherein the first and second sensors sense one of stress exerted on the prosthesis or strain exerted on the prosthesis, and outputting data related to the sensed stress or strain;coupling the prosthesis to a fluid path in a patient so that fluid flows through the prosthesis;determining occlusion by directly measuring, with the sensor, one of stress or strain exerted on the prosthesis;transmitting data representative of the measured stress or strain to a receiver disposed extracorporeally relative to the patient; andoutputting the data. 2. The method of claim 1, wherein the prosthesis is a prosthetic vascular graft. 3. The method of claim 1, wherein the prosthesis is a stent or a stent-graft. 4. The method of claim 1, wherein the fluid path comprises a blood flow path. 5. The method of claim 1, wherein transmitting the data comprises wirelessly transmitting the data. 6. The method of claim 1, further comprising: reviewing the sensed data;determining whether flow through the prosthesis is adequate based on the sensed data; andperforming a blockage clearing procedure on the prosthesis if the flow is inadequate. 7. The method of claim 6, wherein the blockage clearing procedure comprises an angioplasty, atherectomy or administration of a thrombolytic agent. 8. The method of claim 1, further comprising indicating the necessity of additional diagnostic testing of the prosthesis. 9. The method of claim 1, wherein the data comprises an acoustic signal. 10. The method of claim 1, further comprising pairing the prosthesis with an external device. 11. The method of claim 1, wherein the step of coupling the prosthesis to a fluid path comprises forming an anastomosis between a proximal end or a distal end of the prosthesis and the fluid path. 12. The method of claim 1, wherein the step of coupling the prosthesis to a fluid path positioning the prosthesis between a native vessel and another graft or a second native vessel. 13. The method of claim 1, wherein the step of coupling the prosthesis to a fluid path positioning the prosthesis between ends of a native vessel. 14. The method of claim 1, wherein the step of coupling the prosthesis to a fluid path coupling an end of the prosthesis to a side of a native vessel or native conduit. 15. The method of claim 1, wherein the step of coupling the prosthesis to a fluid path slidably engaging the prosthesis over a native vessel or another prosthesis. 16. The method of claim 1, wherein the fluid flow is blood flow. 17. The method of claim 1... | Graftworx, Inc. | A61B005/00 A61F002/07 A61F002/852 A61B005/0215 A61B005/026 A61B005/0205 A61F002/06 A61B005/20 A61F002/48 A61B005/03
US20160331244 | A1 | 2016-11-17 | CORE BODY TEMPERATURE SYSTEM | 2016-05-11 | A system and method are provided for determining a core body temperature or a physiological function. The system and method includes using multiple sensors in combination with analytic techniques. | 1. A method to determine a physiological function result, comprising: determining the temperature of a first body location on a subject to obtain a first body temperature value;optionally determining the temperature of a second body location on a subject to obtain a second body temperature value;optionally determining the ambient temperature to determine an ambient temperature value;obtaining a physiological function result from a predetermined prediction equation, wherein the obtaining comprises a comparison of the amplitude of the temperature values, the mesor of the temperature values, the mean of the temperature values, the peak of the temperature values, the nadir of the temperature values, or the acrophase of the temperature values, or a combination comprising one or more of the foregoing. 2. The method of claim 1, wherein the obtaining comprises inputting the temperature values into the predetermined prediction equation. 3. The method of claim 1, further comprising determining a temperature value at more than one time. 4. The method of claim 1, wherein the predetermined prediction equation further comprises a comparison of changes of amplitude of the temperature values over time. 5. The method of claim 1, wherein the predetermined prediction equation further comprises a cyclic rhythm parameter. 6. The method of claim 5, wherein the cyclic rhythm parameter is a circadian rhythm, sleep-wake cycles, activity rhythms, circannual rhythm, circa mensal rhythm, or a combination comprising one or more of the foregoing. 7. The method of claim 1, wherein the predetermined prediction equation further comprises masking parameters, entraining agent parameters, or both. 8. The method of claim 1, wherein the predetermined prediction equation further comprises cyclical changes in thermogenic processes. 9. The method of claim 1, wherein the predetermined prediction equation further comprises a personal parameter, wherein the personal parameter comprises age, gender, menstrual cycle day, chronotype, height, weight, fat percentage, body mass index, lean body mass, body size proportions, drug use (e.g. hormonal contraceptive), dietary intake, alcohol consumption, time zone, or a combination comprising one or more of the foregoing. 10. The method of claim 1, wherein the physiological function result is a fertility parameter or a metabolic function parameter. 11. The method of claim 1, wherein the physiological function result is a determination of if the subject is in a thermoneutral zone. 12. The method of claim 10, wherein the fertility parameter is a level of fertility. 13. The method of claim 12, wherein the metabolic function parameter is an infection, or the presence of a fever. 14. The method of claim 10, wherein the metabolic function parameter is thyroid function, cholesterol amount, pituitary function, gonadal function, adrenal function, hypoglycemia, pancreatitis, drug or alcohol abuse, kidney function, liver function, cardiovascular fun... |  | A61B005/01 A61B005/00 A61B005/024 A61B010/00
US09836838 | B2 | 2017-12-05 | Statistical mapping in an optoacoustic imaging system | 2016-05-03 | Electromagnetic energy is deposited into a volume, an acoustic return signal from energy deposited in the volume is measured, and a parametric map that estimates values of at least one parameter as spatially represented in the volume is computed. A reference level of a region of interest is determined, and upper and lower color map limits are specified, with at least one of them being determined in relation to the reference level. The parametric map is then rendered in the palette of a color map by mapping the estimated values of the parametric map onto the color map according to the color map limits. Two wavelengths of energy can be applied to the volume, and the parametric map computation can be adapted by applying an implicit or explicit model of, or theoretical basis for, distribution of electromagnetic energy fluence within the volume pertaining to the two wavelengths. The actual electromagnetic energy fluence caused by each wavelength has a propensity, due to variability within the volume, to differ from the modeled or theoretical electromagnetic energy fluence. | 1. A method to produce a qualitative image, comprising: depositing electromagnetic energy into a volume using one or more energy sources to deposit at least two wavelengths of electromagnetic energy into the volume so as to provide a source of molecular contrast for a parametric map;measuring acoustic return signals from energy deposited in the volume;computing a parametric map that estimates values of at least one parameter as spatially represented in the volume,wherein computing the parametric map comprises: computing the spatial representation of the volume based on the acoustic return signals for the first of the at least two electromagnetic energy wavelengths;computing the spatial representation of the volume based on the acoustic return signals for the second of the at least two electromagnetic wavelengths;balancing the relationship between the computed spatial representations for the at least two electromagnetic energy wavelengths; wherein the balancing is performed based on a mathematical characteristic applied to the region of interest of at least one of the computed spatial representations, wherein the mathematical characteristic of the balancing is the scalar projection of the estimated values in the region of interest for a first of the at least two wavelengths onto the estimated values in the region of interest for a second of the at least two wavelengths, and then the result of the mathematical characteristic is applied to normalize at least one of the computed spatial representations, and wherein the normalization is performed by multiplying at least one of the computed spatial representations in proportion to the result of the scalar projection, thereby producing balanced spatial representations of the volume for each of the at least two wavelengths;estimating the values of at least one parameter as spatially represented in the volume based on the balanced spatial representations of the volume for each of the at least two wavelengths; andoutputting the estimated values of the at least one spatially represented parameter;producing a mapping configuration to adjust for effects resulting from at least some of the variability in the spatial profile of the deposited energy by: i) determining at least one reference level within at least one region of interest of the parametric map; andii) specifying an upper color map limit and a lower color map limit, at least one of the upper color map limit or the lower color map limit being determined in relation to the at least one reference level; and,rendering the parametric map in the palette of a color map by mapping the estimated values of the parametric map onto the color map according to the upper and lower color map limits of the mapping configuration to produce a rendered parametric map. 2. The method of claim 1, in which the step of computing a parametric map comprises accounting for an implicit or explicit model of distribution of electromagnetic energy fluence within the volume pertain... | Seno Medical Instruments, Inc. | G06K009/00 G06T007/00 A61B008/00 A61B005/00 A61B005/145 A61B008/08
US09498631 | B2 | 2016-11-22 | Automated phrenic nerve stimulation and pacing capture threshold test | 2014-02-20 | A medical device system and method for determining pacing threshold data that includes a cardiac capture sensor, a phrenic nerve stimulation sensor, a pulse generator selectively coupled to a plurality of electrode vectors to deliver a pacing stimulation pulse, and a processor coupled to the cardiac capture sensor, the phrenic nerve stimulation sensor and the pulse generator and configured to deliver the pacing simulation pulse along the plurality of electrode vectors, determine, for each vector of the plurality of vectors, a pacing capture threshold in response to the delivered pacing pulse, deliver a phrenic nerve stimulation pulse along only the vectors of the plurality of vectors that the determined pacing capture threshold is less than a predetermined pacing capture threshold limit, and determine whether phrenic nerve stimulation is detected in response to the delivered phrenic nerve stimulation pulse. | 1. A medical device system for determining pacing threshold data, comprising: a cardiac capture sensor;a phrenic nerve stimulation sensor;a pulse generator selectively coupled to a plurality of electrode vectors to deliver a pacing stimulation pulse; anda processor coupled to the cardiac capture sensor, the phrenic nerve stimulation sensor and the pulse generator and configured to deliver the pacing simulation pulse along the plurality of electrode vectors, determine, for each vector of the plurality of vectors, a pacing capture threshold in response to the delivered pacing pulse, deliver a phrenic nerve stimulation pulse along only the vectors of the plurality of vectors that the determined pacing capture threshold is less than a predetermined pacing capture threshold limit, and determine whether phrenic nerve stimulation is detected in response to the delivered phrenic nerve stimulation pulse. 2. The medical device system of claim 1, wherein the phrenic nerve stimulation pulse comprises a first output amplitude and the pacing pulse comprises a second output amplitude, less than the first output amplitude. 3. The medical device system of claim 1, further comprising a storage device, wherein the processor is configured to store the pacing capture thresholds for all of the vectors of the plurality of vectors, and store the determination of phrenic nerve stimulation only for the vectors of the plurality of vectors that the determined pacing capture threshold is less than the predetermined pacing capture threshold limit. 4. The medical device system of claim 1, wherein the processor is configured to determine an optimal pacing vector in response to only the pacing capture thresholds for the vectors of the plurality of vectors that phrenic nerve stimulation is determined not to be detected. 5. The medial device system of claim 4, wherein the processor is configured to determine a minimum pacing capture threshold of only the pacing capture thresholds for the vectors of the plurality of vectors that phrenic nerve stimulation is determined not to be detected and determine the optimal pacing vector in response to the determined minimum pacing capture threshold. 6. The medical device system of claim 1, further comprising a display, wherein the processor is configured to display the pacing capture thresholds for all of the vectors of the plurality of vectors, and display the determination of phrenic nerve stimulation only for the vectors of the plurality of vectors that the determined pacing capture threshold is less than the predetermined pacing capture threshold limit. 7. The medical device system of claim 1, wherein the processor is configured to determine whether the determined pacing capture threshold is less than the predetermined pacing capture threshold limit for all of the plurality of vectors, adjust the pacing stimulation pulse in response to the determined pacing capture threshold not being less than the predetermined pacing capture thres... | Medtronic, Inc. | A61N001/00 A61N001/37 A61N001/365 A61B005/04 A61B005/08 A61N001/36 A61N001/368 A61B005/00
US09486179 | B2 | 2016-11-08 | Multilayered phantom tissue test structure and fabrication process | 2013-09-05 | A multilayered optical tissue phantom fabrication approach and inherently produced test target structure which address the issues of of optical conformity known in the art by controlling the formation of micrometer scale monolayers embedded with light-scattering microspheres. | 1. An optically uniform phantom test target structure comprised of: a plurality of micrometer scale monolayers wherein each micrometer scale monolayers is comprised of light-scattering microspheres suspended in a host polymer,wherein said light-scattering microspheres comprise an ordered monolayer array in each micrometer scale monolayer,a plurality of transparent polymer layers, wherein each transparent polymer layer is positioned between two of said micrometer scale monolayers;wherein at least one transparent polymer layer of said plurality of transparent polymer layers has a varying thickness from at least another transparent polymer layer of said plurality of transparent polymer layers;wherein said thicknesses of each of said plurality of transparent polymer layers are capable of being measured by an interferometer; andwherein said thickness of each transparent polymer layer of said plurality of transparent polymer layers replicates a different spatial frequency in the axial dimension of said phantom test target. 2. The phantom test target structure of claim 1 wherein said light-scattering microspheres do not substantially protrude above a surface of at least one of said plurality of monolayers sufficiently to alter the reflective characteristics of said light scattering microspheres. 3. The phantom test target structure of claim 1 which further includes axial dimensions which are determined independently of an optical system under test. 4. The phantom test target structure of claim 1 wherein each microsphere of said microspheres has wavelength-dependent scattering coefficients determined independently of an optical system under test. 5. The phantom test target structure of claim 1 wherein each microsphere of said microspheres has an absorption co-efficient determined independently of an optical system under test. 6. The phantom test target structure of claim 1 wherein each of said plurality of micrometer scale monolayers is an assembly of said light-scattering microspheres having a hexagonal packing. 7. The phantom test target structure of claim 6 wherein said ordered monolayer array of said light-scattering microspheres is formed by convective particle flux on a glass substrate. 8. The phantom test target structure of claim 1 wherein said optically uniform phantom test target structure is a calibration tool for axial resolution and contrast characterization. 9. The phantom test target structure of claim 1 which further comprises alternating micrometer scale monolayers with transparent polymer layers, wherein each of said micrometer scale monolayers and transparent polymer layers has a known thickness, wherein the periodicity of the repeating layers is known. 10. The phantom test target structure of claim 9 wherein said reflective layers have homogeneous scattering characteristics and appear optically uniformly bright in an image. 11. The phantom test target structure of claim 1 wherein said micrometer scale monolayers are arranged... | The United States of America, as represented by the Secretary of Commerce The National Institute of Standards and Technology | A61B006/00 B32B003/26 B32B038/10 A61B005/00 G01B009/02
US09482636 | B2 | 2016-11-01 | Vital information measurement device and vital information measurement method employing same | 2011-10-26 | An objective of the present invention is to provide a vital information measurement device which measures vital information using a biosensor, with which it is possible to adjudicate more precisely whether a mounted biosensor is usable, and to alleviate inconsistency in measured values therefrom. Specifically, the present invention provides a vital information measurement device comprising: an input terminal to which a biosensor is connected; a voltage application unit which applies a voltage to the input terminal; an adjudication unit which is connected to the input terminal; a control unit which is connected to the adjudication unit; and a display unit which is connected to the control unit. The control unit causes the adjudication unit to carry out a first adjudication, a second adjudication, and a third adjudication. | 1. A vital information measurement device comprising an input terminal to which a biosensor is connected, a voltage application section that applies voltage to the input terminal, a measurement section that measures a measurement value based on a value of electric current flowing in the biosensor, a determination section, a control section, and a display, wherein: the measurement section is configured to measure a first measurement value and a second measurement value based on the value of the electric current flowing in the biosensor when the voltage application section applies voltage to the biosensor connected to the input terminal through the input terminal before a biological sample is supplied to the biosensor, and the second measurement value is a value measured after the first measurement value is measured; andthe control section is configured to cause the determination section to perform a first determination, a second determination and a third determination, to determine whether the biosensor is usable based on results of the first, second, and third determinations before the biological sample is supplied to the biosensor, wherein: the first measurement value or the second measurement value is compared with a first threshold value, in the first determination,the first measurement value is compared with a second threshold value, in the second determination,a difference X between the first measurement value and the second measurement value is compared with a third threshold value, in the third determination, andthe first threshold value is larger than the second threshold value, and the second threshold value is larger than the third threshold value. 2. The vital information measurement device according to claim 1, wherein: the measurement section measures the second measurement value for a plurality of times; andthe maximum difference among the plurality of differences X between the first measurement value and each of the second measurement values is compared with the third threshold value, in the third determination. 3. The vital information measurement device according to claim 1, wherein: in a case where the first measurement value or the second measurement value is equal to or larger than the first threshold value in the first determination, the control section displays information indicating that the biosensor is unusable on the display section. 4. The vital information measurement device according to claim 1, wherein: in a case where the first measurement value is equal to or larger than the second threshold value in the second determination, the control section causes the determination section to perform the third determination. 5. The vital information measurement device according to claim 1, wherein: in a case where the difference X is smaller than the third threshold value in the third determination, the control section displays information indicating that the biosensor is unusable on the display. 6. A vital information me... | PANASONIC HEALTHCARE HOLDINGS CO., LTD. | A61B005/145 G01N027/327 G01N027/416 G01N027/26 G01N027/28 A61B005/1468 A61B005/1495 A61B005/00
US09488711 | B2 | 2016-11-08 | Magnetic resonance imaging apparatus and magnetic resonance imaging method | 2014-11-12 | According to one embodiment, an MRI apparatus includes a data acquiring part and a data processing part. The data acquiring part acquires first and second MR signals by applying at least one IR pulse under an application condition according to a relaxation time of a fluid. The first MR signals include MR signals, having negative values, from the fluid. The second MR signals include MR signals, having positive values, from the fluid. The data processing part generates first and second image data. The first image data depict the fluid as a lower signal region than that of a tissue. The second image data depict the fluid as a higher signal region than that of the tissue. The data processing part generates the first image data with a phase correction based on the second MR signals. | 1. A magnetic resonance imaging (MRI) apparatus comprising: at least one radio frequency (RF) coil disposed within static and gradient magnetic field generators, an RF transmitter and an RF receiver coupled to said at least one RE coil, and at least one control computer connected to control said gradient magnetic field generators, said RF transmitter, said RF transmitter and said RF receiver to execute MRI data acquisition sequences and to process acquired MRI signals; said at least one control computer being configured toacquire first and second magnetic resonance signals from a flowing fluid within same imaging area of an object using at least one inversion recovery pulse related to a MR relaxation time of a flowing fluid within the object, the first magnetic resonance signals, from the fluid including negative values, the second magnetic resonance signals from the fluid including positive values, andgenerate first and second image data based, respectively, on the first and second magnetic resonance signals, the first image data depicting the fluid as a lower signal region than a signal region of surrounding tissue, the second image data depicting the fluid as a higher signal region than a signal region of the surrounding tissue;the first image data being generated with a phase correction based on the second magnetic resonance signals. 2. The magnetic resonance imaging apparatus of claim 1, wherein: phase correction of real space signals is performed using phase data and the first image data is generated by imaging real parts of the real space signals after the phase correction, the real space signals being generated based on the first magnetic resonance signals, the phase data being obtained based on the second magnetic resonance signals. 3. The magnetic resonance imaging apparatus of claim 1, wherein: the at least one inversion recovery pulse is applied repeatedly and a part of the first magnetic resonance signals and a part of the second magnetic resonance signals are alternately acquired between repeated applications of the at least one inversion recovery pulse. 4. The magnetic resonance imaging apparatus of claim 1, wherein: a first inversion recovery pulse is applied in a first application region and a second inversion recovery pulse is applied in a second application region, the first application region being larger than the imaging area, the second application region being larger than the imaging area and smaller than the first application region, the first application region being set to make magnetic resonance signals from the fluid, having flowed from an outside into the imaging area, show negative values at acquisition timing of the first magnetic resonance signals, the second application region being set to make magnetic resonance signals from the fluid, having flowed from an outside into the imaging area, show positive values at acquisition timing of the second magnetic resonance signals; andlongitudinal relaxation weighted ima... | TOSHIBA MEDICAL SYSTEMS CORPORATION | G06K009/00 G01R033/563 A61B005/055 A61B005/026 A61B005/00 G01R033/56 A61B005/02
US09486140 | B2 | 2016-11-08 | Coherence gated doppler motion sensor and medical applications | 2013-08-08 | A motion sensor applicable to medical procedures includes a source of light with a wavelength bandwidth and an optical detector. A first optical coupler terminates in a first probe tip and couples the light into the first probe tip. A second optical coupler terminates in a second probe tip and directs onto the detector scattered light returning through the second probe tip. A presentation device outputs a signal that indicates motion in a target volume of a sample in a vicinity of the probe tips based on a Doppler shift of the scattered light. The volume depends on coherence distance determined by the bandwidth. In variations, the first and second tips are the same tip, a multimode fiber is included, the bandwidth is between 0.1% and 5% of a center wavelength, or the presentation device is a speaker, or some combination. | 1. An apparatus comprising: an optical source of light comprising a band of wavelengths with a bandwidth that is in a range between 0.1% and 2.9% of a center wavelength of the band of wavelengths;an optical detector;a first optical coupler configured to direct light from the optical source through an emission optical path that terminates at a distal end in a single probe tip;a second optical coupler configured to direct onto the optical detector scattered light returning from the single probe tip through a return optical path; anda presentation device configured to output a signal that indicates motion in a target volume of a sample in a vicinity of the single probe tip based on a Doppler shift between the light from the light source and the scattered light received at the detector through the single probe tip,whereby the target volume is based on a coherence distance determined by the bandwidth of the band of wavelengths of the light from the optical source. 2. An apparatus as recited in claim 1, wherein the first optical coupler and second optical coupler includes a single optical fiber connected to the single probe tip, and the single optical fiber is multimode fiber. 3. An apparatus as recited in claim 1, wherein the single probe tip is configured to be hand held. 4. An apparatus as recited in claim 1, wherein the bandwidth is in a range between 0.2% and 2.9% of a center wavelength of the band of wavelengths. 5. An apparatus as recited in claim 1, wherein the bandwidth is about 3 nanometers and a center wavelength is about 1300 nanometers whereby axial spatial resolution of about 1 millimeter is provided. 6. An apparatus as recited in claim 1, wherein: the optical detector comprises a dual balanced detection circuit that comprises two detectors; and,the second optical coupler is configured to direct onto each detector in the dual balanced detection circuit an approximately equal portion of the scattered light returning from the single probe tip through the return optical path. 7. An apparatus as recited in claim 1, further comprising a third optical coupler configured to direct light from the optical source through a reference optical path onto the optical detector to produce an interference beat frequency with the scattered light at the detector. 8. An apparatus as recited in claim 7, wherein the presentation device is an acoustic speaker configured to output an acoustic frequency based on the interference beat frequency at the detector. 9. An apparatus as recited in claim 8, wherein the acoustic speaker is an analog acoustic speaker and the detector outputs an analog electronic signal and the speaker is driven by the analog electronic signal from the detector without an intervening analog to digital converter. 10. An apparatus as recited in claim 7, wherein a depth in the sample of the target volume is based on a coherence of the scattered light with the light from the optical source through the reference optical path. 11. An appa... | University of Maryland, Baltimore The United States of America as represented by the Department of Veterans Affairs St. Jude Medical University of Maryland, College Park | G01B011/02 A61B005/00 A61B005/026 A61C019/04
US09504522 | B2 | 2016-11-29 | Electrocardiogram noise reduction | 2013-06-25 | Methods and systems of catheterization include a flexible catheter adapted for insertion into a heart of a living subject. The catheter has a lumen for passing an electrically conductive fluid therethrough with the fluid exiting the catheter at the distal portion. The lumen is connectable to an irrigation pump to form a fluid communication therewith. A fluid reservoir connected to the lumen supplies the fluid to the catheter. Electrocardiogram circuitry is connectable to the subject for monitoring electrical activity in the heart. An electrically conductive cable diverts induced charges in the fluid from the catheter electrodes, for example by connection to an isolated ground of the electrocardiogram. | 1. A catheterization system, comprising: a flexible catheter adapted for insertion into a heart of a living subject, having a distal portion and a lumen for passing an electrolyte-containing fluid therethrough to exit the catheter at the distal portion, the lumen connectable to an irrigation pump to form a fluid communication therewith;a fluid reservoir connected to the irrigation pump for supplying the electrolyte-containing fluid to the catheter;electrocardiogram circuitry connectable to the subject for monitoring electrical activity in the heart, the electrocardiogram circuitry having an input; andan electrically conductive cable linking the electrolyte-containing fluid with the input of the electrocardiogram circuitry through an isolated ground. 2. The system according to claim 1, wherein the electrically conductive cable leads from the fluid reservoir to the isolated ground through a resistor, and the electrocardiogram circuitry is connected to the isolated ground. 3. The system according to claim 2, wherein the resistor has a resistance of between 0Ω and 10KΩ. 4. The system according to claim 2, wherein the resistor has a resistance of between 0Ω and 3 MΩ. 5. The system according to claim 1, further comprising a drip chamber connected to the fluid reservoir for receiving the electrolyte-containing fluid therein, wherein the electrically conductive cable is connected to the electrolyte-containing fluid downstream of the drip chamber. 6. The system according to claim 5, wherein a first segment of a hydraulic line leads from the drip chamber to an input of the irrigation pump, and a second segment leads from an output of the irrigation pump to the catheter, and wherein the electrically conductive cable is further connected to the first segment and to the second segment. 7. The system according to claim 1, wherein the irrigation pump has an inlet hydraulic line and an output hydraulic line, and further comprising an electrically conductive link between the electrolyte-containing fluid in the inlet hydraulic line and the electrolyte-containing fluid in the output hydraulic line. 8. The system according to claim 7, wherein the electrically conductive link is connected to an isolated ground of the electrocardiogram circuitry. | Biosense Webster (Israel) Ltd. | A61B018/14 A61B005/0245 A61B005/00 A61B005/0428 A61B005/0402 A61B018/00
US09489487 | B2 | 2016-11-08 | Bio-information sensor monitoring system and method | 2005-03-22 | A bio-information monitoring system passively monitors a patient with a remote portable bio-information unit that takes various bio-information measurements at selected time intervals as well as at random times without patient intervention. The measurements are converted to digital signals which are transmitted from the bio-information unit to a modem when the bio-information unit is in proximity to the modem. The signals are stored in the modem and uploaded to a central monitoring network. Automatic alerts may be sent from the central monitoring network to a treatment provider. The treatment provider may also access the information through secured dedicated websites via the Internet. | 1. A bio-information modem for use with but independent from a continuous remote bio-information unit attached to a human subject, and for use with but independent from a bio-information network, the bio-information modem comprising: a radio frequency transceiver for communicating bi-directional radio frequency signals with the continuous remote bio-information unit when the continuous remote bio-information unit comes within range of the bio-information modem, wherein said radio frequency signals contain a plurality of data;a central processing unit in communication with said radio frequency transceiver, wherein said central processing unit processes said plurality of data to determine if at least one alert condition exists; anda bio-information modem chip set in communication with said central processing unit, wherein when said at least one alert condition exists, a non radio frequency communication link is established by said central processing unit through said bio-information modem chip set to the bio-information network, and further wherein said central processing unit communicates an alert over said non radio frequency communication link to the bio-information network independently from the continuous remote bio-information unit. 2. The bio-information modem according to claim 1 wherein said central processing unit controls a plurality of processes, said plurality of processes comprising: a schedule process that controls a plurality of communication events between the continuous remote bio-information unit and the bio-information modem, and between the bio-information modem and the bio-information network;a monitoring process that monitors said bi-directional radio frequency signals, containing said plurality of data, between the continuous remote bio-information unit and the bio-information modem; andan analysis process for analyzing said plurality of data for said at least one alert condition. 3. The bio-information modem according to claim 1 wherein said plurality of data further comprises: a set of operating instructions;a sensor configuration data;an operating data;a time and date synchronization information for the continuous remote bio-information unit; anda plurality of monitoring data received from the continuous remote bio-information unit. 4. The bio-information modem according to claim 3 wherein said central processing unit communicates through said bio-information modem chip set to the bio-information network over said non radio frequency communication link at least a one of: said plurality of monitoring data;a time and date synchronization information;a schedule information;an operating data for the continuous remote bio-information unit;a bio-information modem operating program information;anda continuous remote bio-information unit operating program. 5. The bio-information modem according to claim 3 wherein said plurality of monitoring data further comprises: a plurality of bio-sensor readings taken of the human subject... | Alcohol Monitoring Systems, Inc. | H04M011/00 G06F015/16 G06Q010/00 G06Q050/00 G06F019/00 A61B005/00